## Sheet1
| Section | Name | Date | Organization | Abbrev | Standard | Title | Edition
1 | 01 14 00 | WORK RESTRICTIONS | 11/22, CHG 3: 08/24 | AIR-CONDITIONING, HEATING AND REFRIGERATION INSTITUTE | AHRI | ANSI/AHRI 210/240 | Performance Rating of Unitary Air-Conditioning & Air-Source Heat Pump Equipment | 2008; Add 1 2011; Add 2 2012
2 | 01 14 00 | WORK RESTRICTIONS | 11/22, CHG 3: 08/24 | AMERICAN SOCIETY OF CIVIL ENGINEERS | ASCE | ASCE 7-16 | Minimum Design Loads and Associated Criteria for Buildings and Other Structures | 2017; Errata 2018; Supp 1 2018
3 | 01 14 00 | WORK RESTRICTIONS | 11/22, CHG 3: 08/24 | FLORIDA ADMINISTRATIVE CODE | FAC | FAC Chapter 15C-1 | Department of Highway Safety and Motor Vehicles
4 | 01 14 00 | WORK RESTRICTIONS | 11/22, CHG 3: 08/24 | INSTRUCTIONS AND STANDARDS FOR NAVBASE GUANTANAMO BAY CUBA | COMNAVBASEGTMOINST | 11300.3 | Base Energy Conservation Regulations
5 | 01 14 00 | WORK RESTRICTIONS | 11/22, CHG 3: 08/24 | INTERNATIONAL CODE COUNCIL | ICC | ICC IBC | International Building Code | 2024
6 | 01 14 00 | WORK RESTRICTIONS | 11/22, CHG 3: 08/24 | NATIONAL FIRE PROTECTION ASSOCIATION | NFPA | NFPA 70 | National Electrical Code | 2023
7 | 01 14 00 | WORK RESTRICTIONS | 11/22, CHG 3: 08/24 | NATIONAL FIRE PROTECTION ASSOCIATION | NFPA | NFPA 90A | Standard for the Installation of Air Conditioning and Ventilating Systems | 2024
8 | 01 14 00 | WORK RESTRICTIONS | 11/22, CHG 3: 08/24 | NATIONAL FIRE PROTECTION ASSOCIATION | NFPA | NFPA 101 | Life Safety Code | 2024
9 | 01 14 00 | WORK RESTRICTIONS | 11/22, CHG 3: 08/24 | NAVAL FACILITIES ENGINEERING AND EXPEDITIONARY WARFARE CENTER | NAVFAC EXWC | NFESC UG-2029-ENV | Cross-Connection Control and Backflow Prevention Program Implementation at Shore Facilities, User's Guide | 1998
10 | 01 14 00 | WORK RESTRICTIONS | 11/22, CHG 3: 08/24 | U.S. Code | USC | 8 USC 1101 | Definitions
11 | 01 14 00 | WORK RESTRICTIONS | 11/22, CHG 3: 08/24 | U.S. Code | USC | 10 USC 6011 | Navy Regulations
12 | 01 14 00 | WORK RESTRICTIONS | 11/22, CHG 3: 08/24 | U.S. DEPARTMENT OF DEFENSE | DOD | UFC 3-301-01 | Structural Engineering | 2023; with Change 1, 2023
13 | 01 14 00 | WORK RESTRICTIONS | 11/22, CHG 3: 08/24 | U.S. DEPARTMENT OF HOUSING AND URBAN DEVELOPMENT | HUD | 24 CFR 3280 | Manufactured Home Construction and Safety Standards | 2019
14 | 01 20 00 | PRICE AND PAYMENT PROCEDURES | 11/20, CHG 4: 08/24 | ASTM INTERNATIONAL | ASTM | ASTM A615/A615M | Standard Specification for Deformed and Plain Carbon-Steel Bars for Concrete Reinforcement | 2022
15 | 01 20 00 | PRICE AND PAYMENT PROCEDURES | 11/20, CHG 4: 08/24 | U.S. ARMY CORPS OF ENGINEERS | USACE | EP 1110-1-8 | Engineering and Design -- Construction Equipment Ownership and Operating Expense Schedule | 2021
16 | 01 30 00 | ADMINISTRATIVE REQUIREMENTS | 11/20, CHG 4: 08/24 | U.S. ARMY CORPS OF ENGINEERS | USACE | EM 385-1-1 | Safety -- Safety and Occupational Health (SOH) Requirements | 2024
17 | 01 30 00 | ADMINISTRATIVE REQUIREMENTS | 11/20, CHG 4: 08/24 | U.S. NATIONAL ARCHIVES AND RECORDS ADMINISTRATION | NARA | 15 CFR 772 | Definition of Terms
18 | 01 30 00 | ADMINISTRATIVE REQUIREMENTS | 11/20, CHG 4: 08/24 | U.S. NATIONAL ARCHIVES AND RECORDS ADMINISTRATION | NARA | 15 CFR 773 | Special Licensing Procedures
19 | 01 31 20 | PROJECT TECHNICAL DATA MANAGEMENT AND VISUALIZATION | 05/22 | INTERNATIONAL ORGANIZATION FOR STANDARDIZATION | ISO | ISO 19110 | Geographic Information Methodology for Feature Cataloguing | 2016
20 | 01 31 20 | PROJECT TECHNICAL DATA MANAGEMENT AND VISUALIZATION | 05/22 | INTERNATIONAL ORGANIZATION FOR STANDARDIZATION | ISO | ISO 19115-1 | Geographic Information -- Metadata -- Part 1: Fundamentals | 2014
21 | 01 31 20 | PROJECT TECHNICAL DATA MANAGEMENT AND VISUALIZATION | 05/22 | INTERNATIONAL ORGANIZATION FOR STANDARDIZATION | ISO | ISO 19115-2 | Geographic Information — Metadata — Part 2: Extensions for Acquisition and Processing | 2019; AMD 1 2022
22 | 01 31 20 | PROJECT TECHNICAL DATA MANAGEMENT AND VISUALIZATION | 05/22 | INTERNATIONAL ORGANIZATION FOR STANDARDIZATION | ISO | ISO 19119 | Geographic Information - Services | 2016
23 | 01 31 20 | PROJECT TECHNICAL DATA MANAGEMENT AND VISUALIZATION | 05/22 | INTERNATIONAL ORGANIZATION FOR STANDARDIZATION | ISO | ISO TS 19139-1 | Geographic Information — XML Schema Implementation — Part 1: Encoding Rules | 2019
24 | 01 31 20 | PROJECT TECHNICAL DATA MANAGEMENT AND VISUALIZATION | 05/22 | U.S. ARMY CORPS OF ENGINEERS | USACE | ERDC/ITL TR-19-7 | A/E/C CAD Standard - Release 6.1 | 2019
25 | 01 31 20 | PROJECT TECHNICAL DATA MANAGEMENT AND VISUALIZATION | 05/22 | U.S. DEPARTMENT OF DEFENSE | DOD | SDSFIE Standards | Spatial Data Standards for Facilities, Infrastructure, and Environment
26 | 01 32 01.00 10 | PROJECT SCHEDULE | 08/23, CHG 1: 08/24 | AACE INTERNATIONAL | AACE | AACE 29R-03 | Forensic Schedule Analysis | 2011
27 | 01 32 01.00 10 | PROJECT SCHEDULE | 08/23, CHG 1: 08/24 | AACE INTERNATIONAL | AACE | AACE 52R-06 | Time Impact Analysis - As Applied in Construction | 2006
28 | 01 32 01.00 10 | PROJECT SCHEDULE | 08/23, CHG 1: 08/24 | AACE INTERNATIONAL | AACE | AACE 84R-13 | Planning and Accounting for Adverse Weather | 2015
29 | 01 32 01.00 10 | PROJECT SCHEDULE | 08/23, CHG 1: 08/24 | AMERICAN SOCIETY OF CIVIL ENGINEERS | ASCE | ASCE 67-17 | Schedule Delay Analysis | 2017
30 | 01 32 01.00 10 | PROJECT SCHEDULE | 08/23, CHG 1: 08/24 | U.S. ARMY CORPS OF ENGINEERS | USACE | ER 1-1-11 | Administration -- Project Schedules | 2017
31 | 01 33 16.00 10 | DESIGN DATA (DESIGN AFTER AWARD) | 05/16 | INTERNATIONAL ORGANIZATION FOR STANDARDIZATION | ISO | ISO 19005-3 | Document Management -- Electronic Document File Format for Long-Term Preservation -- Part 3: Use of ISO 32000-1 with Support for Embedded Files (PDF/A-3) | 2012
32 | 01 33 16.00 10 | DESIGN DATA (DESIGN AFTER AWARD) | 05/16 | INTERNATIONAL ORGANIZATION FOR STANDARDIZATION | ISO | ISO 19115-1 | Geographic Information -- Metadata -- Part 1: Fundamentals | 2014
33 | 01 33 16.00 10 | DESIGN DATA (DESIGN AFTER AWARD) | 05/16 | INTERNATIONAL ORGANIZATION FOR STANDARDIZATION | ISO | ISO 32000-1 | Document Management -- Portable Document Format -- Part 1: PDF 1.7 | 2008
34 | 01 33 16.00 10 | DESIGN DATA (DESIGN AFTER AWARD) | 05/16 | NATIONAL FIRE PROTECTION ASSOCIATION | NFPA | NFPA 13 | Standard for the Installation of Sprinkler Systems | 2022; TIA 24-1
35 | 01 33 16.00 10 | DESIGN DATA (DESIGN AFTER AWARD) | 05/16 | NATIONAL INSTITUTE OF BUILDING SCIENCES | NIBS | NBIMS-US | National BIM Standard - United States | V3
36 | 01 33 16.00 10 | DESIGN DATA (DESIGN AFTER AWARD) | 05/16 | NATIONAL INSTITUTE OF BUILDING SCIENCES | NIBS | NCS | United States National CAD Standard | V6
37 | 01 33 16.00 10 | DESIGN DATA (DESIGN AFTER AWARD) | 05/16 | U.S. ARMY CORPS OF ENGINEERS | USACE | EM 1110-1-2909 | Engineering and Design -- Geospatial Data and Systems | 2012
38 | 01 33 16.00 10 | DESIGN DATA (DESIGN AFTER AWARD) | 05/16 | U.S. ARMY CORPS OF ENGINEERS | USACE | ERDC/ITL TR-19-6 | A/E/C Graphics Standard, Release 2.1 | 2019
39 | 01 33 16.00 10 | DESIGN DATA (DESIGN AFTER AWARD) | 05/16 | U.S. ARMY CORPS OF ENGINEERS | USACE | ERDC/ITL TR-19-7 | A/E/C CAD Standard - Release 6.1 | 2019
40 | 01 33 16.00 10 | DESIGN DATA (DESIGN AFTER AWARD) | 05/16 | U.S. DEPARTMENT OF DEFENSE | DOD | UFC 1-200-02 | High Performance and Sustainable Building Requirements | 2020; Change 2, 2022
41 | 01 33 16.00 10 | DESIGN DATA (DESIGN AFTER AWARD) | 05/16 | U.S. DEPARTMENT OF DEFENSE | DOD | UFC 1-300-02 | Unified Facilities Guide Specifications (UFGS) Format Standard | 2014; with Change 3, 2021
42 | 01 33 16.00 10 | DESIGN DATA (DESIGN AFTER AWARD) | 05/16 | U.S. DEPARTMENT OF DEFENSE | DOD | UFC 3-101-01 | Architecture | 2020; with Change 4, 2024
43 | 01 33 16.00 10 | DESIGN DATA (DESIGN AFTER AWARD) | 05/16 | U.S. DEPARTMENT OF DEFENSE | DOD | UFC 4-010-01 | DoD Minimum Antiterrorism Standards for Buildings | 2018; with Change 3, 2024
44 | 01 33 16.00 10 | DESIGN DATA (DESIGN AFTER AWARD) | 05/16 | U.S. DEPARTMENT OF DEFENSE | DOD | UFC 4-023-03 | Design of Buildings to Resist Progressive Collapse | 2009; with Change 3, 2016
45 | 01 33 29 | SUSTAINABILITY REQUIREMENTS AND REPORTING | 02/21 | COUNCIL ON ENVIRONMENTAL QUALITY | CEQ) (WHITE HOUSE | HPSB Guiding Principles | Guiding Principles for Sustainable Federal Buildings and Determining Compliance with the Guiding Principles for Sustainable Federal Buildings | 2016
46 | 01 33 29 | SUSTAINABILITY REQUIREMENTS AND REPORTING | 02/21 | GREEN BUILDING INITIATIVE | GBI | GBI DOD GP Compliance | GBI Department of Defense Guiding Principles Compliance Program for New Construction | 2017
47 | 01 33 29 | SUSTAINABILITY REQUIREMENTS AND REPORTING | 02/21 | GREEN BUILDING INITIATIVE | GBI | GBI Green Globes for NC | Green Globes(tm) for New Construction Technical Reference Manual | 2017
48 | 01 33 29 | SUSTAINABILITY REQUIREMENTS AND REPORTING | 02/21 | GREEN BUSINESS CERTIFICATION INC. | GBCI | GP Assessment (DOD) | Guiding Principles Assessment for Department of Defense
49 | 01 33 29 | SUSTAINABILITY REQUIREMENTS AND REPORTING | 02/21 | INTERNATIONAL CODE COUNCIL | ICC | ICC IgCC | International Green Construction Code | 2018
50 | 01 33 29 | SUSTAINABILITY REQUIREMENTS AND REPORTING | 02/21 | SHEET METAL AND AIR CONDITIONING CONTRACTORS' NATIONAL ASSOCIATION | SMACNA | ANSI/SMACNA 008 | IAQ Guidelines for Occupied Buildings Under Construction, 2nd Edition | 2007
51 | 01 33 29 | SUSTAINABILITY REQUIREMENTS AND REPORTING | 02/21 | U.S. DEPARTMENT OF AGRICULTURE | USDA | FSRIA 9002 | Farm Security and Rural Investment Act Section 9002 (USDA BioPreferred Program)
52 | 01 33 29 | SUSTAINABILITY REQUIREMENTS AND REPORTING | 02/21 | U.S. DEPARTMENT OF DEFENSE | DOD | UFC 1-200-02 | High Performance and Sustainable Building Requirements | 2020; Change 2, 2022
53 | 01 33 29 | SUSTAINABILITY REQUIREMENTS AND REPORTING | 02/21 | U.S. DEPARTMENT OF DEFENSE | DOD | UFC 3-210-10 | Low Impact Development | 2023
54 | 01 33 29 | SUSTAINABILITY REQUIREMENTS AND REPORTING | 02/21 | U.S. DEPARTMENT OF DEFENSE | DOD | UFC 3-600-01 | Fire Protection Engineering for Facilities | 2016; with Change 6, 2021
55 | 01 33 29 | SUSTAINABILITY REQUIREMENTS AND REPORTING | 02/21 | U.S. DEPARTMENT OF ENERGY | DOE | Energy Star | Energy Star Energy Efficiency Labeling System (FEMP) | 1992; R 2006
56 | 01 33 29 | SUSTAINABILITY REQUIREMENTS AND REPORTING | 02/21 | U.S. GREEN BUILDING COUNCIL | USGBC | LEED v4 BD+C | LEED v4 Building Design and Construction
57 | 01 33 29 | SUSTAINABILITY REQUIREMENTS AND REPORTING | 02/21 | U.S. NATIONAL ARCHIVES AND RECORDS ADMINISTRATION | NARA | 10 CFR 433.300 | Subpart C - Green Building Certification for Federal Buildings
58 | 01 33 29 | SUSTAINABILITY REQUIREMENTS AND REPORTING | 02/21 | U.S. NATIONAL ARCHIVES AND RECORDS ADMINISTRATION | NARA | 40 CFR 247 | Comprehensive Procurement Guideline for Products Containing Recovered Materials
59 | 01 35 13.43 10 | SPECIAL PROJECT PROCEDURES FOR CONTAMINATED SITES | 08/15 | FEDERAL REMEDIATION TECHNOLOGIES ROUNDTABLE | FRTR | USAEC SFIM-AEC-ET-CR-97053 | Federal Remediation Technologies Screening Matrix and Reference Guide, Fourth Edition | 2007
60 | 01 35 13.43 10 | SPECIAL PROJECT PROCEDURES FOR CONTAMINATED SITES | 08/15 | U.S. ARMY CORPS OF ENGINEERS | USACE | EP 1110-1-19 | A Guide to Preparing and Reviewing Remedial Action Reports of Cost and Performance | 2001
61 | 01 35 13.43 10 | SPECIAL PROJECT PROCEDURES FOR CONTAMINATED SITES | 08/15 | U.S. ARMY CORPS OF ENGINEERS | USACE | ER 1110-3-1301 | Engineering and Design -- Environmental Remediation and Removal Programs Cost Engineering | 2016
62 | 01 35 13.43 10 | SPECIAL PROJECT PROCEDURES FOR CONTAMINATED SITES | 08/15 | U.S. ENVIRONMENTAL PROTECTION AGENCY | EPA | EPA 542-B-98-007 | Guide to Documenting and Managing Cost and Performance Information for Remediation Projects | 1998
63 | 01 35 13 | SPECIAL PROJECT PROCEDURES | 11/20, CHG 1: 02/22 | U.S. Code | USC | 49 USC 44718 | Structures Interfering with Air Commerce or National Security
64 | 01 35 13 | SPECIAL PROJECT PROCEDURES | 11/20, CHG 1: 02/22 | U.S. Code | USC | 49 USC 46301 | Civil Penalties
65 | 01 35 13 | SPECIAL PROJECT PROCEDURES | 11/20, CHG 1: 02/22 | U.S. FEDERAL AVIATION ADMINISTRATION | FAA | FAA AC 70/7460-1 | Obstruction Marking and Lighting | 2016; Rev L; Change 2
66 | 01 35 13 | SPECIAL PROJECT PROCEDURES | 11/20, CHG 1: 02/22 | U.S. FEDERAL AVIATION ADMINISTRATION | FAA | FAA AC 150/5300-13 | Airport Design | 2022; Rev B; Change 1
67 | 01 35 13 | SPECIAL PROJECT PROCEDURES | 11/20, CHG 1: 02/22 | U.S. NATIONAL ARCHIVES AND RECORDS ADMINISTRATION | NARA | 14 CFR 77 | Safe, Efficient Use, and Preservation of the Navigable Airspace
68 | 01 35 26 | GOVERNMENTAL SAFETY REQUIREMENTS | 05/24 | AMERICAN SOCIETY OF HEATING, REFRIGERATING AND AIR-CONDITIONING ENGINEERS | ASHRAE | ASHRAE 52.2 | Method of Testing General Ventilation Air-Cleaning Devices for Removal Efficiency by Particle Size | 2017
69 | 01 35 26 | GOVERNMENTAL SAFETY REQUIREMENTS | 05/24 | AMERICAN SOCIETY OF SAFETY PROFESSIONALS | ASSP | ANSI/ASSP A10.34 | Protection of the Public on or Adjacent to Construction Sites | 2021
70 | 01 35 26 | GOVERNMENTAL SAFETY REQUIREMENTS | 05/24 | AMERICAN SOCIETY OF SAFETY PROFESSIONALS | ASSP | ANSI/ASSP A10.44 | Control of Energy Sources (Lockout/Tagout) for Construction and Demolition Operations | 2020
71 | 01 35 26 | GOVERNMENTAL SAFETY REQUIREMENTS | 05/24 | AMERICAN SOCIETY OF SAFETY PROFESSIONALS | ASSP | ANSI/ASSP Z490.1 | Criteria for Accepted Practices in Safety, Health, and Environmental Training | 2016
72 | 01 35 26 | GOVERNMENTAL SAFETY REQUIREMENTS | 05/24 | ASTM INTERNATIONAL | ASTM | ASTM D6245 | Using Indoor Carbon Dioxide Concentrations to Evaluate Indoor Air Quality and Ventilation | 2012
73 | 01 35 26 | GOVERNMENTAL SAFETY REQUIREMENTS | 05/24 | ASTM INTERNATIONAL | ASTM | ASTM D6345 | Standard Guide for Selection of Methods for Active, Integrative Sampling of Volatile Organic Compounds in Air | 2010
74 | 01 35 26 | GOVERNMENTAL SAFETY REQUIREMENTS | 05/24 | ASTM INTERNATIONAL | ASTM | ASTM F855 | Standard Specifications for Temporary Protective Grounds to Be Used on De-energized Electric Power Lines and Equipment | 2020
75 | 01 35 26 | GOVERNMENTAL SAFETY REQUIREMENTS | 05/24 | INSTITUTE OF ELECTRICAL AND ELECTRONICS ENGINEERS | IEEE | IEEE 1048 | Guide for Protective Grounding of Power Lines | 2016
76 | 01 35 26 | GOVERNMENTAL SAFETY REQUIREMENTS | 05/24 | INSTITUTE OF ELECTRICAL AND ELECTRONICS ENGINEERS | IEEE | IEEE C2 | National Electrical Safety Code | 2023
77 | 01 35 26 | GOVERNMENTAL SAFETY REQUIREMENTS | 05/24 | INTERNATIONAL SAFETY EQUIPMENT ASSOCIATION | ISEA | ANSI/ISEA Z89.1 | American National Standard for Industrial Head Protection | 2014; R 2019
78 | 01 35 26 | GOVERNMENTAL SAFETY REQUIREMENTS | 05/24 | NATIONAL ELECTRICAL MANUFACTURERS ASSOCIATION | NEMA | NEMA Z535.2 | Environmental and Facility Safety Signs | 2011; R 2017
79 | 01 35 26 | GOVERNMENTAL SAFETY REQUIREMENTS | 05/24 | NATIONAL FIRE PROTECTION ASSOCIATION | NFPA | NFPA 51B | Standard for Fire Prevention During Welding, Cutting, and Other Hot Work | 2024
80 | 01 35 26 | GOVERNMENTAL SAFETY REQUIREMENTS | 05/24 | NATIONAL FIRE PROTECTION ASSOCIATION | NFPA | NFPA 70 | National Electrical Code | 2023
81 | 01 35 26 | GOVERNMENTAL SAFETY REQUIREMENTS | 05/24 | NATIONAL FIRE PROTECTION ASSOCIATION | NFPA | NFPA 70E | Standard for Electrical Safety in the Workplace | 2024
82 | 01 35 26 | GOVERNMENTAL SAFETY REQUIREMENTS | 05/24 | NATIONAL FIRE PROTECTION ASSOCIATION | NFPA | NFPA 241 | Standard for Safeguarding Construction, Alteration, and Demolition Operations | 2022
83 | 01 35 26 | GOVERNMENTAL SAFETY REQUIREMENTS | 05/24 | NATIONAL FIRE PROTECTION ASSOCIATION | NFPA | NFPA 306 | Standard for the Control of Gas Hazards on Vessels | 2024
84 | 01 35 26 | GOVERNMENTAL SAFETY REQUIREMENTS | 05/24 | SHEET METAL AND AIR CONDITIONING CONTRACTORS' NATIONAL ASSOCIATION | SMACNA | ANSI/SMACNA 008 | IAQ Guidelines for Occupied Buildings Under Construction, 2nd Edition | 2007
85 | 01 35 26 | GOVERNMENTAL SAFETY REQUIREMENTS | 05/24 | U.S. ARMY CORPS OF ENGINEERS | USACE | EM 385-1-1 | Safety -- Safety and Occupational Health (SOH) Requirements | 2024
86 | 01 35 26 | GOVERNMENTAL SAFETY REQUIREMENTS | 05/24 | U.S. NATIONAL ARCHIVES AND RECORDS ADMINISTRATION | NARA | 10 CFR 20 | Standards for Protection Against Radiation
87 | 01 35 26 | GOVERNMENTAL SAFETY REQUIREMENTS | 05/24 | U.S. NATIONAL ARCHIVES AND RECORDS ADMINISTRATION | NARA | 29 CFR 1910 | Occupational Safety and Health Standards
88 | 01 35 26 | GOVERNMENTAL SAFETY REQUIREMENTS | 05/24 | U.S. NATIONAL ARCHIVES AND RECORDS ADMINISTRATION | NARA | 29 CFR 1915 | Confined and Enclosed Spaces and Other Dangerous Atmospheres in Shipyard Employment
89 | 01 35 26 | GOVERNMENTAL SAFETY REQUIREMENTS | 05/24 | U.S. NATIONAL ARCHIVES AND RECORDS ADMINISTRATION | NARA | 29 CFR 1919 | Gear Certification
90 | 01 35 26 | GOVERNMENTAL SAFETY REQUIREMENTS | 05/24 | U.S. NATIONAL ARCHIVES AND RECORDS ADMINISTRATION | NARA | 29 CFR 1926 | Safety and Health Regulations for Construction
91 | 01 35 26 | GOVERNMENTAL SAFETY REQUIREMENTS | 05/24 | U.S. NATIONAL ARCHIVES AND RECORDS ADMINISTRATION | NARA | 49 CFR 173 | Shippers - General Requirements for Shipments and Packagings
92 | 01 35 26 | GOVERNMENTAL SAFETY REQUIREMENTS | 05/24 | U.S. NATIONAL ARCHIVES AND RECORDS ADMINISTRATION | NARA | CPL 2.100 | Application of the Permit-Required Confined Spaces (PRCS) Standards, 29 CFR 1910.146 | 1995
93 | 01 35 29.13 | HEALTH, SAFETY, AND EMERGENCY RESPONSE PROCEDURES FOR CONTAMINATED SITES | 11/15, CHG 1: 08/22 | AMERICAN PETROLEUM INSTITUTE | API | API RP 2219 | Safe Operation of Vacuum Trucks Handling Flammable and Combustible Liquids in Petroleum Service | 2016
94 | 01 35 29.13 | HEALTH, SAFETY, AND EMERGENCY RESPONSE PROCEDURES FOR CONTAMINATED SITES | 11/15, CHG 1: 08/22 | INTERNATIONAL SAFETY EQUIPMENT ASSOCIATION | ISEA | ANSI/ISEA Z358.1 | American National Standard for Emergency Eyewash and Shower Equipment | 2014; R 2020
95 | 01 35 29.13 | HEALTH, SAFETY, AND EMERGENCY RESPONSE PROCEDURES FOR CONTAMINATED SITES | 11/15, CHG 1: 08/22 | NATIONAL INSTITUTE FOR OCCUPATIONAL SAFETY AND HEALTH | NIOSH | NIOSH 85-115 | Occupational Safety and Health Guidance Manual for Hazardous Waste Site Activities | 1985
96 | 01 35 29.13 | HEALTH, SAFETY, AND EMERGENCY RESPONSE PROCEDURES FOR CONTAMINATED SITES | 11/15, CHG 1: 08/22 | U.S. ARMY CORPS OF ENGINEERS | USACE | EM 385-1-1 | Safety -- Safety and Occupational Health (SOH) Requirements | 2024
97 | 01 35 29.13 | HEALTH, SAFETY, AND EMERGENCY RESPONSE PROCEDURES FOR CONTAMINATED SITES | 11/15, CHG 1: 08/22 | U.S. ARMY CORPS OF ENGINEERS | USACE | EM 385-1-97 | Explosives -- Safety and Health Requirements Manual | 2013
98 | 01 35 29.13 | HEALTH, SAFETY, AND EMERGENCY RESPONSE PROCEDURES FOR CONTAMINATED SITES | 11/15, CHG 1: 08/22 | U.S. ARMY CORPS OF ENGINEERS | USACE | ER 385-1-92 | Safety -- Safety and Occupational Health Requirements for Environmental Cleanup Projects | 2018
99 | 01 35 29.13 | HEALTH, SAFETY, AND EMERGENCY RESPONSE PROCEDURES FOR CONTAMINATED SITES | 11/15, CHG 1: 08/22 | U.S. ARMY CORPS OF ENGINEERS | USACE | ER 385-1-95 | Safety -- Safety and Health Requirements for Operations and Activities Involving Munitions and Explosives of Concern | 2014
100 | 01 35 29.13 | HEALTH, SAFETY, AND EMERGENCY RESPONSE PROCEDURES FOR CONTAMINATED SITES | 11/15, CHG 1: 08/22 | U.S. NATIONAL ARCHIVES AND RECORDS ADMINISTRATION | NARA | 10 CFR 20 | Standards for Protection Against Radiation
101 | 01 35 29.13 | HEALTH, SAFETY, AND EMERGENCY RESPONSE PROCEDURES FOR CONTAMINATED SITES | 11/15, CHG 1: 08/22 | U.S. NATIONAL ARCHIVES AND RECORDS ADMINISTRATION | NARA | 29 CFR 1904 | Recording and Reporting Occupational Injuries and Illnesses
102 | 01 35 29.13 | HEALTH, SAFETY, AND EMERGENCY RESPONSE PROCEDURES FOR CONTAMINATED SITES | 11/15, CHG 1: 08/22 | U.S. NATIONAL ARCHIVES AND RECORDS ADMINISTRATION | NARA | 29 CFR 1910 | Occupational Safety and Health Standards
103 | 01 35 29.13 | HEALTH, SAFETY, AND EMERGENCY RESPONSE PROCEDURES FOR CONTAMINATED SITES | 11/15, CHG 1: 08/22 | U.S. NATIONAL ARCHIVES AND RECORDS ADMINISTRATION | NARA | 29 CFR 1910.120 | Hazardous Waste Operations and Emergency Response
104 | 01 35 29.13 | HEALTH, SAFETY, AND EMERGENCY RESPONSE PROCEDURES FOR CONTAMINATED SITES | 11/15, CHG 1: 08/22 | U.S. NATIONAL ARCHIVES AND RECORDS ADMINISTRATION | NARA | 29 CFR 1926 | Safety and Health Regulations for Construction
105 | 01 35 29.13 | HEALTH, SAFETY, AND EMERGENCY RESPONSE PROCEDURES FOR CONTAMINATED SITES | 11/15, CHG 1: 08/22 | U.S. NATIONAL ARCHIVES AND RECORDS ADMINISTRATION | NARA | 29 CFR 1926.65 | Hazardous Waste Operations and Emergency Response
106 | 01 35 29.13 | HEALTH, SAFETY, AND EMERGENCY RESPONSE PROCEDURES FOR CONTAMINATED SITES | 11/15, CHG 1: 08/22 | U.S. NATIONAL ARCHIVES AND RECORDS ADMINISTRATION | NARA | 49 CFR 171 | General Information, Regulations, and Definitions
107 | 01 35 29.13 | HEALTH, SAFETY, AND EMERGENCY RESPONSE PROCEDURES FOR CONTAMINATED SITES | 11/15, CHG 1: 08/22 | U.S. NATIONAL ARCHIVES AND RECORDS ADMINISTRATION | NARA | 49 CFR 172 | Hazardous Materials Table, Special Provisions, Hazardous Materials Communications, Emergency Response Information, and Training Requirements
108 | 01 42 15 | METRIC MEASUREMENTS | 02/24 | ASTM INTERNATIONAL | ASTM | ASTM SI10 | American National Standard for Use of the International System of Units (SI): The Modern Metric System | 2016
109 | 01 45 00.15 10 | RESIDENT MANAGEMENT SYSTEM CONTRACTOR MODE (RMS CM) | 11/23 | U.S. ARMY CORPS OF ENGINEERS | USACE | EM 385-1-1 | Safety -- Safety and Occupational Health (SOH) Requirements | 2024
110 | 01 45 00 | QUALITY CONTROL | 08/23, CHG 1: 05/24 | ASTM INTERNATIONAL | ASTM | ASTM C1077 | Standard Practice for Agencies Testing Concrete and Concrete Aggregates for Use in Construction and Criteria for Testing Agency Evaluation | 2024
111 | 01 45 00 | QUALITY CONTROL | 08/23, CHG 1: 05/24 | ASTM INTERNATIONAL | ASTM | ASTM D3666 | Standard Specification for Minimum Requirements for Agencies Testing and Inspecting Road and Paving Materials | 2016
112 | 01 45 00 | QUALITY CONTROL | 08/23, CHG 1: 05/24 | ASTM INTERNATIONAL | ASTM | ASTM D3740 | Minimum Requirements for Agencies Engaged in the Testing and/or Inspection of Soil and Rock as Used in Engineering Design and Construction | 2019
113 | 01 45 00 | QUALITY CONTROL | 08/23, CHG 1: 05/24 | ASTM INTERNATIONAL | ASTM | ASTM E90 | Standard Test Method for Laboratory Measurement of Airborne Sound Transmission Loss of Building Partitions and Elements | 2023
114 | 01 45 00 | QUALITY CONTROL | 08/23, CHG 1: 05/24 | ASTM INTERNATIONAL | ASTM | ASTM E329 | Standard Specification for Agencies Engaged in Construction Inspection, Testing, or Special Inspection | 2023
115 | 01 45 00 | QUALITY CONTROL | 08/23, CHG 1: 05/24 | ASTM INTERNATIONAL | ASTM | ASTM E543 | Standard Specification for Agencies Performing Non-Destructive Testing | 2021
116 | 01 45 00 | QUALITY CONTROL | 08/23, CHG 1: 05/24 | U.S. ARMY CORPS OF ENGINEERS | USACE | EM 385-1-1 | Safety -- Safety and Occupational Health (SOH) Requirements | 2024
117 | 01 45 00 | QUALITY CONTROL | 08/23, CHG 1: 05/24 | U.S. ARMY CORPS OF ENGINEERS | USACE | ER 1110-3-12 | Military Engineering and Design Quality Management | 2021
118 | 01 45 35 | SPECIAL INSPECTIONS | 05/24 | AMERICAN SOCIETY OF CIVIL ENGINEERS | ASCE | ASCE 7-22 | Minimum Design Loads and Associated Criteria for Buildings and Other Structures | 2022; Supp 1 2023; Supp 2 2023
119 | 01 45 35 | SPECIAL INSPECTIONS | 05/24 | INTERNATIONAL CODE COUNCIL | ICC | ICC IBC | International Building Code | 2024
120 | 01 45 35 | SPECIAL INSPECTIONS | 05/24 | U.S. DEPARTMENT OF DEFENSE | DOD | UFC 3-301-01 | Structural Engineering | 2023; with Change 1, 2023
121 | 01 45 35 | SPECIAL INSPECTIONS | 05/24 | U.S. DEPARTMENT OF DEFENSE | DOD | UFC 3-301-02 | Design of Risk Category V Structures, National Strategic Military Assets | 2023
122 | 01 50 00 | TEMPORARY CONSTRUCTION FACILITIES AND CONTROLS | 11/20, CHG 3: 08/24 | AMERICAN WATER WORKS ASSOCIATION | AWWA | AWWA C511 | Reduced-Pressure Principle Backflow Prevention Assembly | 2017; R 2021
123 | 01 50 00 | TEMPORARY CONSTRUCTION FACILITIES AND CONTROLS | 11/20, CHG 3: 08/24 | NATIONAL FIRE PROTECTION ASSOCIATION | NFPA | NFPA 70 | National Electrical Code | 2023
124 | 01 50 00 | TEMPORARY CONSTRUCTION FACILITIES AND CONTROLS | 11/20, CHG 3: 08/24 | NATIONAL FIRE PROTECTION ASSOCIATION | NFPA | NFPA 241 | Standard for Safeguarding Construction, Alteration, and Demolition Operations | 2022
125 | 01 50 00 | TEMPORARY CONSTRUCTION FACILITIES AND CONTROLS | 11/20, CHG 3: 08/24 | U.S. ARMY CORPS OF ENGINEERS | USACE | EM 385-1-1 | Safety -- Safety and Occupational Health (SOH) Requirements | 2024
126 | 01 50 00 | TEMPORARY CONSTRUCTION FACILITIES AND CONTROLS | 11/20, CHG 3: 08/24 | U.S. FEDERAL HIGHWAY ADMINISTRATION | FHWA | MUTCD | Manual on Uniform Traffic Control Devices | 2009; Rev 2012
127 | 01 57 19 | TEMPORARY ENVIRONMENTAL CONTROLS | 08/22 | ASSOCIATION OF ILLINOIS SOIL AND WATER CONSERVATION DISTRICTS | AISWCD | IUM | Illinois Urban Manual | 2020
128 | 01 57 19 | TEMPORARY ENVIRONMENTAL CONTROLS | 08/22 | ASTM INTERNATIONAL | ASTM | ASTM E2356 | Standard Practice for Comprehensive Building Asbestos Surveys | 2018
129 | 01 57 19 | TEMPORARY ENVIRONMENTAL CONTROLS | 08/22 | ILLINOIS ENVIRONMENTAL PROTECTION AGENCY | IEPA | 35 IAC 900-901 | Title 35 of Illinois Administrative Code, Subtitle H: Noise, Chapter I: Pollution Control Board
130 | 01 57 19 | TEMPORARY ENVIRONMENTAL CONTROLS | 08/22 | INDIANA DEPARTMENT OF ENVIRONMENTAL MANAGEMENT | IDEM | 327 IAC 2-6.1 | Indiana Administrative Code, Volume 6, Title 327, Article 2, Rule 6.1. Spills; Reporting, Containment, and Response
131 | 01 57 19 | TEMPORARY ENVIRONMENTAL CONTROLS | 08/22 | INDIANA DEPARTMENT OF ENVIRONMENTAL MANAGEMENT | IDEM | 327 IAC 15-5 | Indiana Administrative Code, Volume 6, Title 327, Article 15, Section 5. Storm Water Run-off Associated with Construction Activity
132 | 01 57 19 | TEMPORARY ENVIRONMENTAL CONTROLS | 08/22 | INDIANA DEPARTMENT OF ENVIRONMENTAL MANAGEMENT | IDEM | 327 IAC 15-5-6 | Indiana Administrative Code, Volume 6, Title 327, Article 15, Section 5-6. Submittal of an NOI Letter and Construction Plans
133 | 01 57 19 | TEMPORARY ENVIRONMENTAL CONTROLS | 08/22 | INDIANA DEPARTMENT OF ENVIRONMENTAL MANAGEMENT | IDEM | 327 IAC 15-5-6.5 | Indiana Administrative Code, Volume 6, Title 327, Article 15, Section 5-6.5. Requirements for Construction Plans
134 | 01 57 19 | TEMPORARY ENVIRONMENTAL CONTROLS | 08/22 | INDIANA DEPARTMENT OF ENVIRONMENTAL MANAGEMENT | IDEM | 327 IAC 15-5-7 | Indiana Administrative Code, Volume 6, Title 327, Article 15, Section 5-7. General Requirements for Storm Water Quality Control
135 | 01 57 19 | TEMPORARY ENVIRONMENTAL CONTROLS | 08/22 | INSTRUCTIONS AND STANDARDS FOR NAVBASE GUANTANAMO BAY CUBA | COMNAVBASEGTMOINST | 1710.10 | Outdoor Recreational and Wildlife Instruction
136 | 01 57 19 | TEMPORARY ENVIRONMENTAL CONTROLS | 08/22 | INSTRUCTIONS AND STANDARDS FOR NAVBASE GUANTANAMO BAY CUBA | COMNAVBASEGTMOINST | 4400.2A | Consolidated Hazardous Material Reutilization and Inventory Management Program
137 | 01 57 19 | TEMPORARY ENVIRONMENTAL CONTROLS | 08/22 | INSTRUCTIONS AND STANDARDS FOR NAVBASE GUANTANAMO BAY CUBA | COMNAVBASEGTMOINST | 5090.1 | Hazardous Waste Management Plan
138 | 01 57 19 | TEMPORARY ENVIRONMENTAL CONTROLS | 08/22 | INSTRUCTIONS AND STANDARDS FOR NAVBASE GUANTANAMO BAY CUBA | COMNAVBASEGTMOINST | 5090.4 | Standard Operating Procedures for Landfill
139 | 01 57 19 | TEMPORARY ENVIRONMENTAL CONTROLS | 08/22 | INSTRUCTIONS AND STANDARDS FOR NAVBASE GUANTANAMO BAY CUBA | COMNAVBASEGTMOINST | 5090.7 | Pollution Control Procedures for Oil and Hazardous Substances
140 | 01 57 19 | TEMPORARY ENVIRONMENTAL CONTROLS | 08/22 | INSTRUCTIONS AND STANDARDS FOR NAVBASE GUANTANAMO BAY CUBA | COMNAVBASEGTMOINST | 5090.8 | Asbestos Program Management
141 | 01 57 19 | TEMPORARY ENVIRONMENTAL CONTROLS | 08/22 | INSTRUCTIONS AND STANDARDS FOR NAVBASE GUANTANAMO BAY CUBA | COMNAVBASEGTMOINST | 5100.13 | Hazardous Material/Excess Hazardous Material Control and Safety Program
142 | 01 57 19 | TEMPORARY ENVIRONMENTAL CONTROLS | 08/22 | INSTRUCTIONS AND STANDARDS FOR NAVBASE GUANTANAMO BAY CUBA | COMNAVBASEGTMOINST | FGS | Final Governing Standards for Environmental Protection by U.S. Forces in Cuba | 1994
143 | 01 57 19 | TEMPORARY ENVIRONMENTAL CONTROLS | 08/22 | PUGET SOUND CLEAN AIR AGENCY | PSCAA | PSCAA Regulation | Regulation I, II, and III
144 | 01 57 19 | TEMPORARY ENVIRONMENTAL CONTROLS | 08/22 | STATE OF VIRGINIA ADMINISTRATIVE CODE | VAC | 9 VAC 25-840 | Title 9, Agency 25, Chapter 840: Erosion And Sediment Control Regulations
145 | 01 57 19 | TEMPORARY ENVIRONMENTAL CONTROLS | 08/22 | STATE OF VIRGINIA ADMINISTRATIVE CODE | VAC | 9 VAC 25-850 | Title 9, Agency 25, Chapter 850: Erosion And Sediment Control And Stormwater Management Certification Regulations
146 | 01 57 19 | TEMPORARY ENVIRONMENTAL CONTROLS | 08/22 | STATE OF VIRGINIA ADMINISTRATIVE CODE | VAC | 9 VAC 25-870 | Title 9, Agency 25, Chapter 870: Virginia Stormwater Management Program (VSMP) Regulation
147 | 01 57 19 | TEMPORARY ENVIRONMENTAL CONTROLS | 08/22 | U.S. ARMY CORPS OF ENGINEERS | USACE | EM 385-1-1 | Safety -- Safety and Occupational Health (SOH) Requirements | 2024
148 | 01 57 19 | TEMPORARY ENVIRONMENTAL CONTROLS | 08/22 | U.S. DEPARTMENT OF DEFENSE | DOD | DOD 4715.05 | Overseas Environmental Baseline Guidance Document: Conservation | 2020
149 | 01 57 19 | TEMPORARY ENVIRONMENTAL CONTROLS | 08/22 | U.S. ENVIRONMENTAL PROTECTION AGENCY | EPA | EPA SW-846 | Test Methods for Evaluating Solid Waste: Physical/Chemical Methods | Third Edition; Update IV
150 | 01 57 19 | TEMPORARY ENVIRONMENTAL CONTROLS | 08/22 | U.S. NATIONAL ARCHIVES AND RECORDS ADMINISTRATION | NARA | 29 CFR 1910.1053 | Respirable Crystalline Silica
151 | 01 57 19 | TEMPORARY ENVIRONMENTAL CONTROLS | 08/22 | U.S. NATIONAL ARCHIVES AND RECORDS ADMINISTRATION | NARA | 29 CFR 1910.1200 | Hazard Communication
152 | 01 57 19 | TEMPORARY ENVIRONMENTAL CONTROLS | 08/22 | U.S. NATIONAL ARCHIVES AND RECORDS ADMINISTRATION | NARA | 29 CFR 1926.1153 | Respirable Crystalline Silica
153 | 01 57 19 | TEMPORARY ENVIRONMENTAL CONTROLS | 08/22 | U.S. NATIONAL ARCHIVES AND RECORDS ADMINISTRATION | NARA | 40 CFR 50 | National Primary and Secondary Ambient Air Quality Standards
154 | 01 57 19 | TEMPORARY ENVIRONMENTAL CONTROLS | 08/22 | U.S. NATIONAL ARCHIVES AND RECORDS ADMINISTRATION | NARA | 40 CFR 60 | Standards of Performance for New Stationary Sources
155 | 01 57 19 | TEMPORARY ENVIRONMENTAL CONTROLS | 08/22 | U.S. NATIONAL ARCHIVES AND RECORDS ADMINISTRATION | NARA | 40 CFR 61.145 | Standard for Demolition and Renovation
156 | 01 57 19 | TEMPORARY ENVIRONMENTAL CONTROLS | 08/22 | U.S. NATIONAL ARCHIVES AND RECORDS ADMINISTRATION | NARA | 40 CFR 63 | National Emission Standards for Hazardous Air Pollutants for Source Categories
157 | 01 57 19 | TEMPORARY ENVIRONMENTAL CONTROLS | 08/22 | U.S. NATIONAL ARCHIVES AND RECORDS ADMINISTRATION | NARA | 40 CFR 64 | Compliance Assurance Monitoring
158 | 01 57 19 | TEMPORARY ENVIRONMENTAL CONTROLS | 08/22 | U.S. NATIONAL ARCHIVES AND RECORDS ADMINISTRATION | NARA | 40 CFR 68 | Chemical Accident Prevention Provisions
159 | 01 57 19 | TEMPORARY ENVIRONMENTAL CONTROLS | 08/22 | U.S. NATIONAL ARCHIVES AND RECORDS ADMINISTRATION | NARA | 40 CFR 82 | Protection of Stratospheric Ozone
160 | 01 57 19 | TEMPORARY ENVIRONMENTAL CONTROLS | 08/22 | U.S. NATIONAL ARCHIVES AND RECORDS ADMINISTRATION | NARA | 40 CFR 112 | Oil Pollution Prevention
161 | 01 57 19 | TEMPORARY ENVIRONMENTAL CONTROLS | 08/22 | U.S. NATIONAL ARCHIVES AND RECORDS ADMINISTRATION | NARA | 40 CFR 122.26 | Storm Water Discharges (Applicable to State NPDES Programs, see section 123.25)
162 | 01 57 19 | TEMPORARY ENVIRONMENTAL CONTROLS | 08/22 | U.S. NATIONAL ARCHIVES AND RECORDS ADMINISTRATION | NARA | 40 CFR 152 | Pesticide Registration and Classification Procedures
163 | 01 57 19 | TEMPORARY ENVIRONMENTAL CONTROLS | 08/22 | U.S. NATIONAL ARCHIVES AND RECORDS ADMINISTRATION | NARA | 40 CFR 152 - 186 | Pesticide Programs
164 | 01 57 19 | TEMPORARY ENVIRONMENTAL CONTROLS | 08/22 | U.S. NATIONAL ARCHIVES AND RECORDS ADMINISTRATION | NARA | 40 CFR 241 | Guidelines for Disposal of Solid Waste
165 | 01 57 19 | TEMPORARY ENVIRONMENTAL CONTROLS | 08/22 | U.S. NATIONAL ARCHIVES AND RECORDS ADMINISTRATION | NARA | 40 CFR 243 | Guidelines for the Storage and Collection of Residential, Commercial, and Institutional Solid Waste
166 | 01 57 19 | TEMPORARY ENVIRONMENTAL CONTROLS | 08/22 | U.S. NATIONAL ARCHIVES AND RECORDS ADMINISTRATION | NARA | 40 CFR 258 | Subtitle D Landfill Requirements
167 | 01 57 19 | TEMPORARY ENVIRONMENTAL CONTROLS | 08/22 | U.S. NATIONAL ARCHIVES AND RECORDS ADMINISTRATION | NARA | 40 CFR 260 | Hazardous Waste Management System: General
168 | 01 57 19 | TEMPORARY ENVIRONMENTAL CONTROLS | 08/22 | U.S. NATIONAL ARCHIVES AND RECORDS ADMINISTRATION | NARA | 40 CFR 261 | Identification and Listing of Hazardous Waste
169 | 01 57 19 | TEMPORARY ENVIRONMENTAL CONTROLS | 08/22 | U.S. NATIONAL ARCHIVES AND RECORDS ADMINISTRATION | NARA | 40 CFR 261.7 | Residues of Hazardous Waste in Empty Containers
170 | 01 57 19 | TEMPORARY ENVIRONMENTAL CONTROLS | 08/22 | U.S. NATIONAL ARCHIVES AND RECORDS ADMINISTRATION | NARA | 40 CFR 262 | Standards Applicable to Generators of Hazardous Waste
171 | 01 57 19 | TEMPORARY ENVIRONMENTAL CONTROLS | 08/22 | U.S. NATIONAL ARCHIVES AND RECORDS ADMINISTRATION | NARA | 40 CFR 262.11 | Hazardous Waste Determination and Recordkeeping
172 | 01 57 19 | TEMPORARY ENVIRONMENTAL CONTROLS | 08/22 | U.S. NATIONAL ARCHIVES AND RECORDS ADMINISTRATION | NARA | 40 CFR 262.34 | Standards Applicable to Generators of Hazardous Waste-Accumulation Time
173 | 01 57 19 | TEMPORARY ENVIRONMENTAL CONTROLS | 08/22 | U.S. NATIONAL ARCHIVES AND RECORDS ADMINISTRATION | NARA | 40 CFR 263 | Standards Applicable to Transporters of Hazardous Waste
174 | 01 57 19 | TEMPORARY ENVIRONMENTAL CONTROLS | 08/22 | U.S. NATIONAL ARCHIVES AND RECORDS ADMINISTRATION | NARA | 40 CFR 264 | Standards for Owners and Operators of Hazardous Waste Treatment, Storage, and Disposal Facilities
175 | 01 57 19 | TEMPORARY ENVIRONMENTAL CONTROLS | 08/22 | U.S. NATIONAL ARCHIVES AND RECORDS ADMINISTRATION | NARA | 40 CFR 265 | Interim Status Standards for Owners and Operators of Hazardous Waste Treatment, Storage, and Disposal Facilities
176 | 01 57 19 | TEMPORARY ENVIRONMENTAL CONTROLS | 08/22 | U.S. NATIONAL ARCHIVES AND RECORDS ADMINISTRATION | NARA | 40 CFR 266 | Standards for the Management of Specific Hazardous Wastes and Specific Types of Hazardous Waste Management Facilities
177 | 01 57 19 | TEMPORARY ENVIRONMENTAL CONTROLS | 08/22 | U.S. NATIONAL ARCHIVES AND RECORDS ADMINISTRATION | NARA | 40 CFR 268 | Land Disposal Restrictions
178 | 01 57 19 | TEMPORARY ENVIRONMENTAL CONTROLS | 08/22 | U.S. NATIONAL ARCHIVES AND RECORDS ADMINISTRATION | NARA | 40 CFR 273 | Standards for Universal Waste Management
179 | 01 57 19 | TEMPORARY ENVIRONMENTAL CONTROLS | 08/22 | U.S. NATIONAL ARCHIVES AND RECORDS ADMINISTRATION | NARA | 40 CFR 273.2 | Standards for Universal Waste Management - Batteries
180 | 01 57 19 | TEMPORARY ENVIRONMENTAL CONTROLS | 08/22 | U.S. NATIONAL ARCHIVES AND RECORDS ADMINISTRATION | NARA | 40 CFR 273.3 | Standards for Universal Waste Management - Pesticides
181 | 01 57 19 | TEMPORARY ENVIRONMENTAL CONTROLS | 08/22 | U.S. NATIONAL ARCHIVES AND RECORDS ADMINISTRATION | NARA | 40 CFR 273.4 | Standards for Universal Waste Management - Mercury Containing Equipment
182 | 01 57 19 | TEMPORARY ENVIRONMENTAL CONTROLS | 08/22 | U.S. NATIONAL ARCHIVES AND RECORDS ADMINISTRATION | NARA | 40 CFR 273.5 | Standards for Universal Waste Management - Lamps
183 | 01 57 19 | TEMPORARY ENVIRONMENTAL CONTROLS | 08/22 | U.S. NATIONAL ARCHIVES AND RECORDS ADMINISTRATION | NARA | 40 CFR 273.6 | Applicability - Aerosol Cans
184 | 01 57 19 | TEMPORARY ENVIRONMENTAL CONTROLS | 08/22 | U.S. NATIONAL ARCHIVES AND RECORDS ADMINISTRATION | NARA | 40 CFR 279 | Standards for the Management of Used Oil
185 | 01 57 19 | TEMPORARY ENVIRONMENTAL CONTROLS | 08/22 | U.S. NATIONAL ARCHIVES AND RECORDS ADMINISTRATION | NARA | 40 CFR 300 | National Oil and Hazardous Substances Pollution Contingency Plan
186 | 01 57 19 | TEMPORARY ENVIRONMENTAL CONTROLS | 08/22 | U.S. NATIONAL ARCHIVES AND RECORDS ADMINISTRATION | NARA | 40 CFR 300.125 | National Oil and Hazardous Substances Pollution Contingency Plan - Notification and Communications
187 | 01 57 19 | TEMPORARY ENVIRONMENTAL CONTROLS | 08/22 | U.S. NATIONAL ARCHIVES AND RECORDS ADMINISTRATION | NARA | 40 CFR 302 | Designation, Reportable Quantities, and Notification
188 | 01 57 19 | TEMPORARY ENVIRONMENTAL CONTROLS | 08/22 | U.S. NATIONAL ARCHIVES AND RECORDS ADMINISTRATION | NARA | 40 CFR 355 | Emergency Planning and Notification
189 | 01 57 19 | TEMPORARY ENVIRONMENTAL CONTROLS | 08/22 | U.S. NATIONAL ARCHIVES AND RECORDS ADMINISTRATION | NARA | 40 CFR 403 | General Pretreatment Regulations for Existing and New Sources of Pollution
190 | 01 57 19 | TEMPORARY ENVIRONMENTAL CONTROLS | 08/22 | U.S. NATIONAL ARCHIVES AND RECORDS ADMINISTRATION | NARA | 40 CFR 745 | Lead-Based Paint Poisoning Prevention in Certain Residential Structures
191 | 01 57 19 | TEMPORARY ENVIRONMENTAL CONTROLS | 08/22 | U.S. NATIONAL ARCHIVES AND RECORDS ADMINISTRATION | NARA | 40 CFR 761 | Polychlorinated Biphenyls (PCBs) Manufacturing, Processing, Distribution in Commerce, and Use Prohibitions
192 | 01 57 19 | TEMPORARY ENVIRONMENTAL CONTROLS | 08/22 | U.S. NATIONAL ARCHIVES AND RECORDS ADMINISTRATION | NARA | 49 CFR 171 | General Information, Regulations, and Definitions
193 | 01 57 19 | TEMPORARY ENVIRONMENTAL CONTROLS | 08/22 | U.S. NATIONAL ARCHIVES AND RECORDS ADMINISTRATION | NARA | 49 CFR 172 | Hazardous Materials Table, Special Provisions, Hazardous Materials Communications, Emergency Response Information, and Training Requirements
194 | 01 57 19 | TEMPORARY ENVIRONMENTAL CONTROLS | 08/22 | U.S. NATIONAL ARCHIVES AND RECORDS ADMINISTRATION | NARA | 49 CFR 172.101 | Hazardous Material Regulation-Purpose and Use of Hazardous Material Table
195 | 01 57 19 | TEMPORARY ENVIRONMENTAL CONTROLS | 08/22 | U.S. NATIONAL ARCHIVES AND RECORDS ADMINISTRATION | NARA | 49 CFR 173 | Shippers - General Requirements for Shipments and Packagings
196 | 01 57 19 | TEMPORARY ENVIRONMENTAL CONTROLS | 08/22 | U.S. NATIONAL ARCHIVES AND RECORDS ADMINISTRATION | NARA | 49 CFR 178 | Specifications for Packagings
197 | 01 57 19 | TEMPORARY ENVIRONMENTAL CONTROLS | 08/22 | U.S. NATIONAL ARCHIVES AND RECORDS ADMINISTRATION | NARA | 77 FR 12286 | Final National Pollutant Discharge Elimination System (NPDES) General Permit for Stormwater Discharges from Construction Activities
198 | 01 57 19 | TEMPORARY ENVIRONMENTAL CONTROLS | 08/22 | WASHINGTON STATE ADMINISTRATIVE CODE | WAC | WAC-173-60 | Maximum Environmental Noise Levels
199 | 01 57 19 | TEMPORARY ENVIRONMENTAL CONTROLS | 08/22 | WASHINGTON STATE ADMINISTRATIVE CODE | WAC | WAC-173-160 | Minimum Standards for Construction and Maintenance of Wells
200 | 01 57 19 | TEMPORARY ENVIRONMENTAL CONTROLS | 08/22 | WASHINGTON STATE ADMINISTRATIVE CODE | WAC | WAC-173-303 | Washington Dangerous Waste Regulations
201 | 01 57 19 | TEMPORARY ENVIRONMENTAL CONTROLS | 08/22 | WASHINGTON STATE ADMINISTRATIVE CODE | WAC | WAC-173-303-330 | Personnel Training
202 | 01 57 19 | TEMPORARY ENVIRONMENTAL CONTROLS | 08/22 | WASHINGTON STATE ADMINISTRATIVE CODE | WAC | WAC-173-303-573 | Standards for Universal Waste Management
203 | 01 57 19 | TEMPORARY ENVIRONMENTAL CONTROLS | 08/22 | WASHINGTON STATE ADMINISTRATIVE CODE | WAC | WAC-173-303-573(2) | Standards for Universal Waste Management - Batteries
204 | 01 57 19 | TEMPORARY ENVIRONMENTAL CONTROLS | 08/22 | WASHINGTON STATE ADMINISTRATIVE CODE | WAC | WAC-173-303-573(3) | Standards for Universal Waste Management - Mercury-containing Equipment
205 | 01 57 19 | TEMPORARY ENVIRONMENTAL CONTROLS | 08/22 | WASHINGTON STATE ADMINISTRATIVE CODE | WAC | WAC-173-303-573(5) | Standards for Universal Waste Management - Lamps
206 | 01 57 19 | TEMPORARY ENVIRONMENTAL CONTROLS | 08/22 | WASHINGTON STATE ADMINISTRATIVE CODE | WAC | WAC-173-350 | Solid Waste Handling Standards
207 | 01 57 19 | TEMPORARY ENVIRONMENTAL CONTROLS | 08/22 | WASHINGTON STATE ADMINISTRATIVE CODE | WAC | WAC-222-30 | Timber Harvesting
208 | 01 57 19 | TEMPORARY ENVIRONMENTAL CONTROLS | 08/22 | WASHINGTON STATE ADMINISTRATIVE CODE | WAC | WAC-246-290 | Department of Health Drinking Water Regulation
209 | 01 57 19 | TEMPORARY ENVIRONMENTAL CONTROLS | 08/22 | WASHINGTON STATE DEPARTMENT OF ECOLOGY | WSDE | WSDE SMM | Washington State Stormwater Management Manual for Western Washington | 2014
210 | 01 57 19 | TEMPORARY ENVIRONMENTAL CONTROLS | 08/22 | WISCONSIN DEPARTMENT OF NATURAL RESOURCES | WDNR | s. NR 415, Wis. Adm. Code | Control of Particulate Emissions
211 | 01 58 00 | PROJECT IDENTIFICATION | 08/19, CHG 5: 08/22 | AMERICAN WOOD PROTECTION ASSOCIATION | AWPA | AWPA U1 | Use Category System: User Specification for Treated Wood | 2024
212 | 01 58 00 | PROJECT IDENTIFICATION | 08/19, CHG 5: 08/22 | U.S. ARMY CORPS OF ENGINEERS | USACE | EP 310-1-6a | Project Operation -- Sign Standards Manual, VOL 1 | 2006; 2019 Change 2
213 | 01 58 00 | PROJECT IDENTIFICATION | 08/19, CHG 5: 08/22 | U.S. ARMY CORPS OF ENGINEERS | USACE | EP 310-1-6b | Sign Standards Manual, VOL 2, Appendices | 2006
214 | 01 74 19 | CONSTRUCTION WASTE MANAGEMENT AND DISPOSAL | 02/19, CHG 3: 11/21 | U.S. NATIONAL ARCHIVES AND RECORDS ADMINISTRATION | NARA | 40 CFR 273 | Standards for Universal Waste Management
215 | 01 74 19 | CONSTRUCTION WASTE MANAGEMENT AND DISPOSAL | 02/19, CHG 3: 11/21 | U.S. NATIONAL ARCHIVES AND RECORDS ADMINISTRATION | NARA | 49 CFR 173 | Shippers - General Requirements for Shipments and Packagings
216 | 01 74 19 | CONSTRUCTION WASTE MANAGEMENT AND DISPOSAL | 02/19, CHG 3: 11/21 | U.S. NATIONAL ARCHIVES AND RECORDS ADMINISTRATION | NARA | 49 CFR 178 | Specifications for Packagings
217 | 01 78 00 | CLOSEOUT SUBMITTALS | 05/19, CHG 1: 08/21 | ASTM INTERNATIONAL | ASTM | ASTM E1971 | Standard Guide for Stewardship for the Cleaning of Commercial and Institutional Buildings | 2005; R 2011
218 | 01 78 00 | CLOSEOUT SUBMITTALS | 05/19, CHG 1: 08/21 | GREEN SEAL | GS | GS-37 | Cleaning Products for Industrial and Institutional Use | 2017
219 | 01 78 00 | CLOSEOUT SUBMITTALS | 05/19, CHG 1: 08/21 | U.S. ARMY CORPS OF ENGINEERS | USACE | EM 1110-1-2909 | Engineering and Design -- Geospatial Data and Systems | 2012
220 | 01 78 00 | CLOSEOUT SUBMITTALS | 05/19, CHG 1: 08/21 | U.S. ARMY CORPS OF ENGINEERS | USACE | ERDC/ITL TR-19-6 | A/E/C Graphics Standard, Release 2.1 | 2019
221 | 01 78 00 | CLOSEOUT SUBMITTALS | 05/19, CHG 1: 08/21 | U.S. ARMY CORPS OF ENGINEERS | USACE | ERDC/ITL TR-19-7 | A/E/C CAD Standard - Release 6.1 | 2019
222 | 01 78 00 | CLOSEOUT SUBMITTALS | 05/19, CHG 1: 08/21 | U.S. DEPARTMENT OF DEFENSE | DOD | FC 1-300-09N | Navy and Marine Corps Design | 2024
223 | 01 78 00 | CLOSEOUT SUBMITTALS | 05/19, CHG 1: 08/21 | U.S. DEPARTMENT OF DEFENSE | DOD | UFC 1-300-08 | Criteria for Transfer and Acceptance of DoD Real Property | 2023
224 | 01 78 23.33 | OPERATION AND MAINTENANCE MANUALS FOR AVIATION FUEL SYSTEMS | 08/18, CHG 1: 02/21 | U.S. DEFENSE LOGISTICS AGENCY | DLA | DLA J4 Handbook | Federal Supply Class Assignments (Numeric and Alphabetic Listing) (http://www.dla.mil/) | Part IV
225 | 01 78 23 | OPERATION AND MAINTENANCE DATA | 05/23 | AMERICAN SOCIETY OF HEATING, REFRIGERATING AND AIR-CONDITIONING ENGINEERS | ASHRAE | ASHRAE GUIDELINE 1.4 | Preparing Systems Manuals for Facilities | 2019
226 | 01 78 23 | OPERATION AND MAINTENANCE DATA | 05/23 | ASTM INTERNATIONAL | ASTM | ASTM E1971 | Standard Guide for Stewardship for the Cleaning of Commercial and Institutional Buildings | 2005; R 2011
227 | 01 78 23 | OPERATION AND MAINTENANCE DATA | 05/23 | ASTM INTERNATIONAL | ASTM | ASTM E2166 | Standard Practice for Organizing and Managing Building Data | 2016; R 2023
228 | 01 78 23 | OPERATION AND MAINTENANCE DATA | 05/23 | U.S. DEPARTMENT OF DEFENSE | DOD | FC 1-300-09N | Navy and Marine Corps Design | 2024
229 | 01 78 24.00 10 | FACILITY DATA REQUIREMENTS | 05/23 | INTERNATIONAL ORGANIZATION FOR STANDARDIZATION | ISO | ISO 19005-3 | Document Management -- Electronic Document File Format for Long-Term Preservation -- Part 3: Use of ISO 32000-1 with Support for Embedded Files (PDF/A-3) | 2012
230 | 01 78 24.00 10 | FACILITY DATA REQUIREMENTS | 05/23 | INTERNATIONAL ORGANIZATION FOR STANDARDIZATION | ISO | ISO 32000-1 | Document Management -- Portable Document Format -- Part 1: PDF 1.7 | 2008
231 | 01 91 00.15 | BUILDING COMMISSIONING | 05/23, CHG 3: 08/24 | AMERICAN SOCIETY OF HEATING, REFRIGERATING AND AIR-CONDITIONING ENGINEERS | ASHRAE | ASHRAE 90.1 - IP | Energy Standard for Buildings Except Low-Rise Residential Buildings | 2019
232 | 01 91 00.15 | BUILDING COMMISSIONING | 05/23, CHG 3: 08/24 | AMERICAN SOCIETY OF HEATING, REFRIGERATING AND AIR-CONDITIONING ENGINEERS | ASHRAE | ASHRAE 180 | Standard Practice for Inspection and Maintenance of Commercial Building HVAC Systems | 2018
233 | 01 91 00.15 | BUILDING COMMISSIONING | 05/23, CHG 3: 08/24 | AMERICAN SOCIETY OF HEATING, REFRIGERATING AND AIR-CONDITIONING ENGINEERS | ASHRAE | ASHRAE 202 | Commissioning Process for Buildings and Systems | 2018
234 | 01 91 00.15 | BUILDING COMMISSIONING | 05/23, CHG 3: 08/24 | ASSOCIATED AIR BALANCE COUNCIL | AABC | ACG Commissioning Guideline | Commissioning Guideline | 2005
235 | 01 91 00.15 | BUILDING COMMISSIONING | 05/23, CHG 3: 08/24 | NATIONAL ENVIRONMENTAL BALANCING BUREAU | NEBB | NEBB S1110 | Whole Building Technical Commissioning of New Construction; 2nd Edition | 2019
236 | 01 91 00.15 | BUILDING COMMISSIONING | 05/23, CHG 3: 08/24 | SHEET METAL AND AIR CONDITIONING CONTRACTORS' NATIONAL ASSOCIATION | SMACNA | ANSI/SMACNA 014 | HVAC Systems Commissioning Manual, 2nd Edition | 2013
237 | 01 91 00.15 | BUILDING COMMISSIONING | 05/23, CHG 3: 08/24 | U.S. ARMY CORPS OF ENGINEERS | USACE | ER 25-345-1 | Commissioning -- Systems Manual | 2019
238 | 01 91 19 | BUILDING ENCLOSURE COMMISSIONING | 05/2023 | AMERICAN ARCHITECTURAL MANUFACTURERS ASSOCIATION | AAMA | AAMA 501.2 | Quality Assurance and Diagnostic Water Leakage Field Check of Installed Storefronts, Curtain Walls and Sloped Glazing Systems | 2015
239 | 01 91 19 | BUILDING ENCLOSURE COMMISSIONING | 05/2023 | AMERICAN SOCIETY FOR NONDESTRUCTIVE TESTING | ASNT | ANSI/ASNT CP-105 | ASNT Standard Topical Outlines for Qualification of Nondestructive Testing Personnel | 2020
240 | 01 91 19 | BUILDING ENCLOSURE COMMISSIONING | 05/2023 | AMERICAN SOCIETY FOR NONDESTRUCTIVE TESTING | ASNT | ANSI/ASNT CP-189 | ASNT Standard for Qualification and Certification of Nondestructive Testing Personnel | 2020
241 | 01 91 19 | BUILDING ENCLOSURE COMMISSIONING | 05/2023 | AMERICAN SOCIETY FOR NONDESTRUCTIVE TESTING | ASNT | ASNT SNT-TC-1A | Recommended Practice for Personnel Qualification and Certification in Nondestructive Testing | 2020
242 | 01 91 19 | BUILDING ENCLOSURE COMMISSIONING | 05/2023 | AMERICAN SOCIETY OF HEATING, REFRIGERATING AND AIR-CONDITIONING ENGINEERS | ASHRAE | ASHRAE 90.1 - IP | Energy Standard for Buildings Except Low-Rise Residential Buildings | 2019
243 | 01 91 19 | BUILDING ENCLOSURE COMMISSIONING | 05/2023 | AMERICAN SOCIETY OF HEATING, REFRIGERATING AND AIR-CONDITIONING ENGINEERS | ASHRAE | ASHRAE 202 | Commissioning Process for Buildings and Systems | 2018
244 | 01 91 19 | BUILDING ENCLOSURE COMMISSIONING | 05/2023 | AMERICAN SOCIETY OF HEATING, REFRIGERATING AND AIR-CONDITIONING ENGINEERS | ASHRAE | ASHRAE RP-935 | Protocol for Field Testing of Tall Buildings to Determine Envelope Air Leakage Rate | 1998
245 | 01 91 19 | BUILDING ENCLOSURE COMMISSIONING | 05/2023 | ASTM INTERNATIONAL | ASTM | ASTM C1193 | Standard Guide for Use of Joint Sealants | 2016
246 | 01 91 19 | BUILDING ENCLOSURE COMMISSIONING | 05/2023 | ASTM INTERNATIONAL | ASTM | ASTM D3464 | Standard Test Method for Average Velocity in a Duct Using a Thermal Anemometer | 1996; R 2014
247 | 01 91 19 | BUILDING ENCLOSURE COMMISSIONING | 05/2023 | ASTM INTERNATIONAL | ASTM | ASTM D4541 | Standard Test Method for Pull-Off Strength of Coatings Using Portable Adhesion Testers | 2022
248 | 01 91 19 | BUILDING ENCLOSURE COMMISSIONING | 05/2023 | ASTM INTERNATIONAL | ASTM | ASTM E779 | Standard Test Method for Determining Air Leakage Rate by Fan Pressurization | 2019
249 | 01 91 19 | BUILDING ENCLOSURE COMMISSIONING | 05/2023 | ASTM INTERNATIONAL | ASTM | ASTM E783 | Standard Test Method for Field Measurement of Air Leakage Through Installed Exterior Windows and Doors | 2002; R 2018
250 | 01 91 19 | BUILDING ENCLOSURE COMMISSIONING | 05/2023 | ASTM INTERNATIONAL | ASTM | ASTM E1105 | Standard Test Method for Field Determination of Water Penetration of Installed Exterior Windows, Skylights, Doors, and Curtain Walls, by Uniform or Cyclic Static Air Pressure Difference | 2015; R 2023
251 | 01 91 19 | BUILDING ENCLOSURE COMMISSIONING | 05/2023 | ASTM INTERNATIONAL | ASTM | ASTM E1186 | Standard Practices for Air Leakage Site Detection in Building Envelopes and Air Barrier Systems | 2022
252 | 01 91 19 | BUILDING ENCLOSURE COMMISSIONING | 05/2023 | ASTM INTERNATIONAL | ASTM | ASTM E1258 | Standard Test Method for Airflow Calibration of Fan Pressurization Devices | 1988; R 2018
253 | 01 91 19 | BUILDING ENCLOSURE COMMISSIONING | 05/2023 | ASTM INTERNATIONAL | ASTM | ASTM E1827 | Standard Test Methods for Determining Airtightness of Buildings Using an Orifice Blower Door | 2022
254 | 01 91 19 | BUILDING ENCLOSURE COMMISSIONING | 05/2023 | ASTM INTERNATIONAL | ASTM | ASTM E2029 | Standard Test Method for Volumetric and Mass Flow Rate Measurement in a Duct Using Tracer Gas Dilution | 2011
255 | 01 91 19 | BUILDING ENCLOSURE COMMISSIONING | 05/2023 | ASTM INTERNATIONAL | ASTM | ASTM E2813 | Standard Practice for Building Enclosure Commissioning | 2018
256 | 01 91 19 | BUILDING ENCLOSURE COMMISSIONING | 05/2023 | ASTM INTERNATIONAL | ASTM | ASTM E2947 | Standard Guide for Building Enclosure Commissioning | 2021
257 | 01 91 19 | BUILDING ENCLOSURE COMMISSIONING | 05/2023 | INTERNATIONAL ORGANIZATION FOR STANDARDIZATION | ISO | ISO 6781 | Thermal Insulation - Qualitative Detection of Thermal Irregularities in Building Envelopes - Infrared Method | 1983
258 | 01 91 19 | BUILDING ENCLOSURE COMMISSIONING | 05/2023 | INTERNATIONAL ORGANIZATION FOR STANDARDIZATION | ISO | ISO 6781-2 | Performance of Buildings - Detection of Heat, Air, and Moisture Irregularities in Buildings by Infrared Methods - Part2: Equipment Requirements | 2010
259 | 01 91 19 | BUILDING ENCLOSURE COMMISSIONING | 05/2023 | INTERNATIONAL ORGANIZATION FOR STANDARDIZATION | ISO | ISO 6781-3 | Performance of Buildings - Detection of Heat, Air, and Moisture Irregularities in Buildings by Infrared Methods - Part 3: Qualifications of Equipment Operators, Data Analysts, and Report Writers | 2015
260 | 02 32 13 | SUBSURFACE DRILLING AND SAMPLING | 02/21 | ASTM INTERNATIONAL | ASTM | ASTM D1452/D1452M | Standard Practice for Soil Exploration and Sampling by Auger Borings | 2016
261 | 02 32 13 | SUBSURFACE DRILLING AND SAMPLING | 02/21 | ASTM INTERNATIONAL | ASTM | ASTM D1586/D1586M | Standard Test Method for Standard Penetration Test (SPT) and Split-Barrel Sampling of Soils | 2018
262 | 02 32 13 | SUBSURFACE DRILLING AND SAMPLING | 02/21 | ASTM INTERNATIONAL | ASTM | ASTM D1587/D1587M | Thin-Walled Tube Sampling of Soils for Geotechnical Purposes | 2015
263 | 02 32 13 | SUBSURFACE DRILLING AND SAMPLING | 02/21 | ASTM INTERNATIONAL | ASTM | ASTM D2113 | Rock Core Drilling and Sampling of Rock for Site Investigation | 2014
264 | 02 32 13 | SUBSURFACE DRILLING AND SAMPLING | 02/21 | ASTM INTERNATIONAL | ASTM | ASTM D2487 | Standard Practice for Classification of Soils for Engineering Purposes (Unified Soil Classification System) | 2017; E 2020
265 | 02 32 13 | SUBSURFACE DRILLING AND SAMPLING | 02/21 | ASTM INTERNATIONAL | ASTM | ASTM D2488 | Standard Practice for Description and Identification of Soils (Visual-Manual Procedure) | 2017; E 2018
266 | 02 32 13 | SUBSURFACE DRILLING AND SAMPLING | 02/21 | U.S. ARMY CORPS OF ENGINEERS | USACE | EM 1110-1-1906 | Engineering and Design -- Soil Sampling | 1996
267 | 02 41 00 | [DEMOLITION][ AND ][DECONSTRUCTION] | 08/22 | AIR-CONDITIONING, HEATING AND REFRIGERATION INSTITUTE | AHRI | AHRI Guideline K | Guideline for Containers for Recovered Non-Flammable Fluorocarbon Refrigerants | 2009
268 | 02 41 00 | [DEMOLITION][ AND ][DECONSTRUCTION] | 08/22 | AMERICAN ASSOCIATION OF STATE HIGHWAY AND TRANSPORTATION OFFICIALS | AASHTO | AASHTO M 145 | Standard Specification for Classification of Soils and Soil-Aggregate Mixtures for Highway Construction Purposes | 1991; R 2012
269 | 02 41 00 | [DEMOLITION][ AND ][DECONSTRUCTION] | 08/22 | AMERICAN ASSOCIATION OF STATE HIGHWAY AND TRANSPORTATION OFFICIALS | AASHTO | AASHTO T 180 | Standard Method of Test for Moisture-Density Relations of Soils Using a 4.54-kg (10-lb) Rammer and a 457-mm (18-in.) Drop | 2017
270 | 02 41 00 | [DEMOLITION][ AND ][DECONSTRUCTION] | 08/22 | AMERICAN SOCIETY OF SAFETY PROFESSIONALS | ASSP | ASSP A10.6 | Safety & Health Program Requirements for Demolition Operations - American National Standard for Construction and Demolition Operations | 2006
271 | 02 41 00 | [DEMOLITION][ AND ][DECONSTRUCTION] | 08/22 | ASTM INTERNATIONAL | ASTM | ASTM D2487 | Standard Practice for Classification of Soils for Engineering Purposes (Unified Soil Classification System) | 2017; E 2020
272 | 02 41 00 | [DEMOLITION][ AND ][DECONSTRUCTION] | 08/22 | CARPET AND RUG INSTITUTE | CRI | CRI 104 | Carpet Installation Standard for Commercial Carpet | 2015
273 | 02 41 00 | [DEMOLITION][ AND ][DECONSTRUCTION] | 08/22 | CARPET AND RUG INSTITUTE | CRI | CRI 105 | Carpet Installation Standard for Residential Carpet | 2015
274 | 02 41 00 | [DEMOLITION][ AND ][DECONSTRUCTION] | 08/22 | U.S. ARMY CORPS OF ENGINEERS | USACE | EM 385-1-1 | Safety -- Safety and Occupational Health (SOH) Requirements | 2024
275 | 02 41 00 | [DEMOLITION][ AND ][DECONSTRUCTION] | 08/22 | U.S. DEFENSE LOGISTICS AGENCY | DLA | DLA 4145.25 | Storage and Handling of Liquefied and Gaseous Compressed Gases and Their Full and Empty Cylinders; https://www.dla.mil/Portals/104/Documents/DispositionServices /ddsr/docs/cylinderjointpub.pdf | Jun 2000; Reaffirmed Oct 2010
276 | 02 41 00 | [DEMOLITION][ AND ][DECONSTRUCTION] | 08/22 | U.S. DEPARTMENT OF DEFENSE | DOD | DOD 4000.25-1-M | MILSTRIP - Military Standard Requisitioning and Issue Procedures | 2006
277 | 02 41 00 | [DEMOLITION][ AND ][DECONSTRUCTION] | 08/22 | U.S. DEPARTMENT OF DEFENSE | DOD | MIL-STD-129 | Military Marking for Shipment and Storage | 2014; Rev R; Change 1 2018; Change 2 2019; Change 3 2023
278 | 02 41 00 | [DEMOLITION][ AND ][DECONSTRUCTION] | 08/22 | U.S. FEDERAL AVIATION ADMINISTRATION | FAA | FAA AC 70/7460-1 | Obstruction Marking and Lighting | 2016; Rev L; Change 2
279 | 02 41 00 | [DEMOLITION][ AND ][DECONSTRUCTION] | 08/22 | U.S. NATIONAL ARCHIVES AND RECORDS ADMINISTRATION | NARA | 40 CFR 61 | National Emission Standards for Hazardous Air Pollutants
280 | 02 41 00 | [DEMOLITION][ AND ][DECONSTRUCTION] | 08/22 | U.S. NATIONAL ARCHIVES AND RECORDS ADMINISTRATION | NARA | 40 CFR 82 | Protection of Stratospheric Ozone
281 | 02 41 00 | [DEMOLITION][ AND ][DECONSTRUCTION] | 08/22 | U.S. NATIONAL ARCHIVES AND RECORDS ADMINISTRATION | NARA | 49 CFR 173.301 | Shipment of Compressed Gases in Cylinders and Spherical Pressure Vessels
282 | 02 42 51 | CARPET REMOVAL AND RECLAMATION | 11/19 | AMERICAN SOCIETY OF SAFETY PROFESSIONALS | ASSP | ASSP A10.6 | Safety & Health Program Requirements for Demolition Operations - American National Standard for Construction and Demolition Operations | 2006
283 | 02 42 51 | CARPET REMOVAL AND RECLAMATION | 11/19 | U.S. ENVIRONMENTAL PROTECTION AGENCY | EPA | EPA 340/1-90/018 | Asbestos/NESHAP Regulated Asbestos Containing Materials Guidance | 1990
284 | 02 42 51 | CARPET REMOVAL AND RECLAMATION | 11/19 | U.S. ENVIRONMENTAL PROTECTION AGENCY | EPA | EPA AP-42 | Compilation of Air Pollution Emission Factors | 1995
285 | 02 42 51 | CARPET REMOVAL AND RECLAMATION | 11/19 | U.S. NATIONAL ARCHIVES AND RECORDS ADMINISTRATION | NARA | 40 CFR 61-SUBPART M | National Emission Standard for Asbestos
286 | 02 42 51 | CARPET REMOVAL AND RECLAMATION | 11/19 | U.S. NATIONAL ARCHIVES AND RECORDS ADMINISTRATION | NARA | 40 CFR 247 | Comprehensive Procurement Guideline for Products Containing Recovered Materials
287 | 02 42 91 | REMOVAL AND SALVAGE OF HISTORIC CONSTRUCTION MATERIALS | 11/18 | U.S. NATIONAL ARCHIVES AND RECORDS ADMINISTRATION | NARA | 29 CFR 1910.1000 | Air Contaminants
288 | 02 42 91 | REMOVAL AND SALVAGE OF HISTORIC CONSTRUCTION MATERIALS | 11/18 | U.S. NATIONAL ARCHIVES AND RECORDS ADMINISTRATION | NARA | 29 CFR 1926.55 | Gases, Vapors, Fumes, Dusts, and Mists
289 | 02 42 91 | REMOVAL AND SALVAGE OF HISTORIC CONSTRUCTION MATERIALS | 11/18 | U.S. NATIONAL ARCHIVES AND RECORDS ADMINISTRATION | NARA | 40 CFR 261 | Identification and Listing of Hazardous Waste
290 | 02 51 19 | SOLIDIFICATION AND STABILIZATION DECONTAMINATION | 02/21 | ASTM INTERNATIONAL | ASTM | ASTM D1556/D1556M | Standard Test Method for Density and Unit Weight of Soil in Place by Sand-Cone Method | 2015; E 2016
291 | 02 51 19 | SOLIDIFICATION AND STABILIZATION DECONTAMINATION | 02/21 | ASTM INTERNATIONAL | ASTM | ASTM D1633 | Standard Test Methods for Compressive Strength of Molded Soil-Cement Cylinders | 2000; R 2007
292 | 02 51 19 | SOLIDIFICATION AND STABILIZATION DECONTAMINATION | 02/21 | ASTM INTERNATIONAL | ASTM | ASTM D4832 | Standard Test Method for Preparation and Testing of Controlled Low Strength Material (CLSM) Test Cylinders | 2016; E 2018
293 | 02 51 19 | SOLIDIFICATION AND STABILIZATION DECONTAMINATION | 02/21 | ASTM INTERNATIONAL | ASTM | ASTM D5084 | Standard Test Methods for Measurement of Hydraulic Conductivity of Saturated Porous Materials Using a Flexible Wall Permeameter | 2016a
294 | 02 51 19 | SOLIDIFICATION AND STABILIZATION DECONTAMINATION | 02/21 | U.S. ENVIRONMENTAL PROTECTION AGENCY | EPA | EPA SW-846.3-3 | Test Methods for Evaluating Solid Waste: Physical/Chemical Methods | 1999, Third Edition, Update III-A
295 | 02 51 19 | SOLIDIFICATION AND STABILIZATION DECONTAMINATION | 02/21 | U.S. NATIONAL ARCHIVES AND RECORDS ADMINISTRATION | NARA | 40 CFR 268 | Land Disposal Restrictions
296 | 02 53 16.13 | REMEDIATION OF CONTAMINATED SOILS BY THERMAL DESORPTION | 02/21 | AMERICAN SOCIETY OF MECHANICAL ENGINEERS | ASME | ASME B40.100 | Pressure Gauges and Gauge Attachments | 2022
297 | 02 53 16.13 | REMEDIATION OF CONTAMINATED SOILS BY THERMAL DESORPTION | 02/21 | AMERICAN SOCIETY OF MECHANICAL ENGINEERS | ASME | ASME BPVC SEC IX | BPVC Section IX-Welding, Brazing and Fusing Qualifications | 2017; Errata 2018
298 | 02 53 16.13 | REMEDIATION OF CONTAMINATED SOILS BY THERMAL DESORPTION | 02/21 | AMERICAN SOCIETY OF MECHANICAL ENGINEERS | ASME | ASME PTC 19.3 TW | Thermowells Performance Test Codes | 2016
299 | 02 53 16.13 | REMEDIATION OF CONTAMINATED SOILS BY THERMAL DESORPTION | 02/21 | AMERICAN WELDING SOCIETY | AWS | AWS B2.1/B2.1M | Specification for Welding Procedure and Performance Qualification | 2021
300 | 02 53 16.13 | REMEDIATION OF CONTAMINATED SOILS BY THERMAL DESORPTION | 02/21 | AMERICAN WELDING SOCIETY | AWS | AWS D1.1/D1.1M | Structural Welding Code - Steel | 2020; Errata 1 2021
301 | 02 53 16.13 | REMEDIATION OF CONTAMINATED SOILS BY THERMAL DESORPTION | 02/21 | ASTM INTERNATIONAL | ASTM | ASTM E122 | Standard Practice for Calculating Sample Size to Estimate, With Specified Precision, the Average for a Characteristic of a Lot or Process | 2017; R 2022
302 | 02 53 16.13 | REMEDIATION OF CONTAMINATED SOILS BY THERMAL DESORPTION | 02/21 | ASTM INTERNATIONAL | ASTM | ASTM E953/E953M | Standard Practice for Fusibility of Refuse-Derived Fuel (RDF) Ash | 2016
303 | 02 53 16.13 | REMEDIATION OF CONTAMINATED SOILS BY THERMAL DESORPTION | 02/21 | NATIONAL FIRE PROTECTION ASSOCIATION | NFPA | NFPA 30 | Flammable and Combustible Liquids Code | 2024
304 | 02 53 16.13 | REMEDIATION OF CONTAMINATED SOILS BY THERMAL DESORPTION | 02/21 | NATIONAL FIRE PROTECTION ASSOCIATION | NFPA | NFPA 31 | Standard for the Installation of Oil-Burning Equipment | 2024; TIA 23-1
305 | 02 53 16.13 | REMEDIATION OF CONTAMINATED SOILS BY THERMAL DESORPTION | 02/21 | NATIONAL FIRE PROTECTION ASSOCIATION | NFPA | NFPA 54 | National Fuel Gas Code | 2024
306 | 02 53 16.13 | REMEDIATION OF CONTAMINATED SOILS BY THERMAL DESORPTION | 02/21 | NATIONAL FIRE PROTECTION ASSOCIATION | NFPA | NFPA 58 | Liquefied Petroleum Gas Code | 2024; TIA 23-1
307 | 02 53 16.13 | REMEDIATION OF CONTAMINATED SOILS BY THERMAL DESORPTION | 02/21 | NATIONAL FIRE PROTECTION ASSOCIATION | NFPA | NFPA 70 | National Electrical Code | 2023
308 | 02 53 16.13 | REMEDIATION OF CONTAMINATED SOILS BY THERMAL DESORPTION | 02/21 | NATIONAL FIRE PROTECTION ASSOCIATION | NFPA | NFPA 82 | Standard on Incinerators and Waste and Linen Handling Systems and Equipment | 2024
309 | 02 53 16.13 | REMEDIATION OF CONTAMINATED SOILS BY THERMAL DESORPTION | 02/21 | NATIONAL FIRE PROTECTION ASSOCIATION | NFPA | NFPA 211 | Standard for Chimneys, Fireplaces, Vents, and Solid Fuel-Burning Appliances | 2019
310 | 02 53 16.13 | REMEDIATION OF CONTAMINATED SOILS BY THERMAL DESORPTION | 02/21 | NATIONAL INSTITUTE OF STANDARDS AND TECHNOLOGY | NIST | NIST SP 250 | Calibration Services Users Guide | 1991
311 | 02 53 16.13 | REMEDIATION OF CONTAMINATED SOILS BY THERMAL DESORPTION | 02/21 | U.S. ENVIRONMENTAL PROTECTION AGENCY | EPA | EPA 450/4-80/023R | Guideline for Determination of Good Engineering Practice Stack Height (Technical Support Document for the Stack Height Regulations) | 1985
312 | 02 53 16.13 | REMEDIATION OF CONTAMINATED SOILS BY THERMAL DESORPTION | 02/21 | U.S. NATIONAL ARCHIVES AND RECORDS ADMINISTRATION | NARA | 40 CFR 264 | Standards for Owners and Operators of Hazardous Waste Treatment, Storage, and Disposal Facilities
313 | 02 54 19.13 | BIOREMEDIATION USING LANDFARMING | 02/21 | ASTM INTERNATIONAL | ASTM | ASTM D2974 | Moisture, Ash, and Organic Matter of Peat and Other Organic Soils | 2020; E 2020
314 | 02 54 19.13 | BIOREMEDIATION USING LANDFARMING | 02/21 | ASTM INTERNATIONAL | ASTM | ASTM D4972 | Standard Test Methods for pH of Soils | 2018
315 | 02 54 19.13 | BIOREMEDIATION USING LANDFARMING | 02/21 | ASTM INTERNATIONAL | ASTM | ASTM D6836 | Standard Test Methods for Determination of the Soil Water Characteristic Curve for Desorption Using a Hanging Column, Pressure Extractor, Chilled Mirror Hygrometer, and/or Centrifuge | 2016
316 | 02 54 19.13 | BIOREMEDIATION USING LANDFARMING | 02/21 | U.S. ARMY CORPS OF ENGINEERS | USACE | EM 1110-2-1913 | Engineering and Design -- Design and Construction of Levees | 2000
317 | 02 54 19.13 | BIOREMEDIATION USING LANDFARMING | 02/21 | U.S. ENVIRONMENTAL PROTECTION AGENCY | EPA | EPA 600/R-96/084 | Guidance for Data Quality Assessment: Practical Methods for Data Analysis EPA QA/G-9, QA00 version | 2000
318 | 02 54 19.13 | BIOREMEDIATION USING LANDFARMING | 02/21 | U.S. NATIONAL ARCHIVES AND RECORDS ADMINISTRATION | NARA | 29 CFR 1910 | Occupational Safety and Health Standards
319 | 02 54 19.16 | BIOREMEDIATION OF SOILS USING WINDROW COMPOSTING | 02/21 | BIOCYCLE, JOURNAL OF COMPOSTING AND RECYCLING | BIOCYCLE | BIOCYCLE | A Standardized Test for Evaluation of Compost Self-Heating; Briton, W.F.Jr, et. al. | Nov 1995; 5th Ed 2009
320 | 02 54 19.16 | BIOREMEDIATION OF SOILS USING WINDROW COMPOSTING | 02/21 | PLANT AND LIFE SCIENCES PUBLISHING | PALS | NRAES 54 | On-Farm Composting Handbook | 1992
321 | 02 54 19.16 | BIOREMEDIATION OF SOILS USING WINDROW COMPOSTING | 02/21 | U.S. ARMY | DA | DA PAM 385-64 | Ammunition and Explosives Safety Standards | 2023
322 | 02 54 19.16 | BIOREMEDIATION OF SOILS USING WINDROW COMPOSTING | 02/21 | U.S. ARMY ENVIRONMENTAL COMMAND | USAEC | USAEC CETHA-TS-CR-93043 | Windrow Composting Demonstration for Explosives-Contaminated Soils at the Umatilla Depot Activity (NTIS PB95-200119) | 1993
323 | 02 54 19.16 | BIOREMEDIATION OF SOILS USING WINDROW COMPOSTING | 02/21 | U.S. ARMY ENVIRONMENTAL COMMAND | USAEC | USAEC SFIM-AEC-ET-CR-96184 | Cost Report: Windrow Composting to Treat Explosives-Contaminated Soils at Umatilla Army Depot Activity (UMDA) (NTIS AD-A318001) | 1996
324 | 02 54 19.16 | BIOREMEDIATION OF SOILS USING WINDROW COMPOSTING | 02/21 | U.S. NATIONAL ARCHIVES AND RECORDS ADMINISTRATION | NARA | 29 CFR 1910 | Occupational Safety and Health Standards
325 | 02 54 23 | SOIL WASHING THROUGH SEPARATION/SOLUBILIZATION | 02/10, CHG 1: 08/17 | ASTM INTERNATIONAL | ASTM | ASTM D2216 | Standard Test Methods for Laboratory Determination of Water (Moisture) Content of Soil and Rock by Mass | 2019
326 | 02 54 23 | SOIL WASHING THROUGH SEPARATION/SOLUBILIZATION | 02/10, CHG 1: 08/17 | ASTM INTERNATIONAL | ASTM | ASTM D4643 | Standard Test Method for Determination of Water Content of Soil and Rock by Microwave Oven Heating | 2017
327 | 02 54 23 | SOIL WASHING THROUGH SEPARATION/SOLUBILIZATION | 02/10, CHG 1: 08/17 | U.S. ENVIRONMENTAL PROTECTION AGENCY | EPA | EPA 540/2-91/020A | Guide for Conducting Treatability Studies under CERCLA: Soil Washing: Interim Guidance | 1991
328 | 02 54 23 | SOIL WASHING THROUGH SEPARATION/SOLUBILIZATION | 02/10, CHG 1: 08/17 | U.S. ENVIRONMENTAL PROTECTION AGENCY | EPA | EPA 540/R-92/071a | A Guide For Conducting Treatability Studies Under CERCLA, Final Report | 1992
329 | 02 56 13.13 | GEOMEMBRANE WASTE CONTAINMENT | 02/21 | ASTM INTERNATIONAL | ASTM | ASTM D638 | Standard Test Method for Tensile Properties of Plastics | 2014
330 | 02 56 13.13 | GEOMEMBRANE WASTE CONTAINMENT | 02/21 | ASTM INTERNATIONAL | ASTM | ASTM D751 | Standard Test Methods for Coated Fabrics | 2019
331 | 02 56 13.13 | GEOMEMBRANE WASTE CONTAINMENT | 02/21 | ASTM INTERNATIONAL | ASTM | ASTM D792 | Density and Specific Gravity (Relative Density) of Plastics by Displacement | 2013
332 | 02 56 13.13 | GEOMEMBRANE WASTE CONTAINMENT | 02/21 | ASTM INTERNATIONAL | ASTM | ASTM D814 | Rubber Property - Vapor Transmission of Volatile Liquids | 1995; R 2020
333 | 02 56 13.13 | GEOMEMBRANE WASTE CONTAINMENT | 02/21 | ASTM INTERNATIONAL | ASTM | ASTM D882 | Tensile Properties of Thin Plastic Sheeting | 2012
334 | 02 56 13.13 | GEOMEMBRANE WASTE CONTAINMENT | 02/21 | ASTM INTERNATIONAL | ASTM | ASTM D1004 | Initial Tear Resistance of Plastic Film and Sheeting | 2013
335 | 02 56 13.13 | GEOMEMBRANE WASTE CONTAINMENT | 02/21 | ASTM INTERNATIONAL | ASTM | ASTM D1203 | Standard Test Methods for Volatile Loss from Plastics Using Activated Carbon Methods | 2020
336 | 02 56 13.13 | GEOMEMBRANE WASTE CONTAINMENT | 02/21 | ASTM INTERNATIONAL | ASTM | ASTM D1204 | Linear Dimensional Changes of Nonrigid Thermoplastic Sheeting or Film at Elevated Temperature | 2014; R 2020
337 | 02 56 13.13 | GEOMEMBRANE WASTE CONTAINMENT | 02/21 | ASTM INTERNATIONAL | ASTM | ASTM D1505 | Standard Test Method for Density of Plastics by the Density-Gradient Technique | 2018
338 | 02 56 13.13 | GEOMEMBRANE WASTE CONTAINMENT | 02/21 | ASTM INTERNATIONAL | ASTM | ASTM D1593 | Standard Specification for Nonrigid Vinyl Chloride Plastic Film and Sheeting | 2009
339 | 02 56 13.13 | GEOMEMBRANE WASTE CONTAINMENT | 02/21 | ASTM INTERNATIONAL | ASTM | ASTM D1603 | Carbon Black Content in Olefin Plastics | 2020
340 | 02 56 13.13 | GEOMEMBRANE WASTE CONTAINMENT | 02/21 | ASTM INTERNATIONAL | ASTM | ASTM D1790 | Brittleness Temperature of Plastic Sheeting by Impact | 2014
341 | 02 56 13.13 | GEOMEMBRANE WASTE CONTAINMENT | 02/21 | ASTM INTERNATIONAL | ASTM | ASTM D3895 | Oxidative-Induction Time of Polyolefins by Differential Scanning Calorimetry | 2014
342 | 02 56 13.13 | GEOMEMBRANE WASTE CONTAINMENT | 02/21 | ASTM INTERNATIONAL | ASTM | ASTM D4218 | Determination of Carbon Black Content in Polyethylene Compounds by the Muffle-Furnace Technique | 2020
343 | 02 56 13.13 | GEOMEMBRANE WASTE CONTAINMENT | 02/21 | ASTM INTERNATIONAL | ASTM | ASTM D4833/D4833M | Standard Test Method forIndex Puncture Resistance of Geomembranes and Related Products | 2007; R 2020
344 | 02 56 13.13 | GEOMEMBRANE WASTE CONTAINMENT | 02/21 | ASTM INTERNATIONAL | ASTM | ASTM D5199 | Measuring Nominal Thickness of Geosynthetics | 2012
345 | 02 56 13.13 | GEOMEMBRANE WASTE CONTAINMENT | 02/21 | ASTM INTERNATIONAL | ASTM | ASTM D5321/D5321M | Standard Test Method for Determining the Shear Strength of Soil-Geosynthetic and Geosynthetic-Geosynthetic Interfaces by Direct Shear | 2020
346 | 02 56 13.13 | GEOMEMBRANE WASTE CONTAINMENT | 02/21 | ASTM INTERNATIONAL | ASTM | ASTM D5397 | Standard Test Method for Evaluation of Stress Crack Resistance of Polyolefin Geomembranes Using Notched Constant Tensile Load Test | 2019a
347 | 02 56 13.13 | GEOMEMBRANE WASTE CONTAINMENT | 02/21 | ASTM INTERNATIONAL | ASTM | ASTM D5596 | Standard Test Method For Microscopic Evaluation of the Dispersion of Carbon Black in Polyolefin Geosynthetics | 2003; R 2016
348 | 02 56 13.13 | GEOMEMBRANE WASTE CONTAINMENT | 02/21 | ASTM INTERNATIONAL | ASTM | ASTM D5721 | Air-Oven Aging of Polyolefin Geomembranes | 2008; R 2013
349 | 02 56 13.13 | GEOMEMBRANE WASTE CONTAINMENT | 02/21 | ASTM INTERNATIONAL | ASTM | ASTM D5885/D5885M | Standard Test Method for Oxidative Induction Time of Polyolefin Geosynthetics by High-Pressure Differential Scanning Calorimetry | 2017
350 | 02 56 13.13 | GEOMEMBRANE WASTE CONTAINMENT | 02/21 | ASTM INTERNATIONAL | ASTM | ASTM D5994/D5994M | Standard Test Method for Measuring Core Thickness of Textured Geomembranes | 2010; R 2015; E2015
351 | 02 56 13.13 | GEOMEMBRANE WASTE CONTAINMENT | 02/21 | ASTM INTERNATIONAL | ASTM | ASTM D6392 | Standard Test Method for Determining the Integrity of Nonreinforced Geomembrane Seams Produced Using Thermo-Fusion Methods | 2012; R 2018
352 | 02 56 13.13 | GEOMEMBRANE WASTE CONTAINMENT | 02/21 | ASTM INTERNATIONAL | ASTM | ASTM D6497/D6497M | Standard Guide for Mechanical Attachment of Geomembrane to Penetrations or Structures | 2002; R 2015; E 2015
353 | 02 56 13.13 | GEOMEMBRANE WASTE CONTAINMENT | 02/21 | ASTM INTERNATIONAL | ASTM | ASTM D7238 | Standard Test Method for Effect of Exposure of Unreinforced Polyolefin Geomembrane Using Fluorescent UV Condensation Apparatus | 2006; R 2012
354 | 02 56 13.13 | GEOMEMBRANE WASTE CONTAINMENT | 02/21 | ASTM INTERNATIONAL | ASTM | ASTM D7466 | Standard Test Method for Measuring Asperity Height of Textured Geomembranes | 2010
355 | 02 56 13.13 | GEOMEMBRANE WASTE CONTAINMENT | 02/21 | GEOSYNTHETIC INSTITUTE | GSI | GSI GRI GM7 | Accelerated Curing of Geomembrane Test Strip Seams Made by Chemical Fusion Methods | 1995
356 | 02 56 13.13 | GEOMEMBRANE WASTE CONTAINMENT | 02/21 | GEOSYNTHETIC INSTITUTE | GSI | GSI GRI GM9 | Cold Weather Seaming of Geomembranes | 1995; R 2013
357 | 02 56 13.16 | CLAY WASTE CONTAINMENT | 02/21 | ASTM INTERNATIONAL | ASTM | ASTM D698 | Laboratory Compaction Characteristics of Soil Using Standard Effort (12,400 ft-lbf/cu. ft. (600 kN-m/cu. m.)) | 2012; E 2014; E 2015
358 | 02 56 13.16 | CLAY WASTE CONTAINMENT | 02/21 | ASTM INTERNATIONAL | ASTM | ASTM D1140 | Standard Test Methods for Determining the Amount of Material Finer than 75-µm (No. 200) Sieve in Soils by Washing | 2017
359 | 02 56 13.16 | CLAY WASTE CONTAINMENT | 02/21 | ASTM INTERNATIONAL | ASTM | ASTM D1556/D1556M | Standard Test Method for Density and Unit Weight of Soil in Place by Sand-Cone Method | 2015; E 2016
360 | 02 56 13.16 | CLAY WASTE CONTAINMENT | 02/21 | ASTM INTERNATIONAL | ASTM | ASTM D1557 | Standard Test Methods for Laboratory Compaction Characteristics of Soil Using Modified Effort (56,000 ft-lbf/ft3) (2700 kN-m/m3) | 2012; E 2015
361 | 02 56 13.16 | CLAY WASTE CONTAINMENT | 02/21 | ASTM INTERNATIONAL | ASTM | ASTM D1587/D1587M | Thin-Walled Tube Sampling of Soils for Geotechnical Purposes | 2015
362 | 02 56 13.16 | CLAY WASTE CONTAINMENT | 02/21 | ASTM INTERNATIONAL | ASTM | ASTM D2167 | Density and Unit Weight of Soil in Place by the Rubber Balloon Method | 2015
363 | 02 56 13.16 | CLAY WASTE CONTAINMENT | 02/21 | ASTM INTERNATIONAL | ASTM | ASTM D2216 | Standard Test Methods for Laboratory Determination of Water (Moisture) Content of Soil and Rock by Mass | 2019
364 | 02 56 13.16 | CLAY WASTE CONTAINMENT | 02/21 | ASTM INTERNATIONAL | ASTM | ASTM D2488 | Standard Practice for Description and Identification of Soils (Visual-Manual Procedure) | 2017; E 2018
365 | 02 56 13.16 | CLAY WASTE CONTAINMENT | 02/21 | ASTM INTERNATIONAL | ASTM | ASTM D3740 | Minimum Requirements for Agencies Engaged in the Testing and/or Inspection of Soil and Rock as Used in Engineering Design and Construction | 2019
366 | 02 56 13.16 | CLAY WASTE CONTAINMENT | 02/21 | ASTM INTERNATIONAL | ASTM | ASTM D4220/D4220M | Preserving and Transporting Soil Samples | 2014
367 | 02 56 13.16 | CLAY WASTE CONTAINMENT | 02/21 | ASTM INTERNATIONAL | ASTM | ASTM D4318 | Standard Test Methods for Liquid Limit, Plastic Limit, and Plasticity Index of Soils | 2017; E 2018
368 | 02 56 13.16 | CLAY WASTE CONTAINMENT | 02/21 | ASTM INTERNATIONAL | ASTM | ASTM D5084 | Standard Test Methods for Measurement of Hydraulic Conductivity of Saturated Porous Materials Using a Flexible Wall Permeameter | 2016a
369 | 02 56 13.16 | CLAY WASTE CONTAINMENT | 02/21 | ASTM INTERNATIONAL | ASTM | ASTM D6938 | Standard Test Method for In-Place Density and Water Content of Soil and Soil-Aggregate by Nuclear Methods (Shallow Depth) | 2017a
370 | 02 56 13.16 | CLAY WASTE CONTAINMENT | 02/21 | ASTM INTERNATIONAL | ASTM | ASTM D7928 | Standard Test Method for Particle-Size Distribution (Gradation) of Fine-Grained Soils Using the Sedimentation (Hydrometer) Analysis | 2017
371 | 02 56 13.19 | GEOSYNTHETIC CLAY LINER WASTE CONTAINMENT | 02/21 | ASTM INTERNATIONAL | ASTM | ASTM D792 | Density and Specific Gravity (Relative Density) of Plastics by Displacement | 2013
372 | 02 56 13.19 | GEOSYNTHETIC CLAY LINER WASTE CONTAINMENT | 02/21 | ASTM INTERNATIONAL | ASTM | ASTM D1505 | Standard Test Method for Density of Plastics by the Density-Gradient Technique | 2018
373 | 02 56 13.19 | GEOSYNTHETIC CLAY LINER WASTE CONTAINMENT | 02/21 | ASTM INTERNATIONAL | ASTM | ASTM D5199 | Measuring Nominal Thickness of Geosynthetics | 2012
374 | 02 56 13.19 | GEOSYNTHETIC CLAY LINER WASTE CONTAINMENT | 02/21 | ASTM INTERNATIONAL | ASTM | ASTM D5261 | Standard Test Method for Measuring Mass Per Unit Area of Geotextiles | 2010; R 2018
375 | 02 56 13.19 | GEOSYNTHETIC CLAY LINER WASTE CONTAINMENT | 02/21 | ASTM INTERNATIONAL | ASTM | ASTM D5887/D5887M | Standard Test Method for Measurement of Index Flux Through Saturated Geosynthetic Clay Liner Specimens Using a Flexible Wall Permeameter | 2020
376 | 02 56 13.19 | GEOSYNTHETIC CLAY LINER WASTE CONTAINMENT | 02/21 | ASTM INTERNATIONAL | ASTM | ASTM D5888 | Standard Guide for Storage and Handling of Geosynthetic Clay Liners | 2006; R 2016
377 | 02 56 13.19 | GEOSYNTHETIC CLAY LINER WASTE CONTAINMENT | 02/21 | ASTM INTERNATIONAL | ASTM | ASTM D5889/D5889M | Standard Practice for Quality Control of Geosynthetic Clay Liners | 2018
378 | 02 56 13.19 | GEOSYNTHETIC CLAY LINER WASTE CONTAINMENT | 02/21 | ASTM INTERNATIONAL | ASTM | ASTM D5890 | Swell Index of Clay Mineral Component of Geosynthetic Clay Liners | 2011
379 | 02 56 13.19 | GEOSYNTHETIC CLAY LINER WASTE CONTAINMENT | 02/21 | ASTM INTERNATIONAL | ASTM | ASTM D5891/D5891M | Fluid Loss of Clay Component of Geosynthetic Clay Liners | 2002; R 2016; E 2016
380 | 02 56 13.19 | GEOSYNTHETIC CLAY LINER WASTE CONTAINMENT | 02/21 | ASTM INTERNATIONAL | ASTM | ASTM D5993 | Measuring Mass Per Unit of Geosynthetic Clay Liners | 2014
381 | 02 56 13.19 | GEOSYNTHETIC CLAY LINER WASTE CONTAINMENT | 02/21 | ASTM INTERNATIONAL | ASTM | ASTM D5994/D5994M | Standard Test Method for Measuring Core Thickness of Textured Geomembranes | 2010; R 2015; E2015
382 | 02 56 13.19 | GEOSYNTHETIC CLAY LINER WASTE CONTAINMENT | 02/21 | ASTM INTERNATIONAL | ASTM | ASTM D6072/D6072M | Standard Practice for Obtaining Samples of Geosynthetic Clay Liners | 2019
383 | 02 56 13.19 | GEOSYNTHETIC CLAY LINER WASTE CONTAINMENT | 02/21 | ASTM INTERNATIONAL | ASTM | ASTM D6243/D6243M | Determining the Internal and Interface Shear Resistance of Geosynthetic Clay Liner by the Direct Shear Method | 2020
384 | 02 56 13.19 | GEOSYNTHETIC CLAY LINER WASTE CONTAINMENT | 02/21 | ASTM INTERNATIONAL | ASTM | ASTM D6496/D6496M | Standard Test Method for Determining Average Bonding Peel Strength Between Top and Bottom Layers of Needle-Punched Geosynthetic Clay Liners | 2020
385 | 02 56 13.19 | GEOSYNTHETIC CLAY LINER WASTE CONTAINMENT | 02/21 | ASTM INTERNATIONAL | ASTM | ASTM D6768/D6768M | Standard Test Method for Tensile Strength of Geosynthetic Clay Liners | 2020
386 | 02 61 13 | EXCAVATION AND HANDLING OF CONTAMINATED MATERIAL | 02/10, CHG 1: 02/21 | ASTM INTERNATIONAL | ASTM | ASTM D698 | Laboratory Compaction Characteristics of Soil Using Standard Effort (12,400 ft-lbf/cu. ft. (600 kN-m/cu. m.)) | 2012; E 2014; E 2015
387 | 02 61 13 | EXCAVATION AND HANDLING OF CONTAMINATED MATERIAL | 02/10, CHG 1: 02/21 | ASTM INTERNATIONAL | ASTM | ASTM D1556/D1556M | Standard Test Method for Density and Unit Weight of Soil in Place by Sand-Cone Method | 2015; E 2016
388 | 02 61 13 | EXCAVATION AND HANDLING OF CONTAMINATED MATERIAL | 02/10, CHG 1: 02/21 | ASTM INTERNATIONAL | ASTM | ASTM D1557 | Standard Test Methods for Laboratory Compaction Characteristics of Soil Using Modified Effort (56,000 ft-lbf/ft3) (2700 kN-m/m3) | 2012; E 2015
389 | 02 61 13 | EXCAVATION AND HANDLING OF CONTAMINATED MATERIAL | 02/10, CHG 1: 02/21 | ASTM INTERNATIONAL | ASTM | ASTM D2167 | Density and Unit Weight of Soil in Place by the Rubber Balloon Method | 2015
390 | 02 61 13 | EXCAVATION AND HANDLING OF CONTAMINATED MATERIAL | 02/10, CHG 1: 02/21 | ASTM INTERNATIONAL | ASTM | ASTM D2487 | Standard Practice for Classification of Soils for Engineering Purposes (Unified Soil Classification System) | 2017; E 2020
391 | 02 61 13 | EXCAVATION AND HANDLING OF CONTAMINATED MATERIAL | 02/10, CHG 1: 02/21 | ASTM INTERNATIONAL | ASTM | ASTM D5434 | Field Logging of Subsurface Explorations of Soil and Rock | 2012
392 | 02 61 13 | EXCAVATION AND HANDLING OF CONTAMINATED MATERIAL | 02/10, CHG 1: 02/21 | ASTM INTERNATIONAL | ASTM | ASTM D6938 | Standard Test Method for In-Place Density and Water Content of Soil and Soil-Aggregate by Nuclear Methods (Shallow Depth) | 2017a
393 | 02 61 13 | EXCAVATION AND HANDLING OF CONTAMINATED MATERIAL | 02/10, CHG 1: 02/21 | ASTM INTERNATIONAL | ASTM | ASTM D7928 | Standard Test Method for Particle-Size Distribution (Gradation) of Fine-Grained Soils Using the Sedimentation (Hydrometer) Analysis | 2017
394 | 02 61 13 | EXCAVATION AND HANDLING OF CONTAMINATED MATERIAL | 02/10, CHG 1: 02/21 | U.S. ARMY CORPS OF ENGINEERS | USACE | EM 385-1-1 | Safety -- Safety and Occupational Health (SOH) Requirements | 2024
395 | 02 61 13 | EXCAVATION AND HANDLING OF CONTAMINATED MATERIAL | 02/10, CHG 1: 02/21 | U.S. NATIONAL ARCHIVES AND RECORDS ADMINISTRATION | NARA | 29 CFR 1926 | Safety and Health Regulations for Construction
396 | 02 61 13 | EXCAVATION AND HANDLING OF CONTAMINATED MATERIAL | 02/10, CHG 1: 02/21 | U.S. NATIONAL ARCHIVES AND RECORDS ADMINISTRATION | NARA | 40 CFR 302 | Designation, Reportable Quantities, and Notification
397 | 02 61 23 | REMOVAL AND DISPOSAL OF PCB CONTAMINATED SOILS | 04/06 | ASTM INTERNATIONAL | ASTM | ASTM D4397 | Standard Specification for Polyethylene Sheeting for Construction, Industrial, and Agricultural Applications | 2016
398 | 02 61 23 | REMOVAL AND DISPOSAL OF PCB CONTAMINATED SOILS | 04/06 | U.S. ENVIRONMENTAL PROTECTION AGENCY | EPA | EPA 530/F-93/004 | Test Methods for Evaluating Solid Waste (Vol IA, IB, IC, and II) (SW-846) | 1993; Rev O; Updates I, II, IIA, IIB, and III
399 | 02 61 23 | REMOVAL AND DISPOSAL OF PCB CONTAMINATED SOILS | 04/06 | U.S. ENVIRONMENTAL PROTECTION AGENCY | EPA | EPA 560/5-86-017 | Field Manual for Grid Sampling of PCB Spill Sites to Verify Cleanup | 1986
400 | 02 61 23 | REMOVAL AND DISPOSAL OF PCB CONTAMINATED SOILS | 04/06 | U.S. NATIONAL ARCHIVES AND RECORDS ADMINISTRATION | NARA | 29 CFR 1910.120 | Hazardous Waste Operations and Emergency Response
401 | 02 61 23 | REMOVAL AND DISPOSAL OF PCB CONTAMINATED SOILS | 04/06 | U.S. NATIONAL ARCHIVES AND RECORDS ADMINISTRATION | NARA | 29 CFR 1910.145 | Specifications for Accident Prevention Signs and Tags
402 | 02 61 23 | REMOVAL AND DISPOSAL OF PCB CONTAMINATED SOILS | 04/06 | U.S. NATIONAL ARCHIVES AND RECORDS ADMINISTRATION | NARA | 29 CFR 1910.1000 | Air Contaminants
403 | 02 61 23 | REMOVAL AND DISPOSAL OF PCB CONTAMINATED SOILS | 04/06 | U.S. NATIONAL ARCHIVES AND RECORDS ADMINISTRATION | NARA | 40 CFR 761 | Polychlorinated Biphenyls (PCBs) Manufacturing, Processing, Distribution in Commerce, and Use Prohibitions
404 | 02 61 23 | REMOVAL AND DISPOSAL OF PCB CONTAMINATED SOILS | 04/06 | U.S. NATIONAL ARCHIVES AND RECORDS ADMINISTRATION | NARA | 40 CFR 761.75 | Chemical Waste Landfills
405 | 02 61 23 | REMOVAL AND DISPOSAL OF PCB CONTAMINATED SOILS | 04/06 | U.S. NATIONAL ARCHIVES AND RECORDS ADMINISTRATION | NARA | 49 CFR 171 | General Information, Regulations, and Definitions
406 | 02 61 23 | REMOVAL AND DISPOSAL OF PCB CONTAMINATED SOILS | 04/06 | U.S. NATIONAL ARCHIVES AND RECORDS ADMINISTRATION | NARA | 49 CFR 172 | Hazardous Materials Table, Special Provisions, Hazardous Materials Communications, Emergency Response Information, and Training Requirements
407 | 02 61 23 | REMOVAL AND DISPOSAL OF PCB CONTAMINATED SOILS | 04/06 | U.S. NATIONAL ARCHIVES AND RECORDS ADMINISTRATION | NARA | 49 CFR 173 | Shippers - General Requirements for Shipments and Packagings
408 | 02 61 23 | REMOVAL AND DISPOSAL OF PCB CONTAMINATED SOILS | 04/06 | U.S. NATIONAL ARCHIVES AND RECORDS ADMINISTRATION | NARA | 49 CFR 174 | Carriage by Rail
409 | 02 61 23 | REMOVAL AND DISPOSAL OF PCB CONTAMINATED SOILS | 04/06 | U.S. NATIONAL ARCHIVES AND RECORDS ADMINISTRATION | NARA | 49 CFR 176 | Carriage by Vessel
410 | 02 61 23 | REMOVAL AND DISPOSAL OF PCB CONTAMINATED SOILS | 04/06 | U.S. NATIONAL ARCHIVES AND RECORDS ADMINISTRATION | NARA | 49 CFR 177 | Carriage by Public Highway
411 | 02 61 23 | REMOVAL AND DISPOSAL OF PCB CONTAMINATED SOILS | 04/06 | U.S. NATIONAL ARCHIVES AND RECORDS ADMINISTRATION | NARA | 49 CFR 178 | Specifications for Packagings
412 | 02 61 23 | REMOVAL AND DISPOSAL OF PCB CONTAMINATED SOILS | 04/06 | U.S. NATIONAL ARCHIVES AND RECORDS ADMINISTRATION | NARA | 49 CFR 179 | Specifications for Tank Cars
413 | 02 62 13.00 10 | AIR AND STEAM STRIPPING | 08/18 | AMERICAN SOCIETY OF MECHANICAL ENGINEERS | ASME | ASME B40.100 | Pressure Gauges and Gauge Attachments | 2022
414 | 02 62 13.00 10 | AIR AND STEAM STRIPPING | 08/18 | AMERICAN WATER WORKS ASSOCIATION | AWWA | AWWA C653 | Disinfection of Water Treatment Plants | 2020
415 | 02 62 13.00 10 | AIR AND STEAM STRIPPING | 08/18 | AMERICAN WATER WORKS ASSOCIATION | AWWA | AWWA D100 | Welded Steel Tanks for Water Storage | 2021
416 | 02 62 13.00 10 | AIR AND STEAM STRIPPING | 08/18 | AMERICAN WATER WORKS ASSOCIATION | AWWA | AWWA D102 | Coating Steel Water-Storage Tanks | 2021
417 | 02 62 13.00 10 | AIR AND STEAM STRIPPING | 08/18 | AMERICAN WATER WORKS ASSOCIATION | AWWA | AWWA D103 | Factory-Coated Bolted Steel Tanks for Water Storage | 2019
418 | 02 62 13.00 10 | AIR AND STEAM STRIPPING | 08/18 | AMERICAN WATER WORKS ASSOCIATION | AWWA | AWWA D120 | Thermosetting Fiberglass-Reinforced Plastic Tanks | 2019
419 | 02 62 13.00 10 | AIR AND STEAM STRIPPING | 08/18 | MANUFACTURERS STANDARDIZATION SOCIETY OF THE VALVE AND FITTINGS INDUSTRY | MSS | MSS SP-25 | Standard Marking System for Valves, Fittings, Flanges and Unions | 2018
420 | 02 62 13.00 10 | AIR AND STEAM STRIPPING | 08/18 | NATIONAL FIRE PROTECTION ASSOCIATION | NFPA | NFPA 70 | National Electrical Code | 2023
421 | 02 62 13.00 10 | AIR AND STEAM STRIPPING | 08/18 | U.S. DEPARTMENT OF DEFENSE | DOD | UFC 3-301-01 | Structural Engineering | 2023; with Change 1, 2023
422 | 02 62 16.13 10 | OPERATION, MAINTENANCE, AND PROCESS MONITORING FOR SOIL VAPOR EXTRACTION (SVE) SYSTEMS | 08/18 | U.S. ENVIRONMENTAL PROTECTION AGENCY | EPA | EPA SESDPROC-105-R2 | Groundwater Level and Well Depth Measurement | 2013
423 | 02 62 16.13 10 | OPERATION, MAINTENANCE, AND PROCESS MONITORING FOR SOIL VAPOR EXTRACTION (SVE) SYSTEMS | 08/18 | U.S. NATIONAL ARCHIVES AND RECORDS ADMINISTRATION | NARA | 40 CFR 302 | Designation, Reportable Quantities, and Notification
424 | 02 62 16.16 10 | COMMISSIONING AND DEMONSTRATION FOR SOIL VAPOR EXTRACTION (SVE) SYSTEMS | 08/18 | U.S. ENVIRONMENTAL PROTECTION AGENCY | EPA | EPA SESDPROC-105-R2 | Groundwater Level and Well Depth Measurement | 2013
425 | 02 65 00 | UNDERGROUND STORAGE TANK REMOVAL | 11/22 | AMERICAN PETROLEUM INSTITUTE | API | API PUBL 1628 | A Guide to the Assessment and Remediation of Underground Petroleum Releases | 1996
426 | 02 65 00 | UNDERGROUND STORAGE TANK REMOVAL | 11/22 | AMERICAN PETROLEUM INSTITUTE | API | API RP 1604 | Closure of Underground Petroleum Storage Tanks | 1996; R 2010
427 | 02 65 00 | UNDERGROUND STORAGE TANK REMOVAL | 11/22 | AMERICAN PETROLEUM INSTITUTE | API | API RP 2003 | Protection Against Ignitions Arising out of Static, Lightning, and Stray Currents | 2015; 8th Ed
428 | 02 65 00 | UNDERGROUND STORAGE TANK REMOVAL | 11/22 | AMERICAN PETROLEUM INSTITUTE | API | API RP 2217A | Safe Work in Inert Confined Speaces in the Petroleum and Petrochemical Industries | 2017
429 | 02 65 00 | UNDERGROUND STORAGE TANK REMOVAL | 11/22 | AMERICAN PETROLEUM INSTITUTE | API | API RP 2219 | Safe Operation of Vacuum Trucks Handling Flammable and Combustible Liquids in Petroleum Service | 2016
430 | 02 65 00 | UNDERGROUND STORAGE TANK REMOVAL | 11/22 | AMERICAN PETROLEUM INSTITUTE | API | API Std 2015 | Requirements for Safe Entry and Cleaning of Petroleum Storage Tanks | 2018
431 | 02 65 00 | UNDERGROUND STORAGE TANK REMOVAL | 11/22 | ASTM INTERNATIONAL | ASTM | ASTM D1556/D1556M | Standard Test Method for Density and Unit Weight of Soil in Place by Sand-Cone Method | 2015; E 2016
432 | 02 65 00 | UNDERGROUND STORAGE TANK REMOVAL | 11/22 | ASTM INTERNATIONAL | ASTM | ASTM D1557 | Standard Test Methods for Laboratory Compaction Characteristics of Soil Using Modified Effort (56,000 ft-lbf/ft3) (2700 kN-m/m3) | 2012; E 2015
433 | 02 65 00 | UNDERGROUND STORAGE TANK REMOVAL | 11/22 | ASTM INTERNATIONAL | ASTM | ASTM D2167 | Density and Unit Weight of Soil in Place by the Rubber Balloon Method | 2015
434 | 02 65 00 | UNDERGROUND STORAGE TANK REMOVAL | 11/22 | ASTM INTERNATIONAL | ASTM | ASTM D2487 | Standard Practice for Classification of Soils for Engineering Purposes (Unified Soil Classification System) | 2017; E 2020
435 | 02 65 00 | UNDERGROUND STORAGE TANK REMOVAL | 11/22 | ASTM INTERNATIONAL | ASTM | ASTM D4397 | Standard Specification for Polyethylene Sheeting for Construction, Industrial, and Agricultural Applications | 2016
436 | 02 65 00 | UNDERGROUND STORAGE TANK REMOVAL | 11/22 | ASTM INTERNATIONAL | ASTM | ASTM D6938 | Standard Test Method for In-Place Density and Water Content of Soil and Soil-Aggregate by Nuclear Methods (Shallow Depth) | 2017a
437 | 02 65 00 | UNDERGROUND STORAGE TANK REMOVAL | 11/22 | U.S. ARMY CORPS OF ENGINEERS | USACE | EM 200-1-1 | Environmental Quality -- Validation of Analytical Chemistry Laboratories | 1994
438 | 02 65 00 | UNDERGROUND STORAGE TANK REMOVAL | 11/22 | U.S. ARMY CORPS OF ENGINEERS | USACE | EM 200-1-6 | Environmental Quality -- Chemical Quality Assurance for Hazardous, Toxic and Radioactive Waste (HTRW) Projects | 1997
439 | 02 65 00 | UNDERGROUND STORAGE TANK REMOVAL | 11/22 | U.S. ARMY CORPS OF ENGINEERS | USACE | EM 200-1-7 | Environmental Quality - Performance Evaluation (PE) Program | 2001
440 | 02 65 00 | UNDERGROUND STORAGE TANK REMOVAL | 11/22 | U.S. ARMY CORPS OF ENGINEERS | USACE | EM 385-1-1 | Safety -- Safety and Occupational Health (SOH) Requirements | 2024
441 | 02 65 00 | UNDERGROUND STORAGE TANK REMOVAL | 11/22 | U.S. ARMY CORPS OF ENGINEERS | USACE | EM 1110-1-4006 | Engineering and Design -- Removal of Underground Storage Tanks (USTs) | 1998
442 | 02 65 00 | UNDERGROUND STORAGE TANK REMOVAL | 11/22 | U.S. ENVIRONMENTAL PROTECTION AGENCY | EPA | EPA 530-R-97-007 | Best Management Practices (BMPs) for Soils Treatment Technologies;, Suggested Operational Guidelines to Prevent Cross-Media Transfer of Contaminants During Cleanup Activities | 1997
443 | 02 65 00 | UNDERGROUND STORAGE TANK REMOVAL | 11/22 | U.S. ENVIRONMENTAL PROTECTION AGENCY | EPA | EPA 600/4-79/020 | Methods for Chemical Analysis of Water and Wastes | 1983
444 | 02 65 00 | UNDERGROUND STORAGE TANK REMOVAL | 11/22 | U.S. ENVIRONMENTAL PROTECTION AGENCY | EPA | EPA SW-846 | Test Methods for Evaluating Solid Waste: Physical/Chemical Methods | Third Edition; Update IV
445 | 02 65 00 | UNDERGROUND STORAGE TANK REMOVAL | 11/22 | U.S. NATIONAL ARCHIVES AND RECORDS ADMINISTRATION | NARA | 29 CFR 1910 | Occupational Safety and Health Standards
446 | 02 65 00 | UNDERGROUND STORAGE TANK REMOVAL | 11/22 | U.S. NATIONAL ARCHIVES AND RECORDS ADMINISTRATION | NARA | 40 CFR 261 | Identification and Listing of Hazardous Waste
447 | 02 65 00 | UNDERGROUND STORAGE TANK REMOVAL | 11/22 | U.S. NATIONAL ARCHIVES AND RECORDS ADMINISTRATION | NARA | 40 CFR 262 | Standards Applicable to Generators of Hazardous Waste
448 | 02 65 00 | UNDERGROUND STORAGE TANK REMOVAL | 11/22 | U.S. NATIONAL ARCHIVES AND RECORDS ADMINISTRATION | NARA | 40 CFR 264 | Standards for Owners and Operators of Hazardous Waste Treatment, Storage, and Disposal Facilities
449 | 02 65 00 | UNDERGROUND STORAGE TANK REMOVAL | 11/22 | U.S. NATIONAL ARCHIVES AND RECORDS ADMINISTRATION | NARA | 40 CFR 265 | Interim Status Standards for Owners and Operators of Hazardous Waste Treatment, Storage, and Disposal Facilities
450 | 02 65 00 | UNDERGROUND STORAGE TANK REMOVAL | 11/22 | U.S. NATIONAL ARCHIVES AND RECORDS ADMINISTRATION | NARA | 40 CFR 266 | Standards for the Management of Specific Hazardous Wastes and Specific Types of Hazardous Waste Management Facilities
451 | 02 65 00 | UNDERGROUND STORAGE TANK REMOVAL | 11/22 | U.S. NATIONAL ARCHIVES AND RECORDS ADMINISTRATION | NARA | 40 CFR 268 | Land Disposal Restrictions
452 | 02 65 00 | UNDERGROUND STORAGE TANK REMOVAL | 11/22 | U.S. NATIONAL ARCHIVES AND RECORDS ADMINISTRATION | NARA | 40 CFR 279 | Standards for the Management of Used Oil
453 | 02 65 00 | UNDERGROUND STORAGE TANK REMOVAL | 11/22 | U.S. NATIONAL ARCHIVES AND RECORDS ADMINISTRATION | NARA | 40 CFR 280 | Technical Standards and Corrective Action Requirements for Owners and Operators of Underground Storage Tanks (UST)
454 | 02 66 13 | SELECT FILL AND TOPSOIL FOR LANDFILL COVER | 02/21 | ASTM INTERNATIONAL | ASTM | ASTM D698 | Laboratory Compaction Characteristics of Soil Using Standard Effort (12,400 ft-lbf/cu. ft. (600 kN-m/cu. m.)) | 2012; E 2014; E 2015
455 | 02 66 13 | SELECT FILL AND TOPSOIL FOR LANDFILL COVER | 02/21 | ASTM INTERNATIONAL | ASTM | ASTM D1556/D1556M | Standard Test Method for Density and Unit Weight of Soil in Place by Sand-Cone Method | 2015; E 2016
456 | 02 66 13 | SELECT FILL AND TOPSOIL FOR LANDFILL COVER | 02/21 | ASTM INTERNATIONAL | ASTM | ASTM D2167 | Density and Unit Weight of Soil in Place by the Rubber Balloon Method | 2015
457 | 02 66 13 | SELECT FILL AND TOPSOIL FOR LANDFILL COVER | 02/21 | ASTM INTERNATIONAL | ASTM | ASTM D2216 | Standard Test Methods for Laboratory Determination of Water (Moisture) Content of Soil and Rock by Mass | 2019
458 | 02 66 13 | SELECT FILL AND TOPSOIL FOR LANDFILL COVER | 02/21 | ASTM INTERNATIONAL | ASTM | ASTM D2487 | Standard Practice for Classification of Soils for Engineering Purposes (Unified Soil Classification System) | 2017; E 2020
459 | 02 66 13 | SELECT FILL AND TOPSOIL FOR LANDFILL COVER | 02/21 | ASTM INTERNATIONAL | ASTM | ASTM D2974 | Moisture, Ash, and Organic Matter of Peat and Other Organic Soils | 2020; E 2020
460 | 02 66 13 | SELECT FILL AND TOPSOIL FOR LANDFILL COVER | 02/21 | ASTM INTERNATIONAL | ASTM | ASTM D4318 | Standard Test Methods for Liquid Limit, Plastic Limit, and Plasticity Index of Soils | 2017; E 2018
461 | 02 66 13 | SELECT FILL AND TOPSOIL FOR LANDFILL COVER | 02/21 | ASTM INTERNATIONAL | ASTM | ASTM D4972 | Standard Test Methods for pH of Soils | 2018
462 | 02 66 13 | SELECT FILL AND TOPSOIL FOR LANDFILL COVER | 02/21 | ASTM INTERNATIONAL | ASTM | ASTM D6938 | Standard Test Method for In-Place Density and Water Content of Soil and Soil-Aggregate by Nuclear Methods (Shallow Depth) | 2017a
463 | 02 66 13 | SELECT FILL AND TOPSOIL FOR LANDFILL COVER | 02/21 | ASTM INTERNATIONAL | ASTM | ASTM D7928 | Standard Test Method for Particle-Size Distribution (Gradation) of Fine-Grained Soils Using the Sedimentation (Hydrometer) Analysis | 2017
464 | 02 66 16 | TEST FILL | 02/21 | ASTM INTERNATIONAL | ASTM | ASTM D1556/D1556M | Standard Test Method for Density and Unit Weight of Soil in Place by Sand-Cone Method | 2015; E 2016
465 | 02 66 16 | TEST FILL | 02/21 | ASTM INTERNATIONAL | ASTM | ASTM D2167 | Density and Unit Weight of Soil in Place by the Rubber Balloon Method | 2015
466 | 02 66 16 | TEST FILL | 02/21 | ASTM INTERNATIONAL | ASTM | ASTM D2216 | Standard Test Methods for Laboratory Determination of Water (Moisture) Content of Soil and Rock by Mass | 2019
467 | 02 66 16 | TEST FILL | 02/21 | ASTM INTERNATIONAL | ASTM | ASTM D4318 | Standard Test Methods for Liquid Limit, Plastic Limit, and Plasticity Index of Soils | 2017; E 2018
468 | 02 66 16 | TEST FILL | 02/21 | ASTM INTERNATIONAL | ASTM | ASTM D4643 | Standard Test Method for Determination of Water Content of Soil and Rock by Microwave Oven Heating | 2017
469 | 02 66 16 | TEST FILL | 02/21 | ASTM INTERNATIONAL | ASTM | ASTM D5084 | Standard Test Methods for Measurement of Hydraulic Conductivity of Saturated Porous Materials Using a Flexible Wall Permeameter | 2016a
470 | 02 66 16 | TEST FILL | 02/21 | ASTM INTERNATIONAL | ASTM | ASTM D6938 | Standard Test Method for In-Place Density and Water Content of Soil and Soil-Aggregate by Nuclear Methods (Shallow Depth) | 2017a
471 | 02 66 16 | TEST FILL | 02/21 | ASTM INTERNATIONAL | ASTM | ASTM D7928 | Standard Test Method for Particle-Size Distribution (Gradation) of Fine-Grained Soils Using the Sedimentation (Hydrometer) Analysis | 2017
472 | 02 81 00 | TRANSPORTATION AND DISPOSAL OF HAZARDOUS MATERIALS | 11/18 | INTERNATIONAL AIR TRANSPORT ASSOCIATION | IATA | IATA DGR | Dangerous Goods Regulations | 2018
473 | 02 81 00 | TRANSPORTATION AND DISPOSAL OF HAZARDOUS MATERIALS | 11/18 | U.S. ARMY CORPS OF ENGINEERS | USACE | EP 415-1-266 | Construction -- Resident Engineer Management Guide (REMG) for Hazardous, Toxic, and Radioactive Waste (HTRW) Projects | 2000
474 | 02 81 00 | TRANSPORTATION AND DISPOSAL OF HAZARDOUS MATERIALS | 11/18 | U.S. DEPARTMENT OF TRANSPORTATION | DOT | DOT 4500.9R | Defense Transportation Regulation, Part 2, Cargo Movement, Chapter 204, Hazardous Material
475 | 02 81 00 | TRANSPORTATION AND DISPOSAL OF HAZARDOUS MATERIALS | 11/18 | U.S. NATIONAL ARCHIVES AND RECORDS ADMINISTRATION | NARA | 40 CFR 61 | National Emission Standards for Hazardous Air Pollutants
476 | 02 81 00 | TRANSPORTATION AND DISPOSAL OF HAZARDOUS MATERIALS | 11/18 | U.S. NATIONAL ARCHIVES AND RECORDS ADMINISTRATION | NARA | 40 CFR 261 | Identification and Listing of Hazardous Waste
477 | 02 81 00 | TRANSPORTATION AND DISPOSAL OF HAZARDOUS MATERIALS | 11/18 | U.S. NATIONAL ARCHIVES AND RECORDS ADMINISTRATION | NARA | 40 CFR 262 | Standards Applicable to Generators of Hazardous Waste
478 | 02 81 00 | TRANSPORTATION AND DISPOSAL OF HAZARDOUS MATERIALS | 11/18 | U.S. NATIONAL ARCHIVES AND RECORDS ADMINISTRATION | NARA | 40 CFR 263 | Standards Applicable to Transporters of Hazardous Waste
479 | 02 81 00 | TRANSPORTATION AND DISPOSAL OF HAZARDOUS MATERIALS | 11/18 | U.S. NATIONAL ARCHIVES AND RECORDS ADMINISTRATION | NARA | 40 CFR 264 | Standards for Owners and Operators of Hazardous Waste Treatment, Storage, and Disposal Facilities
480 | 02 81 00 | TRANSPORTATION AND DISPOSAL OF HAZARDOUS MATERIALS | 11/18 | U.S. NATIONAL ARCHIVES AND RECORDS ADMINISTRATION | NARA | 40 CFR 265 | Interim Status Standards for Owners and Operators of Hazardous Waste Treatment, Storage, and Disposal Facilities
481 | 02 81 00 | TRANSPORTATION AND DISPOSAL OF HAZARDOUS MATERIALS | 11/18 | U.S. NATIONAL ARCHIVES AND RECORDS ADMINISTRATION | NARA | 40 CFR 266 | Standards for the Management of Specific Hazardous Wastes and Specific Types of Hazardous Waste Management Facilities
482 | 02 81 00 | TRANSPORTATION AND DISPOSAL OF HAZARDOUS MATERIALS | 11/18 | U.S. NATIONAL ARCHIVES AND RECORDS ADMINISTRATION | NARA | 40 CFR 268 | Land Disposal Restrictions
483 | 02 81 00 | TRANSPORTATION AND DISPOSAL OF HAZARDOUS MATERIALS | 11/18 | U.S. NATIONAL ARCHIVES AND RECORDS ADMINISTRATION | NARA | 40 CFR 270 | EPA Administered Permit Programs: The Hazardous Waste Permit Program
484 | 02 81 00 | TRANSPORTATION AND DISPOSAL OF HAZARDOUS MATERIALS | 11/18 | U.S. NATIONAL ARCHIVES AND RECORDS ADMINISTRATION | NARA | 40 CFR 279 | Standards for the Management of Used Oil
485 | 02 81 00 | TRANSPORTATION AND DISPOSAL OF HAZARDOUS MATERIALS | 11/18 | U.S. NATIONAL ARCHIVES AND RECORDS ADMINISTRATION | NARA | 40 CFR 300 | National Oil and Hazardous Substances Pollution Contingency Plan
486 | 02 81 00 | TRANSPORTATION AND DISPOSAL OF HAZARDOUS MATERIALS | 11/18 | U.S. NATIONAL ARCHIVES AND RECORDS ADMINISTRATION | NARA | 40 CFR 302 | Designation, Reportable Quantities, and Notification
487 | 02 81 00 | TRANSPORTATION AND DISPOSAL OF HAZARDOUS MATERIALS | 11/18 | U.S. NATIONAL ARCHIVES AND RECORDS ADMINISTRATION | NARA | 40 CFR 761 | Polychlorinated Biphenyls (PCBs) Manufacturing, Processing, Distribution in Commerce, and Use Prohibitions
488 | 02 81 00 | TRANSPORTATION AND DISPOSAL OF HAZARDOUS MATERIALS | 11/18 | U.S. NATIONAL ARCHIVES AND RECORDS ADMINISTRATION | NARA | 49 CFR 107 | Hazardous Materials Program Procedures
489 | 02 81 00 | TRANSPORTATION AND DISPOSAL OF HAZARDOUS MATERIALS | 11/18 | U.S. NATIONAL ARCHIVES AND RECORDS ADMINISTRATION | NARA | 49 CFR 172 | Hazardous Materials Table, Special Provisions, Hazardous Materials Communications, Emergency Response Information, and Training Requirements
490 | 02 81 00 | TRANSPORTATION AND DISPOSAL OF HAZARDOUS MATERIALS | 11/18 | U.S. NATIONAL ARCHIVES AND RECORDS ADMINISTRATION | NARA | 49 CFR 173 | Shippers - General Requirements for Shipments and Packagings
491 | 02 81 00 | TRANSPORTATION AND DISPOSAL OF HAZARDOUS MATERIALS | 11/18 | U.S. NATIONAL ARCHIVES AND RECORDS ADMINISTRATION | NARA | 49 CFR 178 | Specifications for Packagings
492 | 02 82 00 | ASBESTOS REMEDIATION | 11/18, CHG 1: 11/19 | AMERICAN SOCIETY OF SAFETY PROFESSIONALS | ASSP | ASSP Z9.2 | Fundamentals Governing the Design and Operation of Local Exhaust Ventilation Systems | 2018
493 | 02 82 00 | ASBESTOS REMEDIATION | 11/18, CHG 1: 11/19 | ASTM INTERNATIONAL | ASTM | ASTM C732 | (2017; R 2022 Standard Test Method for Aging Effects of Artificial Weathering on Latex Sealants
494 | 02 82 00 | ASBESTOS REMEDIATION | 11/18, CHG 1: 11/19 | ASTM INTERNATIONAL | ASTM | ASTM D522/D522M | Mandrel Bend Test of Attached Organic Coatings | 2017
495 | 02 82 00 | ASBESTOS REMEDIATION | 11/18, CHG 1: 11/19 | ASTM INTERNATIONAL | ASTM | ASTM D2794 | Standard Test Method for Resistance of Organic Coatings to the Effects of Rapid Deformation (Impact) | 1993; R 2019
496 | 02 82 00 | ASBESTOS REMEDIATION | 11/18, CHG 1: 11/19 | ASTM INTERNATIONAL | ASTM | ASTM D4397 | Standard Specification for Polyethylene Sheeting for Construction, Industrial, and Agricultural Applications | 2016
497 | 02 82 00 | ASBESTOS REMEDIATION | 11/18, CHG 1: 11/19 | ASTM INTERNATIONAL | ASTM | ASTM E84 | Standard Test Method for Surface Burning Characteristics of Building Materials | 2023
498 | 02 82 00 | ASBESTOS REMEDIATION | 11/18, CHG 1: 11/19 | ASTM INTERNATIONAL | ASTM | ASTM E96/E96M | Standard Test Methods for Gravimetric Determination of Water Vapor Transmission Rate of Materials | 2024
499 | 02 82 00 | ASBESTOS REMEDIATION | 11/18, CHG 1: 11/19 | ASTM INTERNATIONAL | ASTM | ASTM E119 | Standard Test Methods for Fire Tests of Building Construction and Materials | 2024
500 | 02 82 00 | ASBESTOS REMEDIATION | 11/18, CHG 1: 11/19 | ASTM INTERNATIONAL | ASTM | ASTM E736/E736M | Standard Test Method for Cohesion/Adhesion of Sprayed Fire-Resistive Materials Applied to Structural Members | 2019
501 | 02 82 00 | ASBESTOS REMEDIATION | 11/18, CHG 1: 11/19 | ASTM INTERNATIONAL | ASTM | ASTM E1368 | Visual Inspection of Asbestos Abatement Projects | 2014
502 | 02 82 00 | ASBESTOS REMEDIATION | 11/18, CHG 1: 11/19 | ASTM INTERNATIONAL | ASTM | ASTM E1494 | Encapsulants for Spray- or Trowel-Applied Friable Asbestos-Containing Building Materials | 2012
503 | 02 82 00 | ASBESTOS REMEDIATION | 11/18, CHG 1: 11/19 | COMPRESSED GAS ASSOCIATION | CGA | CGA G-7 | Compressed Air for Human Respiration; 6th Edition | 2014
504 | 02 82 00 | ASBESTOS REMEDIATION | 11/18, CHG 1: 11/19 | INTERNATIONAL SAFETY EQUIPMENT ASSOCIATION | ISEA | ANSI/ISEA Z87.1 | Occupational and Educational Personal Eye and Face Protection Devices | 2020
505 | 02 82 00 | ASBESTOS REMEDIATION | 11/18, CHG 1: 11/19 | NATIONAL FIRE PROTECTION ASSOCIATION | NFPA | NFPA 701 | Standard Methods of Fire Tests for Flame Propagation of Textiles and Films | 2023; ERTA 1 2023
506 | 02 82 00 | ASBESTOS REMEDIATION | 11/18, CHG 1: 11/19 | NATIONAL INSTITUTE FOR OCCUPATIONAL SAFETY AND HEALTH | NIOSH | NIOSH NMAM | NIOSH Manual of Analytical Methods | 2016; 5th Ed
507 | 02 82 00 | ASBESTOS REMEDIATION | 11/18, CHG 1: 11/19 | U.S. ARMY CORPS OF ENGINEERS | USACE | EM 385-1-1 | Safety -- Safety and Occupational Health (SOH) Requirements | 2024
508 | 02 82 00 | ASBESTOS REMEDIATION | 11/18, CHG 1: 11/19 | U.S. ENVIRONMENTAL PROTECTION AGENCY | EPA | EPA 340/1-90/018 | Asbestos/NESHAP Regulated Asbestos Containing Materials Guidance | 1990
509 | 02 82 00 | ASBESTOS REMEDIATION | 11/18, CHG 1: 11/19 | U.S. ENVIRONMENTAL PROTECTION AGENCY | EPA | EPA 560/5-85-024 | Guidance for Controlling Asbestos-Containing Materials in Buildings (Purple Book) | 1985
510 | 02 82 00 | ASBESTOS REMEDIATION | 11/18, CHG 1: 11/19 | U.S. NATIONAL ARCHIVES AND RECORDS ADMINISTRATION | NARA | 29 CFR 1910.147 | The Control of Hazardous Energy (Lock Out/Tag Out)
511 | 02 82 00 | ASBESTOS REMEDIATION | 11/18, CHG 1: 11/19 | U.S. NATIONAL ARCHIVES AND RECORDS ADMINISTRATION | NARA | 29 CFR 1926.51 | Sanitation
512 | 02 82 00 | ASBESTOS REMEDIATION | 11/18, CHG 1: 11/19 | U.S. NATIONAL ARCHIVES AND RECORDS ADMINISTRATION | NARA | 29 CFR 1926.59 | Hazard Communication
513 | 02 82 00 | ASBESTOS REMEDIATION | 11/18, CHG 1: 11/19 | U.S. NATIONAL ARCHIVES AND RECORDS ADMINISTRATION | NARA | 29 CFR 1926.103 | Respiratory Protection
514 | 02 82 00 | ASBESTOS REMEDIATION | 11/18, CHG 1: 11/19 | U.S. NATIONAL ARCHIVES AND RECORDS ADMINISTRATION | NARA | 29 CFR 1926.200 | Accident Prevention Signs and Tags
515 | 02 82 00 | ASBESTOS REMEDIATION | 11/18, CHG 1: 11/19 | U.S. NATIONAL ARCHIVES AND RECORDS ADMINISTRATION | NARA | 29 CFR 1926.1101 | Asbestos
516 | 02 82 00 | ASBESTOS REMEDIATION | 11/18, CHG 1: 11/19 | U.S. NATIONAL ARCHIVES AND RECORDS ADMINISTRATION | NARA | 40 CFR 61-SUBPART A | General Provisions
517 | 02 82 00 | ASBESTOS REMEDIATION | 11/18, CHG 1: 11/19 | U.S. NATIONAL ARCHIVES AND RECORDS ADMINISTRATION | NARA | 40 CFR 61-SUBPART M | National Emission Standard for Asbestos
518 | 02 82 00 | ASBESTOS REMEDIATION | 11/18, CHG 1: 11/19 | U.S. NATIONAL ARCHIVES AND RECORDS ADMINISTRATION | NARA | 40 CFR 763 | Asbestos
519 | 02 82 00 | ASBESTOS REMEDIATION | 11/18, CHG 1: 11/19 | U.S. NATIONAL ARCHIVES AND RECORDS ADMINISTRATION | NARA | 42 CFR 84 | Approval of Respiratory Protective Devices
520 | 02 82 00 | ASBESTOS REMEDIATION | 11/18, CHG 1: 11/19 | U.S. NATIONAL ARCHIVES AND RECORDS ADMINISTRATION | NARA | 49 CFR 107 | Hazardous Materials Program Procedures
521 | 02 82 00 | ASBESTOS REMEDIATION | 11/18, CHG 1: 11/19 | U.S. NATIONAL ARCHIVES AND RECORDS ADMINISTRATION | NARA | 49 CFR 171 | General Information, Regulations, and Definitions
522 | 02 82 00 | ASBESTOS REMEDIATION | 11/18, CHG 1: 11/19 | U.S. NATIONAL ARCHIVES AND RECORDS ADMINISTRATION | NARA | 49 CFR 172 | Hazardous Materials Table, Special Provisions, Hazardous Materials Communications, Emergency Response Information, and Training Requirements
523 | 02 82 00 | ASBESTOS REMEDIATION | 11/18, CHG 1: 11/19 | U.S. NATIONAL ARCHIVES AND RECORDS ADMINISTRATION | NARA | 49 CFR 173 | Shippers - General Requirements for Shipments and Packagings
524 | 02 82 00 | ASBESTOS REMEDIATION | 11/18, CHG 1: 11/19 | U.S. NAVAL FACILITIES ENGINEERING SYSTEMS COMMAND | NAVFAC | NAVFAC P-502 | Asbestos Program Management | 2017
525 | 02 82 00 | ASBESTOS REMEDIATION | 11/18, CHG 1: 11/19 | U.S. NAVAL FACILITIES ENGINEERING SYSTEMS COMMAND | NAVFAC | ND OPNAVINST 5100.23 | Navy Occupational Safety and Health (NAVOSH) Program Manual | 2005; Rev G
526 | 02 82 00 | ASBESTOS REMEDIATION | 11/18, CHG 1: 11/19 | UNDERWRITERS LABORATORIES | UL | UL 586 | UL Standard for Safety High-Efficiency Particulate, Air Filter Units | 2009; Reprint Sep 2022
527 | 02 83 00 | LEAD REMEDIATION | 11/18 | AMERICAN SOCIETY OF SAFETY PROFESSIONALS | ASSP | ASSP Z9.2 | Fundamentals Governing the Design and Operation of Local Exhaust Ventilation Systems | 2018
528 | 02 83 00 | LEAD REMEDIATION | 11/18 | ASTM INTERNATIONAL | ASTM | ASTM E1613 | Standard Test Method for Determination of Lead by Inductively Coupled Plasma Atomic Emission Spectrometry (ICP-AES), Flame Atomic Absorption Spectrometry (FAAS), or Graphite Furnace Atomic Absorption Spectrometry (GFAAS) Techniques | 2012
529 | 02 83 00 | LEAD REMEDIATION | 11/18 | ASTM INTERNATIONAL | ASTM | ASTM E1644 | Standard Practice for Hot Plate Digestion of Dust Wipe Samples for the Determination of Lead | 2021
530 | 02 83 00 | LEAD REMEDIATION | 11/18 | ASTM INTERNATIONAL | ASTM | ASTM E1726 | Standard Practice for Preparation of Soil Samples by Hotplate Digestion for Subsequent Lead Analysis | 2021
531 | 02 83 00 | LEAD REMEDIATION | 11/18 | ASTM INTERNATIONAL | ASTM | ASTM E1727 | Standard Practice for Field Collection of Soil Samples for Subsequent Lead Determination | 2016
532 | 02 83 00 | LEAD REMEDIATION | 11/18 | ASTM INTERNATIONAL | ASTM | ASTM E1728/E1728M | Standard Practice for Collection of Settled Dust Samples Using Wipe Sampling Methods for Subsequent Lead Determination | 2024
533 | 02 83 00 | LEAD REMEDIATION | 11/18 | ASTM INTERNATIONAL | ASTM | ASTM E1792 | Standard Specification for Wipe Sampling Materials for Lead in Surface Dust | 2024
534 | 02 83 00 | LEAD REMEDIATION | 11/18 | NATIONAL FIRE PROTECTION ASSOCIATION | NFPA | NFPA 701 | Standard Methods of Fire Tests for Flame Propagation of Textiles and Films | 2023; ERTA 1 2023
535 | 02 83 00 | LEAD REMEDIATION | 11/18 | U.S. ARMY CORPS OF ENGINEERS | USACE | EM 385-1-1 | Safety -- Safety and Occupational Health (SOH) Requirements | 2024
536 | 02 83 00 | LEAD REMEDIATION | 11/18 | U.S. DEPARTMENT OF HOUSING AND URBAN DEVELOPMENT | HUD | HUD 6780 | Guidelines for the Evaluation and Control of Lead-Based Paint Hazards in Housing | 1995; Errata Aug 1996;Rev Ch. 7 - 1997
537 | 02 83 00 | LEAD REMEDIATION | 11/18 | U.S. NATIONAL ARCHIVES AND RECORDS ADMINISTRATION | NARA | 29 CFR 1926.21 | Safety Training and Education
538 | 02 83 00 | LEAD REMEDIATION | 11/18 | U.S. NATIONAL ARCHIVES AND RECORDS ADMINISTRATION | NARA | 29 CFR 1926.33 | Access to Employee Exposure and Medical Records
539 | 02 83 00 | LEAD REMEDIATION | 11/18 | U.S. NATIONAL ARCHIVES AND RECORDS ADMINISTRATION | NARA | 29 CFR 1926.55 | Gases, Vapors, Fumes, Dusts, and Mists
540 | 02 83 00 | LEAD REMEDIATION | 11/18 | U.S. NATIONAL ARCHIVES AND RECORDS ADMINISTRATION | NARA | 29 CFR 1926.59 | Hazard Communication
541 | 02 83 00 | LEAD REMEDIATION | 11/18 | U.S. NATIONAL ARCHIVES AND RECORDS ADMINISTRATION | NARA | 29 CFR 1926.62 | Lead
542 | 02 83 00 | LEAD REMEDIATION | 11/18 | U.S. NATIONAL ARCHIVES AND RECORDS ADMINISTRATION | NARA | 29 CFR 1926.65 | Hazardous Waste Operations and Emergency Response
543 | 02 83 00 | LEAD REMEDIATION | 11/18 | U.S. NATIONAL ARCHIVES AND RECORDS ADMINISTRATION | NARA | 29 CFR 1926.103 | Respiratory Protection
544 | 02 83 00 | LEAD REMEDIATION | 11/18 | U.S. NATIONAL ARCHIVES AND RECORDS ADMINISTRATION | NARA | 29 CFR 1926.1126 | Chromium
545 | 02 83 00 | LEAD REMEDIATION | 11/18 | U.S. NATIONAL ARCHIVES AND RECORDS ADMINISTRATION | NARA | 29 CFR 1926.1127 | Cadmium
546 | 02 83 00 | LEAD REMEDIATION | 11/18 | U.S. NATIONAL ARCHIVES AND RECORDS ADMINISTRATION | NARA | 40 CFR 260 | Hazardous Waste Management System: General
547 | 02 83 00 | LEAD REMEDIATION | 11/18 | U.S. NATIONAL ARCHIVES AND RECORDS ADMINISTRATION | NARA | 40 CFR 261 | Identification and Listing of Hazardous Waste
548 | 02 83 00 | LEAD REMEDIATION | 11/18 | U.S. NATIONAL ARCHIVES AND RECORDS ADMINISTRATION | NARA | 40 CFR 262 | Standards Applicable to Generators of Hazardous Waste
549 | 02 83 00 | LEAD REMEDIATION | 11/18 | U.S. NATIONAL ARCHIVES AND RECORDS ADMINISTRATION | NARA | 40 CFR 263 | Standards Applicable to Transporters of Hazardous Waste
550 | 02 83 00 | LEAD REMEDIATION | 11/18 | U.S. NATIONAL ARCHIVES AND RECORDS ADMINISTRATION | NARA | 40 CFR 264 | Standards for Owners and Operators of Hazardous Waste Treatment, Storage, and Disposal Facilities
551 | 02 83 00 | LEAD REMEDIATION | 11/18 | U.S. NATIONAL ARCHIVES AND RECORDS ADMINISTRATION | NARA | 40 CFR 265 | Interim Status Standards for Owners and Operators of Hazardous Waste Treatment, Storage, and Disposal Facilities
552 | 02 83 00 | LEAD REMEDIATION | 11/18 | U.S. NATIONAL ARCHIVES AND RECORDS ADMINISTRATION | NARA | 40 CFR 268 | Land Disposal Restrictions
553 | 02 83 00 | LEAD REMEDIATION | 11/18 | U.S. NATIONAL ARCHIVES AND RECORDS ADMINISTRATION | NARA | 40 CFR 745 | Lead-Based Paint Poisoning Prevention in Certain Residential Structures
554 | 02 83 00 | LEAD REMEDIATION | 11/18 | U.S. NATIONAL ARCHIVES AND RECORDS ADMINISTRATION | NARA | 49 CFR 172 | Hazardous Materials Table, Special Provisions, Hazardous Materials Communications, Emergency Response Information, and Training Requirements
555 | 02 83 00 | LEAD REMEDIATION | 11/18 | U.S. NATIONAL ARCHIVES AND RECORDS ADMINISTRATION | NARA | 49 CFR 178 | Specifications for Packagings
556 | 02 83 00 | LEAD REMEDIATION | 11/18 | U.S. NAVAL FACILITIES ENGINEERING SYSTEMS COMMAND | NAVFAC | ND OPNAVINST 5100.23 | Navy Occupational Safety and Health (NAVOSH) Program Manual | 2005; Rev G
557 | 02 83 00 | LEAD REMEDIATION | 11/18 | UNDERWRITERS LABORATORIES | UL | UL 586 | UL Standard for Safety High-Efficiency Particulate, Air Filter Units | 2009; Reprint Sep 2022
558 | 02 84 16 | HANDLING OF LIGHTING BALLASTS AND LAMPS CONTAINING PCBs AND MERCURY | 11/22 | U.S. NATIONAL ARCHIVES AND RECORDS ADMINISTRATION | NARA | 29 CFR 1910.1000 | Air Contaminants
559 | 02 84 16 | HANDLING OF LIGHTING BALLASTS AND LAMPS CONTAINING PCBs AND MERCURY | 11/22 | U.S. NATIONAL ARCHIVES AND RECORDS ADMINISTRATION | NARA | 40 CFR 260 | Hazardous Waste Management System: General
560 | 02 84 16 | HANDLING OF LIGHTING BALLASTS AND LAMPS CONTAINING PCBs AND MERCURY | 11/22 | U.S. NATIONAL ARCHIVES AND RECORDS ADMINISTRATION | NARA | 40 CFR 261 | Identification and Listing of Hazardous Waste
561 | 02 84 16 | HANDLING OF LIGHTING BALLASTS AND LAMPS CONTAINING PCBs AND MERCURY | 11/22 | U.S. NATIONAL ARCHIVES AND RECORDS ADMINISTRATION | NARA | 40 CFR 262 | Standards Applicable to Generators of Hazardous Waste
562 | 02 84 16 | HANDLING OF LIGHTING BALLASTS AND LAMPS CONTAINING PCBs AND MERCURY | 11/22 | U.S. NATIONAL ARCHIVES AND RECORDS ADMINISTRATION | NARA | 40 CFR 263 | Standards Applicable to Transporters of Hazardous Waste
563 | 02 84 16 | HANDLING OF LIGHTING BALLASTS AND LAMPS CONTAINING PCBs AND MERCURY | 11/22 | U.S. NATIONAL ARCHIVES AND RECORDS ADMINISTRATION | NARA | 40 CFR 264 | Standards for Owners and Operators of Hazardous Waste Treatment, Storage, and Disposal Facilities
564 | 02 84 16 | HANDLING OF LIGHTING BALLASTS AND LAMPS CONTAINING PCBs AND MERCURY | 11/22 | U.S. NATIONAL ARCHIVES AND RECORDS ADMINISTRATION | NARA | 40 CFR 265 | Interim Status Standards for Owners and Operators of Hazardous Waste Treatment, Storage, and Disposal Facilities
565 | 02 84 16 | HANDLING OF LIGHTING BALLASTS AND LAMPS CONTAINING PCBs AND MERCURY | 11/22 | U.S. NATIONAL ARCHIVES AND RECORDS ADMINISTRATION | NARA | 40 CFR 268 | Land Disposal Restrictions
566 | 02 84 16 | HANDLING OF LIGHTING BALLASTS AND LAMPS CONTAINING PCBs AND MERCURY | 11/22 | U.S. NATIONAL ARCHIVES AND RECORDS ADMINISTRATION | NARA | 40 CFR 270 | EPA Administered Permit Programs: The Hazardous Waste Permit Program
567 | 02 84 16 | HANDLING OF LIGHTING BALLASTS AND LAMPS CONTAINING PCBs AND MERCURY | 11/22 | U.S. NATIONAL ARCHIVES AND RECORDS ADMINISTRATION | NARA | 40 CFR 273 | Standards for Universal Waste Management
568 | 02 84 16 | HANDLING OF LIGHTING BALLASTS AND LAMPS CONTAINING PCBs AND MERCURY | 11/22 | U.S. NATIONAL ARCHIVES AND RECORDS ADMINISTRATION | NARA | 40 CFR 761 | Polychlorinated Biphenyls (PCBs) Manufacturing, Processing, Distribution in Commerce, and Use Prohibitions
569 | 02 84 16 | HANDLING OF LIGHTING BALLASTS AND LAMPS CONTAINING PCBs AND MERCURY | 11/22 | U.S. NATIONAL ARCHIVES AND RECORDS ADMINISTRATION | NARA | 49 CFR 178 | Specifications for Packagings
570 | 02 84 33 | REMOVAL AND DISPOSAL OF POLYCHLORINATED BIPHENYLS (PCBs) | 11/22 | U.S. NATIONAL ARCHIVES AND RECORDS ADMINISTRATION | NARA | 29 CFR 1910.145 | Specifications for Accident Prevention Signs and Tags
571 | 02 84 33 | REMOVAL AND DISPOSAL OF POLYCHLORINATED BIPHENYLS (PCBs) | 11/22 | U.S. NATIONAL ARCHIVES AND RECORDS ADMINISTRATION | NARA | 29 CFR 1910.1000 | Air Contaminants
572 | 02 84 33 | REMOVAL AND DISPOSAL OF POLYCHLORINATED BIPHENYLS (PCBs) | 11/22 | U.S. NATIONAL ARCHIVES AND RECORDS ADMINISTRATION | NARA | 40 CFR 761 | Polychlorinated Biphenyls (PCBs) Manufacturing, Processing, Distribution in Commerce, and Use Prohibitions
573 | 02 84 33 | REMOVAL AND DISPOSAL OF POLYCHLORINATED BIPHENYLS (PCBs) | 11/22 | U.S. NATIONAL ARCHIVES AND RECORDS ADMINISTRATION | NARA | 49 CFR 171 | General Information, Regulations, and Definitions
574 | 02 84 33 | REMOVAL AND DISPOSAL OF POLYCHLORINATED BIPHENYLS (PCBs) | 11/22 | U.S. NATIONAL ARCHIVES AND RECORDS ADMINISTRATION | NARA | 49 CFR 172 | Hazardous Materials Table, Special Provisions, Hazardous Materials Communications, Emergency Response Information, and Training Requirements
575 | 02 84 33 | REMOVAL AND DISPOSAL OF POLYCHLORINATED BIPHENYLS (PCBs) | 11/22 | U.S. NATIONAL ARCHIVES AND RECORDS ADMINISTRATION | NARA | 49 CFR 173 | Shippers - General Requirements for Shipments and Packagings
576 | 02 84 33 | REMOVAL AND DISPOSAL OF POLYCHLORINATED BIPHENYLS (PCBs) | 11/22 | U.S. NATIONAL ARCHIVES AND RECORDS ADMINISTRATION | NARA | 49 CFR 174 | Carriage by Rail
577 | 02 84 33 | REMOVAL AND DISPOSAL OF POLYCHLORINATED BIPHENYLS (PCBs) | 11/22 | U.S. NATIONAL ARCHIVES AND RECORDS ADMINISTRATION | NARA | 49 CFR 175 | Carriage by Aircraft
578 | 02 84 33 | REMOVAL AND DISPOSAL OF POLYCHLORINATED BIPHENYLS (PCBs) | 11/22 | U.S. NATIONAL ARCHIVES AND RECORDS ADMINISTRATION | NARA | 49 CFR 176 | Carriage by Vessel
579 | 02 84 33 | REMOVAL AND DISPOSAL OF POLYCHLORINATED BIPHENYLS (PCBs) | 11/22 | U.S. NATIONAL ARCHIVES AND RECORDS ADMINISTRATION | NARA | 49 CFR 177 | Carriage by Public Highway
580 | 02 84 33 | REMOVAL AND DISPOSAL OF POLYCHLORINATED BIPHENYLS (PCBs) | 11/22 | U.S. NATIONAL ARCHIVES AND RECORDS ADMINISTRATION | NARA | 49 CFR 178 | Specifications for Packagings
581 | 02 84 33 | REMOVAL AND DISPOSAL OF POLYCHLORINATED BIPHENYLS (PCBs) | 11/22 | U.S. NATIONAL ARCHIVES AND RECORDS ADMINISTRATION | NARA | 49 CFR 179 | Specifications for Tank Cars
582 | 02 85 00 | MOLD REMEDIATION | 11/18, CHG 1: 05/22 | AMERICAN COLLEGE OF RADIOLOGY | ACR | ACR | MRI Accreditation Program Requirements, Latest Edition
583 | 02 85 00 | MOLD REMEDIATION | 11/18, CHG 1: 05/22 | AMERICAN INDUSTRIAL HYGIENE ASSOCIATION | AIHA | AIHA IMOM08-679 | Recognition, Evaluation, and Control of Indoor Mold | 2008
584 | 02 85 00 | MOLD REMEDIATION | 11/18, CHG 1: 05/22 | AMERICAN SOCIETY OF SAFETY PROFESSIONALS | ASSP | ASSP Z9.2 | Fundamentals Governing the Design and Operation of Local Exhaust Ventilation Systems | 2018
585 | 02 85 00 | MOLD REMEDIATION | 11/18, CHG 1: 05/22 | INSTITUTE OF INSPECTION, CLEANING, AND RESTORATION CERTIFICATION | IICRC | ANSI/IICRC S520 | Standard and Reference Guide for Professional Mold Remediation | 2015
586 | 02 85 00 | MOLD REMEDIATION | 11/18, CHG 1: 05/22 | INSTITUTE OF INSPECTION, CLEANING, AND RESTORATION CERTIFICATION | IICRC | IICRC S100 | S100 Standard and R100 Reference Guide for Professional Cleaning of Textile Floor Covering | 2015
587 | 02 85 00 | MOLD REMEDIATION | 11/18, CHG 1: 05/22 | INSTITUTE OF INSPECTION, CLEANING, AND RESTORATION CERTIFICATION | IICRC | IICRC S500 | Standard and Reference Guide for Professional Water Damage Restoration | 2015
588 | 02 85 00 | MOLD REMEDIATION | 11/18, CHG 1: 05/22 | NAVY AND MARINE CORPS PUBLIC HEALTH CENTER | NMCPHC | IHFOM, CH 13, Sec. 3 | Mold Cleanup, Remediation, and Clearance Sampling | 2015
589 | 02 85 00 | MOLD REMEDIATION | 11/18, CHG 1: 05/22 | U.S. NATIONAL ARCHIVES AND RECORDS ADMINISTRATION | NARA | 29 CFR 1910.134 | Respiratory Protection
590 | 02 85 00 | MOLD REMEDIATION | 11/18, CHG 1: 05/22 | U.S. NATIONAL ARCHIVES AND RECORDS ADMINISTRATION | NARA | 29 CFR 1926.59 | Hazard Communication
591 | 02 85 00 | MOLD REMEDIATION | 11/18, CHG 1: 05/22 | U.S. NATIONAL ARCHIVES AND RECORDS ADMINISTRATION | NARA | 29 CFR 1926.62 | Lead
592 | 02 85 00 | MOLD REMEDIATION | 11/18, CHG 1: 05/22 | U.S. NATIONAL ARCHIVES AND RECORDS ADMINISTRATION | NARA | 29 CFR 1926.1101 | Asbestos
593 | 02 85 00 | MOLD REMEDIATION | 11/18, CHG 1: 05/22 | U.S. NATIONAL ARCHIVES AND RECORDS ADMINISTRATION | NARA | 29 CFR 1926.1126 | Chromium
594 | 02 85 00 | MOLD REMEDIATION | 11/18, CHG 1: 05/22 | U.S. NATIONAL ARCHIVES AND RECORDS ADMINISTRATION | NARA | 29 CFR 1926.1127 | Cadmium
595 | 02 85 00 | MOLD REMEDIATION | 11/18, CHG 1: 05/22 | UNDERWRITERS LABORATORIES | UL | UL 586 | UL Standard for Safety High-Efficiency Particulate, Air Filter Units | 2009; Reprint Sep 2022
596 | 03 01 00 | REHABILITATION OF CONCRETE | 02/18 | AMERICAN ASSOCIATION OF STATE HIGHWAY AND TRANSPORTATION OFFICIALS | AASHTO | AASHTO M 288 | Standard Specification for Geosynthetic Specification for Highway Applications | 2021
597 | 03 01 00 | REHABILITATION OF CONCRETE | 02/18 | AMERICAN CONCRETE INSTITUTE | ACI | ACI 117 | Specifications for Tolerances for Concrete Construction and Materials and Commentary | 2010; R 2015
598 | 03 01 00 | REHABILITATION OF CONCRETE | 02/18 | AMERICAN CONCRETE INSTITUTE | ACI | ACI 440.5 | Specification for Construction with Fiber-Reinforced Polymer Reinforcing Bars | 2008
599 | 03 01 00 | REHABILITATION OF CONCRETE | 02/18 | AMERICAN CONCRETE INSTITUTE | ACI | ACI 440.6 | Specification for Carbon and Glass Fiber-Reinforced Polymer Bar Materials for Concrete Reinforcement | 2008
600 | 03 01 00 | REHABILITATION OF CONCRETE | 02/18 | AMERICAN CONCRETE INSTITUTE | ACI | ACI 440.8 | Specification for Carbon and Glass Fiber-Reinforced Polymer (FRP) Materials Made by Wet Layup for External Strengthening of Concrete and Masonry Structures | 2013
601 | 03 01 00 | REHABILITATION OF CONCRETE | 02/18 | AMERICAN CONCRETE INSTITUTE | ACI | ACI 503.2-503.4 | Three Epoxy Specifications | 2010, R 2003
602 | 03 01 00 | REHABILITATION OF CONCRETE | 02/18 | AMERICAN CONCRETE INSTITUTE | ACI | ACI 503.3 | Specification for Producing a Skid-Resistant Surface on Concrete by the Use of Epoxy and Aggregate | 2010
603 | 03 01 00 | REHABILITATION OF CONCRETE | 02/18 | AMERICAN CONCRETE INSTITUTE | ACI | ACI 503.7 | Specification for Crack Repair by Epoxy Injection | 2007
604 | 03 01 00 | REHABILITATION OF CONCRETE | 02/18 | AMERICAN CONCRETE INSTITUTE | ACI | ACI 548.4 | Standard Specification for Latex-Modified Concrete (LMC) Overlays | 2011
605 | 03 01 00 | REHABILITATION OF CONCRETE | 02/18 | AMERICAN CONCRETE INSTITUTE | ACI | ACI 548.8 | Specification for Type EM (Epoxy Multi-Layer) Polymer Overlay for Bridge and Parking Garage Decks | 2007
606 | 03 01 00 | REHABILITATION OF CONCRETE | 02/18 | AMERICAN CONCRETE INSTITUTE | ACI | ACI 548.9 | Specification for Type ES (Epoxy Slurry) Polymer Overlay for Bridge and Parking Garage Decks | 2008
607 | 03 01 00 | REHABILITATION OF CONCRETE | 02/18 | AMERICAN CONCRETE INSTITUTE | ACI | ACI 548.10 | Specification for Type MMS (Methyl Methacrylate Slurry) Polymer Overlays for Bridge and Parking Garage Decks | 2010
608 | 03 01 00 | REHABILITATION OF CONCRETE | 02/18 | AMERICAN CONCRETE INSTITUTE | ACI | ACI 548.12 | Specification for Bonding Hardened Concrete and Steel to Hardened Concrete with an Epoxy Adhesive | 2012
609 | 03 01 00 | REHABILITATION OF CONCRETE | 02/18 | AMERICAN SOCIETY OF CIVIL ENGINEERS | ASCE | ASCE/SEI 37 | Design Loads on Structures During Construction | 2015
610 | 03 01 00 | REHABILITATION OF CONCRETE | 02/18 | ASTM INTERNATIONAL | ASTM | ASTM A775/A775M | Standard Specification for Epoxy-Coated Steel Reinforcing Bars | 2022
611 | 03 01 00 | REHABILITATION OF CONCRETE | 02/18 | ASTM INTERNATIONAL | ASTM | ASTM A780/A780M | Standard Practice for Repair of Damaged and Uncoated Areas of Hot-Dip Galvanized Coatings | 2020
612 | 03 01 00 | REHABILITATION OF CONCRETE | 02/18 | ASTM INTERNATIONAL | ASTM | ASTM A934/A934M | Standard Specification for Epoxy-Coated Prefabricated Steel Reinforcing Bars | 2022
613 | 03 01 00 | REHABILITATION OF CONCRETE | 02/18 | ASTM INTERNATIONAL | ASTM | ASTM C33/C33M | Standard Specification for Concrete Aggregates | 2023
614 | 03 01 00 | REHABILITATION OF CONCRETE | 02/18 | ASTM INTERNATIONAL | ASTM | ASTM C42/C42M | Standard Test Method for Obtaining and Testing Drilled Cores and Sawed Beams of Concrete | 2020
615 | 03 01 00 | REHABILITATION OF CONCRETE | 02/18 | ASTM INTERNATIONAL | ASTM | ASTM C387/C387M | Standard Specification for Packaged, Dry, Combined Materials for Concrete and High Strength Mortar | 2023
616 | 03 01 00 | REHABILITATION OF CONCRETE | 02/18 | ASTM INTERNATIONAL | ASTM | ASTM C496/C496M | Standard Test Method for Splitting Tensile Strength of Cylindrical Concrete Specimens | 2017
617 | 03 01 00 | REHABILITATION OF CONCRETE | 02/18 | ASTM INTERNATIONAL | ASTM | ASTM C881/C881M | Standard Specification for Epoxy-Resin-Base Bonding Systems for Concrete | 2020a
618 | 03 01 00 | REHABILITATION OF CONCRETE | 02/18 | ASTM INTERNATIONAL | ASTM | ASTM C882/C882M | Standard Test Method for Bond Strength of Bonding Systems Used With Concrete by Slant Shear | 2024
619 | 03 01 00 | REHABILITATION OF CONCRETE | 02/18 | ASTM INTERNATIONAL | ASTM | ASTM C928/C928M | Standard Specification for Packaged, Dry, Rapid-Hardening Cementitious Materials for Concrete Repairs | 2020a
620 | 03 01 00 | REHABILITATION OF CONCRETE | 02/18 | ASTM INTERNATIONAL | ASTM | ASTM C1059/C1059M | Standard Specification for Latex Agents for Bonding Fresh to Hardened Concrete | 2021
621 | 03 01 00 | REHABILITATION OF CONCRETE | 02/18 | ASTM INTERNATIONAL | ASTM | ASTM C1077 | Standard Practice for Agencies Testing Concrete and Concrete Aggregates for Use in Construction and Criteria for Testing Agency Evaluation | 2024
622 | 03 01 00 | REHABILITATION OF CONCRETE | 02/18 | ASTM INTERNATIONAL | ASTM | ASTM C1438 | Standard Specification for Latex and Powder Polymer Modifiers for use in Hydraulic Cement Concrete and Mortar | 2013; R 2017
623 | 03 01 00 | REHABILITATION OF CONCRETE | 02/18 | ASTM INTERNATIONAL | ASTM | ASTM C1583/C1583M | Standard Test Method for Tensile Strength of Concrete Surfaces and the Bond Strength or Tensile Strength of Concrete Repair and Overlay Materials by Direct Tension (Pull-off Method) | 2013
624 | 03 01 00 | REHABILITATION OF CONCRETE | 02/18 | ASTM INTERNATIONAL | ASTM | ASTM C1600/C1600M | Standard Specification for Rapid Hardening Hydraulic Cement | 2017
625 | 03 01 00 | REHABILITATION OF CONCRETE | 02/18 | ASTM INTERNATIONAL | ASTM | ASTM C1602/C1602M | Standard Specification for Mixing Water Used in Production of Hydraulic Cement Concrete | 2022
626 | 03 01 00 | REHABILITATION OF CONCRETE | 02/18 | ASTM INTERNATIONAL | ASTM | ASTM D93 | Standard Test Methods for Flash-Point by Pensky-Martens Closed Cup Tester | 2019
627 | 03 01 00 | REHABILITATION OF CONCRETE | 02/18 | ASTM INTERNATIONAL | ASTM | ASTM D226/D226M | Standard Specification for Asphalt-Saturated Organic Felt Used in Roofing and Waterproofing | 2017
628 | 03 01 00 | REHABILITATION OF CONCRETE | 02/18 | ASTM INTERNATIONAL | ASTM | ASTM D323 | Vapor Pressure of Petroleum Products (Reid Method) | 2015a
629 | 03 01 00 | REHABILITATION OF CONCRETE | 02/18 | ASTM INTERNATIONAL | ASTM | ASTM D450/D450M | Standard Specification for Coal-Tar Pitch Used in Roofing, Dampproofing, and Waterproofing | 2007; R 2018
630 | 03 01 00 | REHABILITATION OF CONCRETE | 02/18 | ASTM INTERNATIONAL | ASTM | ASTM D542 | Index of Refraction of Transparent Organic Plastics | 2014
631 | 03 01 00 | REHABILITATION OF CONCRETE | 02/18 | ASTM INTERNATIONAL | ASTM | ASTM D1078 | Standard Test Method for Distillation Range of Volatile Organic Liquids | 2011
632 | 03 01 00 | REHABILITATION OF CONCRETE | 02/18 | ASTM INTERNATIONAL | ASTM | ASTM D2103 | Standard Specification for Polyethylene Film and Sheeting | 2015
633 | 03 01 00 | REHABILITATION OF CONCRETE | 02/18 | ASTM INTERNATIONAL | ASTM | ASTM D2822/D2822M | Standard Specification for Asphalt Roof Cement, Asbestos-Containing | 2005; R 2011; E 2011
634 | 03 01 00 | REHABILITATION OF CONCRETE | 02/18 | ASTM INTERNATIONAL | ASTM | ASTM D3418 | Transition Temperatures of Polymers by Differential Scanning Calorimetry | 2015
635 | 03 01 00 | REHABILITATION OF CONCRETE | 02/18 | ASTM INTERNATIONAL | ASTM | ASTM D4016 | Viscosity of Chemical Grouts by Brook field Viscometer (Laboratory Method) | 2014
636 | 03 01 00 | REHABILITATION OF CONCRETE | 02/18 | ASTM INTERNATIONAL | ASTM | ASTM D4580/D4580M | Standard Practice for Measuring Delaminations in Concrete Bridge Decks by Sounding | 2012
637 | 03 01 00 | REHABILITATION OF CONCRETE | 02/18 | ASTM INTERNATIONAL | ASTM | ASTM D4869/D4869M | Standard Specification for Asphalt-Saturated Organic Felt Underlayment Used in Steep Slope Roofing | 2016a
638 | 03 01 00 | REHABILITATION OF CONCRETE | 02/18 | ASTM INTERNATIONAL | ASTM | ASTM E329 | Standard Specification for Agencies Engaged in Construction Inspection, Testing, or Special Inspection | 2023
639 | 03 01 00 | REHABILITATION OF CONCRETE | 02/18 | INTERNATIONAL CONCRETE REPAIR INSTITUTE | ICRI | ICRI 310.2R | Selecting and Specifying Concrete Surface Preparation for Sealers, Coatings, Polymer Overlays, and Concrete Repair | 2013
640 | 03 11 19.00 | INSULATING CONCRETE FORMING | 08/22 | AMERICAN CONCRETE INSTITUTE | ACI | ACI 117 | Specifications for Tolerances for Concrete Construction and Materials and Commentary | 2010; R 2015
641 | 03 11 19.00 | INSULATING CONCRETE FORMING | 08/22 | AMERICAN CONCRETE INSTITUTE | ACI | ACI 301 | Specifications for Structural Concrete | 2020
642 | 03 11 19.00 | INSULATING CONCRETE FORMING | 08/22 | AMERICAN CONCRETE INSTITUTE | ACI | ACI 305R | Guide to Hot Weather Concreting | 2020
643 | 03 11 19.00 | INSULATING CONCRETE FORMING | 08/22 | AMERICAN CONCRETE INSTITUTE | ACI | ACI 306R | Guide to Cold Weather Concreting | 2016
644 | 03 11 19.00 | INSULATING CONCRETE FORMING | 08/22 | AMERICAN CONCRETE INSTITUTE | ACI | ACI 318 | Building Code Requirements for Structural Concrete (ACI 318-19) and Commentary (ACI 318R-19) | 2019; R 2022
645 | 03 11 19.00 | INSULATING CONCRETE FORMING | 08/22 | ASTM INTERNATIONAL | ASTM | ASTM C177 | Standard Test Method for Steady-State Heat Flux Measurements and Thermal Transmission Properties by Means of the Guarded-Hot-Plate Apparatus | 2019; E 2023
646 | 03 11 19.00 | INSULATING CONCRETE FORMING | 08/22 | ASTM INTERNATIONAL | ASTM | ASTM C203 | Standard Test Methods for Breaking Load and Flexural Properties of Block-type Thermal Insulation | 2005a; R 2017
647 | 03 11 19.00 | INSULATING CONCRETE FORMING | 08/22 | ASTM INTERNATIONAL | ASTM | ASTM C518 | Standard Test Method for Steady-State Thermal Transmission Properties by Means of the Heat Flow Meter Apparatus | 2021
648 | 03 11 19.00 | INSULATING CONCRETE FORMING | 08/22 | ASTM INTERNATIONAL | ASTM | ASTM C578 | Standard Specification for Rigid, Cellular Polystyrene Thermal Insulation | 2023
649 | 03 11 19.00 | INSULATING CONCRETE FORMING | 08/22 | ASTM INTERNATIONAL | ASTM | ASTM D1621 | Standard Test Method for Compressive Properties of Rigid Cellular Plastics | 2016
650 | 03 11 19.00 | INSULATING CONCRETE FORMING | 08/22 | ASTM INTERNATIONAL | ASTM | ASTM D1622/D1622M | Apparent Density of Rigid Cellular Plastics | 2014
651 | 03 11 19.00 | INSULATING CONCRETE FORMING | 08/22 | ASTM INTERNATIONAL | ASTM | ASTM D7611/D7611M | Standard Practice for Coding Plastic Manufactured Articles for Resin Identification | 2013; E 2014
652 | 03 11 19.00 | INSULATING CONCRETE FORMING | 08/22 | ASTM INTERNATIONAL | ASTM | ASTM E84 | Standard Test Method for Surface Burning Characteristics of Building Materials | 2023
653 | 03 11 19.00 | INSULATING CONCRETE FORMING | 08/22 | ASTM INTERNATIONAL | ASTM | ASTM E90 | Standard Test Method for Laboratory Measurement of Airborne Sound Transmission Loss of Building Partitions and Elements | 2023
654 | 03 11 19.00 | INSULATING CONCRETE FORMING | 08/22 | ASTM INTERNATIONAL | ASTM | ASTM E119 | Standard Test Methods for Fire Tests of Building Construction and Materials | 2024
655 | 03 11 19.00 | INSULATING CONCRETE FORMING | 08/22 | ASTM INTERNATIONAL | ASTM | ASTM E2129 | Standard Practice for Data Collection for Sustainability Assessment of Building Products | 2018
656 | 03 11 19.00 | INSULATING CONCRETE FORMING | 08/22 | ASTM INTERNATIONAL | ASTM | ASTM E2634 | Standard Specification for Flat Wall Insulating Concrete Form (ICF) Systems | 2018; R 2022
657 | 03 11 19.00 | INSULATING CONCRETE FORMING | 08/22 | U.S. GREEN BUILDING COUNCIL | USGBC | LEED BD+C | Leadership in Energy and Environmental Design(tm) Building Design and Construction (LEED-NC) | 2009; R 2010
658 | 03 23 00 | STRESSED TENDON REINFORCING | 05/16, CHG 1: 08/18 | AMERICAN CONCRETE INSTITUTE | ACI | ACI 318 | Building Code Requirements for Structural Concrete (ACI 318-19) and Commentary (ACI 318R-19) | 2019; R 2022
659 | 03 23 00 | STRESSED TENDON REINFORCING | 05/16, CHG 1: 08/18 | AMERICAN CONCRETE INSTITUTE | ACI | ACI 318M | Building Code Requirements for Structural Concrete & Commentary | 2019; Errata 2022
660 | 03 23 00 | STRESSED TENDON REINFORCING | 05/16, CHG 1: 08/18 | AMERICAN CONCRETE INSTITUTE | ACI | ACI SP-66 | ACI Detailing Manual | 2004
661 | 03 23 00 | STRESSED TENDON REINFORCING | 05/16, CHG 1: 08/18 | ASTM INTERNATIONAL | ASTM | ASTM A416/A416M | Standard Specification for Low-Relaxation, Seven-Wire for Prestressed Concrete | 2024
662 | 03 23 00 | STRESSED TENDON REINFORCING | 05/16, CHG 1: 08/18 | ASTM INTERNATIONAL | ASTM | ASTM A421/A421M | Standard Specification for Uncoated Stress-Relieved Steel Wire for Prestressed Concrete | 2021
663 | 03 23 00 | STRESSED TENDON REINFORCING | 05/16, CHG 1: 08/18 | ASTM INTERNATIONAL | ASTM | ASTM A722/A722M | Standard Specification for Uncoated High-Strength Steel Bar for Prestressing Concrete | 2015
664 | 03 23 00 | STRESSED TENDON REINFORCING | 05/16, CHG 1: 08/18 | ASTM INTERNATIONAL | ASTM | ASTM C109/C109M | Standard Test Method for Compressive Strength of Hydraulic Cement Mortars (Using 2-in. or (50-mm) Cube Specimens) | 2023
665 | 03 23 00 | STRESSED TENDON REINFORCING | 05/16, CHG 1: 08/18 | POST-TENSIONING INSTITUTE | PTI | PTI M10.3 | Field Procedures Manual for Unbonded Single Strand Tendons | 2000
666 | 03 23 00 | STRESSED TENDON REINFORCING | 05/16, CHG 1: 08/18 | POST-TENSIONING INSTITUTE | PTI | PTI M50.3 | Guide Specification for Grouted Post-Tensioning | 2012
667 | 03 23 00 | STRESSED TENDON REINFORCING | 05/16, CHG 1: 08/18 | POST-TENSIONING INSTITUTE | PTI | PTI M55.1 | Specification for Grouting of Post-Tensioned Structures | 2019; Errata 2020
668 | 03 23 00 | STRESSED TENDON REINFORCING | 05/16, CHG 1: 08/18 | POST-TENSIONING INSTITUTE | PTI | PTI-CRT-20 G1-1015 | Manual for Certification of Plants Producing Unbonded Single Strand Tendons | 2015
669 | 03 30 00 | CAST-IN-PLACE CONCRETE | 02/19, CHG 9: 08/24 | AMERICAN CONCRETE INSTITUTE | ACI | ACI 117 | Specifications for Tolerances for Concrete Construction and Materials and Commentary | 2010; R 2015
670 | 03 30 00 | CAST-IN-PLACE CONCRETE | 02/19, CHG 9: 08/24 | AMERICAN CONCRETE INSTITUTE | ACI | ACI 121R | Guide for Concrete Construction Quality Systems in Conformance with ISO 9001 | 2008
671 | 03 30 00 | CAST-IN-PLACE CONCRETE | 02/19, CHG 9: 08/24 | AMERICAN CONCRETE INSTITUTE | ACI | ACI 213R | Guide for Structural Lightweight-Aggregate Concrete | 2014; E2017
672 | 03 30 00 | CAST-IN-PLACE CONCRETE | 02/19, CHG 9: 08/24 | AMERICAN CONCRETE INSTITUTE | ACI | ACI 301 | Specifications for Structural Concrete | 2020
673 | 03 30 00 | CAST-IN-PLACE CONCRETE | 02/19, CHG 9: 08/24 | AMERICAN CONCRETE INSTITUTE | ACI | ACI 302.1R | Guide for Concrete Floor and Slab Construction | 2015
674 | 03 30 00 | CAST-IN-PLACE CONCRETE | 02/19, CHG 9: 08/24 | AMERICAN CONCRETE INSTITUTE | ACI | ACI 304.2R | Guide to Placing Concrete by Pumping Methods | 2017
675 | 03 30 00 | CAST-IN-PLACE CONCRETE | 02/19, CHG 9: 08/24 | AMERICAN CONCRETE INSTITUTE | ACI | ACI 304R | Guide for Measuring, Mixing, Transporting, and Placing Concrete | 2000; R 2009
676 | 03 30 00 | CAST-IN-PLACE CONCRETE | 02/19, CHG 9: 08/24 | AMERICAN CONCRETE INSTITUTE | ACI | ACI 305.1 | Specification for Hot Weather Concreting | 2014
677 | 03 30 00 | CAST-IN-PLACE CONCRETE | 02/19, CHG 9: 08/24 | AMERICAN CONCRETE INSTITUTE | ACI | ACI 305R | Guide to Hot Weather Concreting | 2020
678 | 03 30 00 | CAST-IN-PLACE CONCRETE | 02/19, CHG 9: 08/24 | AMERICAN CONCRETE INSTITUTE | ACI | ACI 306.1 | Standard Specification for Cold Weather Concreting | 1990; R 2002
679 | 03 30 00 | CAST-IN-PLACE CONCRETE | 02/19, CHG 9: 08/24 | AMERICAN CONCRETE INSTITUTE | ACI | ACI 306R | Guide to Cold Weather Concreting | 2016
680 | 03 30 00 | CAST-IN-PLACE CONCRETE | 02/19, CHG 9: 08/24 | AMERICAN CONCRETE INSTITUTE | ACI | ACI 308.1 | Specification for Curing Concrete | 2023
681 | 03 30 00 | CAST-IN-PLACE CONCRETE | 02/19, CHG 9: 08/24 | AMERICAN CONCRETE INSTITUTE | ACI | ACI 347R | Guide to Formwork for Concrete | 2014; Errata 1 2017
682 | 03 30 00 | CAST-IN-PLACE CONCRETE | 02/19, CHG 9: 08/24 | AMERICAN CONCRETE INSTITUTE | ACI | ACI MNL-2 | ACI Manual of Concrete Inspection | 2019; 11th Edition
683 | 03 30 00 | CAST-IN-PLACE CONCRETE | 02/19, CHG 9: 08/24 | AMERICAN CONCRETE INSTITUTE | ACI | ACI MNL-15 | Field Reference Manual: Specifications for Concrete Construction ACI 301-20 with Selected ACI References | 2020
684 | 03 30 00 | CAST-IN-PLACE CONCRETE | 02/19, CHG 9: 08/24 | AMERICAN WELDING SOCIETY | AWS | AWS D1.4/D1.4M | Structural Welding Code - Reinforcing Steel | 2018
685 | 03 30 00 | CAST-IN-PLACE CONCRETE | 02/19, CHG 9: 08/24 | ASTM INTERNATIONAL | ASTM | ASTM A36/A36M | Standard Specification for Carbon Structural Steel | 2019
686 | 03 30 00 | CAST-IN-PLACE CONCRETE | 02/19, CHG 9: 08/24 | ASTM INTERNATIONAL | ASTM | ASTM A53/A53M | Standard Specification for Pipe, Steel, Black and Hot-Dipped, Zinc-Coated, Welded and Seamless | 2024
687 | 03 30 00 | CAST-IN-PLACE CONCRETE | 02/19, CHG 9: 08/24 | ASTM INTERNATIONAL | ASTM | ASTM A184/A184M | Standard Specification for Welded Deformed Steel Bar Mats for Concrete Reinforcement | 2019
688 | 03 30 00 | CAST-IN-PLACE CONCRETE | 02/19, CHG 9: 08/24 | ASTM INTERNATIONAL | ASTM | ASTM A615/A615M | Standard Specification for Deformed and Plain Carbon-Steel Bars for Concrete Reinforcement | 2022
689 | 03 30 00 | CAST-IN-PLACE CONCRETE | 02/19, CHG 9: 08/24 | ASTM INTERNATIONAL | ASTM | ASTM A706/A706M | Standard Specification for Low-Alloy Steel Deformed and Plain Bars for Concrete Reinforcement | 2022a
690 | 03 30 00 | CAST-IN-PLACE CONCRETE | 02/19, CHG 9: 08/24 | ASTM INTERNATIONAL | ASTM | ASTM A767/A767M | Standard Specification for Zinc-Coated (Galvanized) Steel Bars for Concrete Reinforcement | 2019
691 | 03 30 00 | CAST-IN-PLACE CONCRETE | 02/19, CHG 9: 08/24 | ASTM INTERNATIONAL | ASTM | ASTM A775/A775M | Standard Specification for Epoxy-Coated Steel Reinforcing Bars | 2022
692 | 03 30 00 | CAST-IN-PLACE CONCRETE | 02/19, CHG 9: 08/24 | ASTM INTERNATIONAL | ASTM | ASTM A780/A780M | Standard Practice for Repair of Damaged and Uncoated Areas of Hot-Dip Galvanized Coatings | 2020
693 | 03 30 00 | CAST-IN-PLACE CONCRETE | 02/19, CHG 9: 08/24 | ASTM INTERNATIONAL | ASTM | ASTM A820/A820M | Standard Specification for Steel Fibers for Fiber-Reinforced Concrete | 2022
694 | 03 30 00 | CAST-IN-PLACE CONCRETE | 02/19, CHG 9: 08/24 | ASTM INTERNATIONAL | ASTM | ASTM A884/A884M | Standard Specification for Epoxy-Coated Steel Wire and Welded Wire Reinforcement | 2019; Errata 1
695 | 03 30 00 | CAST-IN-PLACE CONCRETE | 02/19, CHG 9: 08/24 | ASTM INTERNATIONAL | ASTM | ASTM A934/A934M | Standard Specification for Epoxy-Coated Prefabricated Steel Reinforcing Bars | 2022
696 | 03 30 00 | CAST-IN-PLACE CONCRETE | 02/19, CHG 9: 08/24 | ASTM INTERNATIONAL | ASTM | ASTM A955/A955M | Standard Specification for Deformed and Plain Stainless-Steel Bars for Concrete Reinforcement | 2020c
697 | 03 30 00 | CAST-IN-PLACE CONCRETE | 02/19, CHG 9: 08/24 | ASTM INTERNATIONAL | ASTM | ASTM A970/A970M | Standard Specification for Headed Steel Bars for Concrete Reinforcement | 2018
698 | 03 30 00 | CAST-IN-PLACE CONCRETE | 02/19, CHG 9: 08/24 | ASTM INTERNATIONAL | ASTM | ASTM A996/A996M | Standard Specification for Rail-Steel and Axle-Steel Deformed Bars for Concrete Reinforcement | 2016
699 | 03 30 00 | CAST-IN-PLACE CONCRETE | 02/19, CHG 9: 08/24 | ASTM INTERNATIONAL | ASTM | ASTM A1022/A1022M | Standard Specification for Deformed and Plain Stainless Steel Wire and Welded Wire for Concrete Reinforcement | 2016b
700 | 03 30 00 | CAST-IN-PLACE CONCRETE | 02/19, CHG 9: 08/24 | ASTM INTERNATIONAL | ASTM | ASTM A1044/A1044M | Standard Specification for Steel Stud Assemblies for Shear Reinforcement of Concrete | 2016a; Errata 1
701 | 03 30 00 | CAST-IN-PLACE CONCRETE | 02/19, CHG 9: 08/24 | ASTM INTERNATIONAL | ASTM | ASTM A1055/A1055M | Standard Specification for Zinc and Epoxy Dual Coated Steel Reinforcing Bars | 2022
702 | 03 30 00 | CAST-IN-PLACE CONCRETE | 02/19, CHG 9: 08/24 | ASTM INTERNATIONAL | ASTM | ASTM A1060/A1060M | Standard Specification for Zinc-Coated (Galvanized) Steel Welded Wire Reinforcement, Plain and Deformed, for Concrete | 2016b
703 | 03 30 00 | CAST-IN-PLACE CONCRETE | 02/19, CHG 9: 08/24 | ASTM INTERNATIONAL | ASTM | ASTM A1064/A1064M | Standard Specification for Carbon-Steel Wire and Welded Wire Reinforcement, Plain and Deformed, for Concrete | 2024
704 | 03 30 00 | CAST-IN-PLACE CONCRETE | 02/19, CHG 9: 08/24 | ASTM INTERNATIONAL | ASTM | ASTM A1094/A1094M | Standard Specification for Continuous Hot-Dip Galvanized Steel Bars for Concrete Reinforcement | 2020
705 | 03 30 00 | CAST-IN-PLACE CONCRETE | 02/19, CHG 9: 08/24 | ASTM INTERNATIONAL | ASTM | ASTM C31/C31M | Standard Practice for Making and Curing Concrete Test Specimens in the Field | 2024b
706 | 03 30 00 | CAST-IN-PLACE CONCRETE | 02/19, CHG 9: 08/24 | ASTM INTERNATIONAL | ASTM | ASTM C33/C33M | Standard Specification for Concrete Aggregates | 2023
707 | 03 30 00 | CAST-IN-PLACE CONCRETE | 02/19, CHG 9: 08/24 | ASTM INTERNATIONAL | ASTM | ASTM C39/C39M | Standard Test Method for Compressive Strength of Cylindrical Concrete Specimens | 2024
708 | 03 30 00 | CAST-IN-PLACE CONCRETE | 02/19, CHG 9: 08/24 | ASTM INTERNATIONAL | ASTM | ASTM C42/C42M | Standard Test Method for Obtaining and Testing Drilled Cores and Sawed Beams of Concrete | 2020
709 | 03 30 00 | CAST-IN-PLACE CONCRETE | 02/19, CHG 9: 08/24 | ASTM INTERNATIONAL | ASTM | ASTM C78/C78M | Standard Test Method for Flexural Strength of Concrete (Using Simple Beam with Third-Point Loading) | 2022
710 | 03 30 00 | CAST-IN-PLACE CONCRETE | 02/19, CHG 9: 08/24 | ASTM INTERNATIONAL | ASTM | ASTM C94/C94M | Standard Specification for Ready-Mixed Concrete | 2024a
711 | 03 30 00 | CAST-IN-PLACE CONCRETE | 02/19, CHG 9: 08/24 | ASTM INTERNATIONAL | ASTM | ASTM C136/C136M | Standard Test Method for Sieve Analysis of Fine and Coarse Aggregates | 2019
712 | 03 30 00 | CAST-IN-PLACE CONCRETE | 02/19, CHG 9: 08/24 | ASTM INTERNATIONAL | ASTM | ASTM C138/C138M | Standard Test Method for Density (Unit Weight), Yield, and Air Content (Gravimetric) of Concrete | 2023
713 | 03 30 00 | CAST-IN-PLACE CONCRETE | 02/19, CHG 9: 08/24 | ASTM INTERNATIONAL | ASTM | ASTM C143/C143M | Standard Test Method for Slump of Hydraulic-Cement Concrete | 2020
714 | 03 30 00 | CAST-IN-PLACE CONCRETE | 02/19, CHG 9: 08/24 | ASTM INTERNATIONAL | ASTM | ASTM C150/C150M | Standard Specification for Portland Cement | 2022
715 | 03 30 00 | CAST-IN-PLACE CONCRETE | 02/19, CHG 9: 08/24 | ASTM INTERNATIONAL | ASTM | ASTM C172/C172M | Standard Practice for Sampling Freshly Mixed Concrete | 2017
716 | 03 30 00 | CAST-IN-PLACE CONCRETE | 02/19, CHG 9: 08/24 | ASTM INTERNATIONAL | ASTM | ASTM C173/C173M | Standard Test Method for Air Content of Freshly Mixed Concrete by the Volumetric Method | 2024
717 | 03 30 00 | CAST-IN-PLACE CONCRETE | 02/19, CHG 9: 08/24 | ASTM INTERNATIONAL | ASTM | ASTM C231/C231M | Standard Test Method for Air Content of Freshly Mixed Concrete by the Pressure Method | 2024
718 | 03 30 00 | CAST-IN-PLACE CONCRETE | 02/19, CHG 9: 08/24 | ASTM INTERNATIONAL | ASTM | ASTM C260/C260M | Standard Specification for Air-Entraining Admixtures for Concrete | 2010a; R 2016
719 | 03 30 00 | CAST-IN-PLACE CONCRETE | 02/19, CHG 9: 08/24 | ASTM INTERNATIONAL | ASTM | ASTM C311/C311M | Standard Test Methods for Sampling and Testing Fly Ash or Natural Pozzolans for Use in Portland-Cement Concrete | 2024
720 | 03 30 00 | CAST-IN-PLACE CONCRETE | 02/19, CHG 9: 08/24 | ASTM INTERNATIONAL | ASTM | ASTM C330/C330M | Standard Specification for Lightweight Aggregates for Structural Concrete | 2017a
721 | 03 30 00 | CAST-IN-PLACE CONCRETE | 02/19, CHG 9: 08/24 | ASTM INTERNATIONAL | ASTM | ASTM C494/C494M | Standard Specification for Chemical Admixtures for Concrete | 2019; E 2022
722 | 03 30 00 | CAST-IN-PLACE CONCRETE | 02/19, CHG 9: 08/24 | ASTM INTERNATIONAL | ASTM | ASTM C567/C567M | Determining Density of Structural Lightweight Concrete | 2019
723 | 03 30 00 | CAST-IN-PLACE CONCRETE | 02/19, CHG 9: 08/24 | ASTM INTERNATIONAL | ASTM | ASTM C595/C595M | Standard Specification for Blended Hydraulic Cements | 2023
724 | 03 30 00 | CAST-IN-PLACE CONCRETE | 02/19, CHG 9: 08/24 | ASTM INTERNATIONAL | ASTM | ASTM C618 | Standard Specification for Coal Fly Ash and Raw or Calcined Natural Pozzolan for Use in Concrete | 2023; E 2023
725 | 03 30 00 | CAST-IN-PLACE CONCRETE | 02/19, CHG 9: 08/24 | ASTM INTERNATIONAL | ASTM | ASTM C803/C803M | Standard Test Method for Penetration Resistance of Hardened Concrete | 2023
726 | 03 30 00 | CAST-IN-PLACE CONCRETE | 02/19, CHG 9: 08/24 | ASTM INTERNATIONAL | ASTM | ASTM C845/C845M | Standard Specification for Expansive Hydraulic Cement | 2018
727 | 03 30 00 | CAST-IN-PLACE CONCRETE | 02/19, CHG 9: 08/24 | ASTM INTERNATIONAL | ASTM | ASTM C873/C873M | Standard Test Method for Compressive Strength of Concrete Cylinders Cast in Place in Cylindrical Molds | 2015
728 | 03 30 00 | CAST-IN-PLACE CONCRETE | 02/19, CHG 9: 08/24 | ASTM INTERNATIONAL | ASTM | ASTM C900 | Standard Test Method for Pullout Strength of Hardened Concrete | 2015
729 | 03 30 00 | CAST-IN-PLACE CONCRETE | 02/19, CHG 9: 08/24 | ASTM INTERNATIONAL | ASTM | ASTM C920 | Standard Specification for Elastomeric Joint Sealants | 2018
730 | 03 30 00 | CAST-IN-PLACE CONCRETE | 02/19, CHG 9: 08/24 | ASTM INTERNATIONAL | ASTM | ASTM C989/C989M | Standard Specification for Slag Cement for Use in Concrete and Mortars | 2024
731 | 03 30 00 | CAST-IN-PLACE CONCRETE | 02/19, CHG 9: 08/24 | ASTM INTERNATIONAL | ASTM | ASTM C1012/C1012M | Standard Test Method for Length Change of Hydraulic-Cement Mortars Exposed to a Sulfate Solution | 2024
732 | 03 30 00 | CAST-IN-PLACE CONCRETE | 02/19, CHG 9: 08/24 | ASTM INTERNATIONAL | ASTM | ASTM C1074 | Standard Practice for Estimating Concrete Strength by the Maturity Method | 2019; E 2021
733 | 03 30 00 | CAST-IN-PLACE CONCRETE | 02/19, CHG 9: 08/24 | ASTM INTERNATIONAL | ASTM | ASTM C1077 | Standard Practice for Agencies Testing Concrete and Concrete Aggregates for Use in Construction and Criteria for Testing Agency Evaluation | 2024
734 | 03 30 00 | CAST-IN-PLACE CONCRETE | 02/19, CHG 9: 08/24 | ASTM INTERNATIONAL | ASTM | ASTM C1107/C1107M | Standard Specification for Packaged Dry, Hydraulic-Cement Grout (Nonshrink) | 2020
735 | 03 30 00 | CAST-IN-PLACE CONCRETE | 02/19, CHG 9: 08/24 | ASTM INTERNATIONAL | ASTM | ASTM C1116/C1116M | Standard Specification for Fiber-Reinforced Concrete | 2023
736 | 03 30 00 | CAST-IN-PLACE CONCRETE | 02/19, CHG 9: 08/24 | ASTM INTERNATIONAL | ASTM | ASTM C1157/C1157M | Standard Performance Specification for Hydraulic Cement | 2023
737 | 03 30 00 | CAST-IN-PLACE CONCRETE | 02/19, CHG 9: 08/24 | ASTM INTERNATIONAL | ASTM | ASTM C1218/C1218M | Standard Test Method for Water-Soluble Chloride in Mortar and Concrete | 2020c
738 | 03 30 00 | CAST-IN-PLACE CONCRETE | 02/19, CHG 9: 08/24 | ASTM INTERNATIONAL | ASTM | ASTM C1240 | Standard Specification for Silica Fume Used in Cementitious Mixtures | 2020
739 | 03 30 00 | CAST-IN-PLACE CONCRETE | 02/19, CHG 9: 08/24 | ASTM INTERNATIONAL | ASTM | ASTM C1260 | Standard Test Method for Potential Alkali Reactivity of Aggregates (Mortar-Bar Method) | 2023
740 | 03 30 00 | CAST-IN-PLACE CONCRETE | 02/19, CHG 9: 08/24 | ASTM INTERNATIONAL | ASTM | ASTM C1293 | Standard Test Method for Determination of Length Change of Concrete Due to Alkali-Silica Reaction | 2008; R 2015
741 | 03 30 00 | CAST-IN-PLACE CONCRETE | 02/19, CHG 9: 08/24 | ASTM INTERNATIONAL | ASTM | ASTM C1567 | Standard Test Method for Potential Alkali-Silica Reactivity of Combinations of Cementitious Materials and Aggregate (Accelerated Mortar-Bar Method) | 2023
742 | 03 30 00 | CAST-IN-PLACE CONCRETE | 02/19, CHG 9: 08/24 | ASTM INTERNATIONAL | ASTM | ASTM C1602/C1602M | Standard Specification for Mixing Water Used in Production of Hydraulic Cement Concrete | 2022
743 | 03 30 00 | CAST-IN-PLACE CONCRETE | 02/19, CHG 9: 08/24 | ASTM INTERNATIONAL | ASTM | ASTM C1778 | Standard Guide for Reducing the Risk of Deleterious Alkali-Aggregate Reaction in Concrete | 2023
744 | 03 30 00 | CAST-IN-PLACE CONCRETE | 02/19, CHG 9: 08/24 | ASTM INTERNATIONAL | ASTM | ASTM D412 | Standard Test Methods for Vulcanized Rubber and Thermoplastic Elastomers - Tension | 2016; R 2021
745 | 03 30 00 | CAST-IN-PLACE CONCRETE | 02/19, CHG 9: 08/24 | ASTM INTERNATIONAL | ASTM | ASTM D471 | Standard Test Method for Rubber Property - Effect of Liquids | 2016a
746 | 03 30 00 | CAST-IN-PLACE CONCRETE | 02/19, CHG 9: 08/24 | ASTM INTERNATIONAL | ASTM | ASTM D1751 | Standard Specification for Preformed Expansion Joint Filler for Concrete Paving and Structural Construction (Nonextruding and Resilient Bituminous Types) | 2018
747 | 03 30 00 | CAST-IN-PLACE CONCRETE | 02/19, CHG 9: 08/24 | ASTM INTERNATIONAL | ASTM | ASTM D1752 | Standard Specification for Preformed Sponge Rubber, Cork and Recycled PVC Expansion Joint Fillers for Concrete Paving and Structural Construction | 2018
748 | 03 30 00 | CAST-IN-PLACE CONCRETE | 02/19, CHG 9: 08/24 | ASTM INTERNATIONAL | ASTM | ASTM D2628 | Standard Specification for Preformed Polychloroprene Elastomeric Joint Seals for Concrete Pavements | 1991; R 2016
749 | 03 30 00 | CAST-IN-PLACE CONCRETE | 02/19, CHG 9: 08/24 | ASTM INTERNATIONAL | ASTM | ASTM D2835 | Standard Specification for Lubricant for Installation of Preformed Compression Seals in Concrete Pavements | 1989; R 2017
750 | 03 30 00 | CAST-IN-PLACE CONCRETE | 02/19, CHG 9: 08/24 | ASTM INTERNATIONAL | ASTM | ASTM D3042 | Standard Test Method for Insoluble Residue in Carbonate Aggregates | 2017
751 | 03 30 00 | CAST-IN-PLACE CONCRETE | 02/19, CHG 9: 08/24 | ASTM INTERNATIONAL | ASTM | ASTM D5759 | Characterization of Coal Fly Ash and Clean Coal Combustion Fly Ash for Potential Uses | 2012; R 2020
752 | 03 30 00 | CAST-IN-PLACE CONCRETE | 02/19, CHG 9: 08/24 | ASTM INTERNATIONAL | ASTM | ASTM D6690 | Standard Specification for Joint and Crack Sealants, Hot Applied, for Concrete and Asphalt Pavements | 2021
753 | 03 30 00 | CAST-IN-PLACE CONCRETE | 02/19, CHG 9: 08/24 | ASTM INTERNATIONAL | ASTM | ASTM E96/E96M | Standard Test Methods for Gravimetric Determination of Water Vapor Transmission Rate of Materials | 2024
754 | 03 30 00 | CAST-IN-PLACE CONCRETE | 02/19, CHG 9: 08/24 | ASTM INTERNATIONAL | ASTM | ASTM E329 | Standard Specification for Agencies Engaged in Construction Inspection, Testing, or Special Inspection | 2023
755 | 03 30 00 | CAST-IN-PLACE CONCRETE | 02/19, CHG 9: 08/24 | ASTM INTERNATIONAL | ASTM | ASTM E1155 | Standard Test Method for Determining Floor Flatness and Floor Levelness Numbers | 2020
756 | 03 30 00 | CAST-IN-PLACE CONCRETE | 02/19, CHG 9: 08/24 | ASTM INTERNATIONAL | ASTM | ASTM E1643 | Standard Practice for Selection, Design, Installation, and Inspection of Water Vapor Retarders Used in Contact with Earth or Granular Fill Under Concrete Slabs | 2018a
757 | 03 30 00 | CAST-IN-PLACE CONCRETE | 02/19, CHG 9: 08/24 | ASTM INTERNATIONAL | ASTM | ASTM E1745 | Standard Specification for Water Vapor Retarders Used in Contact with Soil or Granular Fill under Concrete Slabs | 2017; R 2023
758 | 03 30 00 | CAST-IN-PLACE CONCRETE | 02/19, CHG 9: 08/24 | ASTM INTERNATIONAL | ASTM | ASTM E1993/E1993M | Standard Specification for Bituminous Water Vapor Retarders Used in Contact with Soil or Granular Fill Under Concrete Slabs | 1998; R 2020
759 | 03 30 00 | CAST-IN-PLACE CONCRETE | 02/19, CHG 9: 08/24 | COMPOSITE PANEL ASSOCIATION | CPA | ANSI/CPA A135.4 | Basic Hardboard | 2012; R2020
760 | 03 30 00 | CAST-IN-PLACE CONCRETE | 02/19, CHG 9: 08/24 | CONCRETE REINFORCING STEEL INSTITUTE | CRSI | CRSI 10MSP | Manual of Standard Practice | 2018; Errata 2019
761 | 03 30 00 | CAST-IN-PLACE CONCRETE | 02/19, CHG 9: 08/24 | CONCRETE REINFORCING STEEL INSTITUTE | CRSI | CRSI RB4.1 | Supports for Reinforcement Used in Concrete | 2016
762 | 03 30 00 | CAST-IN-PLACE CONCRETE | 02/19, CHG 9: 08/24 | FOREST STEWARDSHIP COUNCIL | FSC | FSC STD 01 001 | Principles and Criteria for Forest Stewardship | 2015
763 | 03 30 00 | CAST-IN-PLACE CONCRETE | 02/19, CHG 9: 08/24 | NATIONAL INSTITUTE OF STANDARDS AND TECHNOLOGY | NIST | NIST PS 1 | DOC Voluntary Product Standard PS 1-07, Structural Plywood | 2009
764 | 03 30 00 | CAST-IN-PLACE CONCRETE | 02/19, CHG 9: 08/24 | U.S. ARMY CORPS OF ENGINEERS | USACE | COE CRD-C 104 | Method of Calculation of the Fineness Modulus of Aggregate | 1980
765 | 03 30 00 | CAST-IN-PLACE CONCRETE | 02/19, CHG 9: 08/24 | U.S. ARMY CORPS OF ENGINEERS | USACE | COE CRD-C 513 | Corps of Engineers Specifications for Rubber Waterstops | 1974
766 | 03 30 00 | CAST-IN-PLACE CONCRETE | 02/19, CHG 9: 08/24 | U.S. ARMY CORPS OF ENGINEERS | USACE | COE CRD-C 572 | Corps of Engineers Specifications for Polyvinylchloride Waterstops | 1974
767 | 03 30 00 | CAST-IN-PLACE CONCRETE | 02/19, CHG 9: 08/24 | U.S. GENERAL SERVICES ADMINISTRATION | GSA | FS SS-S-200 | Sealant, Joint, Two-Component, Jet-Blast-Resistant, Cold-Applied, for Portland Cement Concrete Pavement | Rev E; Notice 1; Notice 2
768 | 03 30 53 | MISCELLANEOUS CAST-IN-PLACE CONCRETE | 05/14 | AMERICAN CONCRETE INSTITUTE | ACI | ACI 117 | Specifications for Tolerances for Concrete Construction and Materials and Commentary | 2010; R 2015
769 | 03 30 53 | MISCELLANEOUS CAST-IN-PLACE CONCRETE | 05/14 | AMERICAN CONCRETE INSTITUTE | ACI | ACI 301 | Specifications for Structural Concrete | 2020
770 | 03 30 53 | MISCELLANEOUS CAST-IN-PLACE CONCRETE | 05/14 | AMERICAN CONCRETE INSTITUTE | ACI | ACI 301M | Metric Specifications for Structural Concrete | 2020
771 | 03 30 53 | MISCELLANEOUS CAST-IN-PLACE CONCRETE | 05/14 | AMERICAN CONCRETE INSTITUTE | ACI | ACI 302.1R | Guide for Concrete Floor and Slab Construction | 2015
772 | 03 30 53 | MISCELLANEOUS CAST-IN-PLACE CONCRETE | 05/14 | AMERICAN CONCRETE INSTITUTE | ACI | ACI 304R | Guide for Measuring, Mixing, Transporting, and Placing Concrete | 2000; R 2009
773 | 03 30 53 | MISCELLANEOUS CAST-IN-PLACE CONCRETE | 05/14 | AMERICAN CONCRETE INSTITUTE | ACI | ACI 305R | Guide to Hot Weather Concreting | 2020
774 | 03 30 53 | MISCELLANEOUS CAST-IN-PLACE CONCRETE | 05/14 | AMERICAN CONCRETE INSTITUTE | ACI | ACI 306R | Guide to Cold Weather Concreting | 2016
775 | 03 30 53 | MISCELLANEOUS CAST-IN-PLACE CONCRETE | 05/14 | AMERICAN CONCRETE INSTITUTE | ACI | ACI 318 | Building Code Requirements for Structural Concrete (ACI 318-19) and Commentary (ACI 318R-19) | 2019; R 2022
776 | 03 30 53 | MISCELLANEOUS CAST-IN-PLACE CONCRETE | 05/14 | AMERICAN CONCRETE INSTITUTE | ACI | ACI 318M | Building Code Requirements for Structural Concrete & Commentary | 2019; Errata 2022
777 | 03 30 53 | MISCELLANEOUS CAST-IN-PLACE CONCRETE | 05/14 | AMERICAN CONCRETE INSTITUTE | ACI | ACI 347R | Guide to Formwork for Concrete | 2014; Errata 1 2017
778 | 03 30 53 | MISCELLANEOUS CAST-IN-PLACE CONCRETE | 05/14 | AMERICAN CONCRETE INSTITUTE | ACI | ACI SP-66 | ACI Detailing Manual | 2004
779 | 03 30 53 | MISCELLANEOUS CAST-IN-PLACE CONCRETE | 05/14 | ASTM INTERNATIONAL | ASTM | ASTM A615/A615M | Standard Specification for Deformed and Plain Carbon-Steel Bars for Concrete Reinforcement | 2022
780 | 03 30 53 | MISCELLANEOUS CAST-IN-PLACE CONCRETE | 05/14 | ASTM INTERNATIONAL | ASTM | ASTM A1064/A1064M | Standard Specification for Carbon-Steel Wire and Welded Wire Reinforcement, Plain and Deformed, for Concrete | 2024
781 | 03 30 53 | MISCELLANEOUS CAST-IN-PLACE CONCRETE | 05/14 | ASTM INTERNATIONAL | ASTM | ASTM C31/C31M | Standard Practice for Making and Curing Concrete Test Specimens in the Field | 2024b
782 | 03 30 53 | MISCELLANEOUS CAST-IN-PLACE CONCRETE | 05/14 | ASTM INTERNATIONAL | ASTM | ASTM C33/C33M | Standard Specification for Concrete Aggregates | 2023
783 | 03 30 53 | MISCELLANEOUS CAST-IN-PLACE CONCRETE | 05/14 | ASTM INTERNATIONAL | ASTM | ASTM C39/C39M | Standard Test Method for Compressive Strength of Cylindrical Concrete Specimens | 2024
784 | 03 30 53 | MISCELLANEOUS CAST-IN-PLACE CONCRETE | 05/14 | ASTM INTERNATIONAL | ASTM | ASTM C94/C94M | Standard Specification for Ready-Mixed Concrete | 2024a
785 | 03 30 53 | MISCELLANEOUS CAST-IN-PLACE CONCRETE | 05/14 | ASTM INTERNATIONAL | ASTM | ASTM C143/C143M | Standard Test Method for Slump of Hydraulic-Cement Concrete | 2020
786 | 03 30 53 | MISCELLANEOUS CAST-IN-PLACE CONCRETE | 05/14 | ASTM INTERNATIONAL | ASTM | ASTM C150/C150M | Standard Specification for Portland Cement | 2022
787 | 03 30 53 | MISCELLANEOUS CAST-IN-PLACE CONCRETE | 05/14 | ASTM INTERNATIONAL | ASTM | ASTM C172/C172M | Standard Practice for Sampling Freshly Mixed Concrete | 2017
788 | 03 30 53 | MISCELLANEOUS CAST-IN-PLACE CONCRETE | 05/14 | ASTM INTERNATIONAL | ASTM | ASTM C173/C173M | Standard Test Method for Air Content of Freshly Mixed Concrete by the Volumetric Method | 2024
789 | 03 30 53 | MISCELLANEOUS CAST-IN-PLACE CONCRETE | 05/14 | ASTM INTERNATIONAL | ASTM | ASTM C231/C231M | Standard Test Method for Air Content of Freshly Mixed Concrete by the Pressure Method | 2024
790 | 03 30 53 | MISCELLANEOUS CAST-IN-PLACE CONCRETE | 05/14 | ASTM INTERNATIONAL | ASTM | ASTM C260/C260M | Standard Specification for Air-Entraining Admixtures for Concrete | 2010a; R 2016
791 | 03 30 53 | MISCELLANEOUS CAST-IN-PLACE CONCRETE | 05/14 | ASTM INTERNATIONAL | ASTM | ASTM C309 | Standard Specification for Liquid Membrane-Forming Compounds for Curing Concrete | 2019
792 | 03 30 53 | MISCELLANEOUS CAST-IN-PLACE CONCRETE | 05/14 | ASTM INTERNATIONAL | ASTM | ASTM C494/C494M | Standard Specification for Chemical Admixtures for Concrete | 2019; E 2022
793 | 03 30 53 | MISCELLANEOUS CAST-IN-PLACE CONCRETE | 05/14 | ASTM INTERNATIONAL | ASTM | ASTM C595/C595M | Standard Specification for Blended Hydraulic Cements | 2023
794 | 03 30 53 | MISCELLANEOUS CAST-IN-PLACE CONCRETE | 05/14 | ASTM INTERNATIONAL | ASTM | ASTM C618 | Standard Specification for Coal Fly Ash and Raw or Calcined Natural Pozzolan for Use in Concrete | 2023; E 2023
795 | 03 30 53 | MISCELLANEOUS CAST-IN-PLACE CONCRETE | 05/14 | ASTM INTERNATIONAL | ASTM | ASTM C685/C685M | Standard Specification for Concrete Made by Volumetric Batching and Continuous Mixing | 2017
796 | 03 30 53 | MISCELLANEOUS CAST-IN-PLACE CONCRETE | 05/14 | ASTM INTERNATIONAL | ASTM | ASTM C920 | Standard Specification for Elastomeric Joint Sealants | 2018
797 | 03 30 53 | MISCELLANEOUS CAST-IN-PLACE CONCRETE | 05/14 | ASTM INTERNATIONAL | ASTM | ASTM C989/C989M | Standard Specification for Slag Cement for Use in Concrete and Mortars | 2024
798 | 03 30 53 | MISCELLANEOUS CAST-IN-PLACE CONCRETE | 05/14 | ASTM INTERNATIONAL | ASTM | ASTM C1064/C1064M | Standard Test Method for Temperature of Freshly Mixed Hydraulic-Cement Concrete | 2023
799 | 03 30 53 | MISCELLANEOUS CAST-IN-PLACE CONCRETE | 05/14 | ASTM INTERNATIONAL | ASTM | ASTM C1157/C1157M | Standard Performance Specification for Hydraulic Cement | 2023
800 | 03 30 53 | MISCELLANEOUS CAST-IN-PLACE CONCRETE | 05/14 | ASTM INTERNATIONAL | ASTM | ASTM C1260 | Standard Test Method for Potential Alkali Reactivity of Aggregates (Mortar-Bar Method) | 2023
801 | 03 30 53 | MISCELLANEOUS CAST-IN-PLACE CONCRETE | 05/14 | ASTM INTERNATIONAL | ASTM | ASTM C1567 | Standard Test Method for Potential Alkali-Silica Reactivity of Combinations of Cementitious Materials and Aggregate (Accelerated Mortar-Bar Method) | 2023
802 | 03 30 53 | MISCELLANEOUS CAST-IN-PLACE CONCRETE | 05/14 | ASTM INTERNATIONAL | ASTM | ASTM C1602/C1602M | Standard Specification for Mixing Water Used in Production of Hydraulic Cement Concrete | 2022
803 | 03 30 53 | MISCELLANEOUS CAST-IN-PLACE CONCRETE | 05/14 | ASTM INTERNATIONAL | ASTM | ASTM D75/D75M | Standard Practice for Sampling Aggregates | 2019
804 | 03 30 53 | MISCELLANEOUS CAST-IN-PLACE CONCRETE | 05/14 | ASTM INTERNATIONAL | ASTM | ASTM D98 | Calcium Chloride | 2015
805 | 03 30 53 | MISCELLANEOUS CAST-IN-PLACE CONCRETE | 05/14 | ASTM INTERNATIONAL | ASTM | ASTM D412 | Standard Test Methods for Vulcanized Rubber and Thermoplastic Elastomers - Tension | 2016; R 2021
806 | 03 30 53 | MISCELLANEOUS CAST-IN-PLACE CONCRETE | 05/14 | ASTM INTERNATIONAL | ASTM | ASTM D471 | Standard Test Method for Rubber Property - Effect of Liquids | 2016a
807 | 03 30 53 | MISCELLANEOUS CAST-IN-PLACE CONCRETE | 05/14 | ASTM INTERNATIONAL | ASTM | ASTM D1752 | Standard Specification for Preformed Sponge Rubber, Cork and Recycled PVC Expansion Joint Fillers for Concrete Paving and Structural Construction | 2018
808 | 03 30 53 | MISCELLANEOUS CAST-IN-PLACE CONCRETE | 05/14 | ASTM INTERNATIONAL | ASTM | ASTM E96/E96M | Standard Test Methods for Gravimetric Determination of Water Vapor Transmission Rate of Materials | 2024
809 | 03 30 53 | MISCELLANEOUS CAST-IN-PLACE CONCRETE | 05/14 | ASTM INTERNATIONAL | ASTM | ASTM E1155 | Standard Test Method for Determining Floor Flatness and Floor Levelness Numbers | 2020
810 | 03 30 53 | MISCELLANEOUS CAST-IN-PLACE CONCRETE | 05/14 | ASTM INTERNATIONAL | ASTM | ASTM E1155M | Standard Test Method for Determining Floor Flatness and Floor Levelness Numbers (Metric) | 2014
811 | 03 30 53 | MISCELLANEOUS CAST-IN-PLACE CONCRETE | 05/14 | ASTM INTERNATIONAL | ASTM | ASTM E1643 | Standard Practice for Selection, Design, Installation, and Inspection of Water Vapor Retarders Used in Contact with Earth or Granular Fill Under Concrete Slabs | 2018a
812 | 03 30 53 | MISCELLANEOUS CAST-IN-PLACE CONCRETE | 05/14 | ASTM INTERNATIONAL | ASTM | ASTM E1745 | Standard Specification for Water Vapor Retarders Used in Contact with Soil or Granular Fill under Concrete Slabs | 2017; R 2023
813 | 03 30 53 | MISCELLANEOUS CAST-IN-PLACE CONCRETE | 05/14 | ASTM INTERNATIONAL | ASTM | ASTM E1993/E1993M | Standard Specification for Bituminous Water Vapor Retarders Used in Contact with Soil or Granular Fill Under Concrete Slabs | 1998; R 2020
814 | 03 30 53 | MISCELLANEOUS CAST-IN-PLACE CONCRETE | 05/14 | U.S. ARMY CORPS OF ENGINEERS | USACE | COE CRD-C 513 | Corps of Engineers Specifications for Rubber Waterstops | 1974
815 | 03 30 53 | MISCELLANEOUS CAST-IN-PLACE CONCRETE | 05/14 | U.S. ARMY CORPS OF ENGINEERS | USACE | COE CRD-C 572 | Corps of Engineers Specifications for Polyvinylchloride Waterstops | 1974
816 | 03 30 53 | MISCELLANEOUS CAST-IN-PLACE CONCRETE | 05/14 | U.S. NATIONAL ARCHIVES AND RECORDS ADMINISTRATION | NARA | 40 CFR 247 | Comprehensive Procurement Guideline for Products Containing Recovered Materials
817 | 03 31 29 | MARINE CONCRETE WITH SERVICE LIFE MODELING | 05/24 | AMERICAN ASSOCIATION OF STATE HIGHWAY AND TRANSPORTATION OFFICIALS | AASHTO | AASHTO M 182 | Standard Specification for Burlap Cloth Made from Jute or Kenaf and Cotton Mats | 2005; R 2021
818 | 03 31 29 | MARINE CONCRETE WITH SERVICE LIFE MODELING | 05/24 | AMERICAN ASSOCIATION OF STATE HIGHWAY AND TRANSPORTATION OFFICIALS | AASHTO | AASHTO R 80 | Standard Practice for Determining the Reactivity of Concrete Aggregates and Selecting Appropriate Measures for Preventing Deleterious Expansion in New Concrete Construction | 2017; R 2021
819 | 03 31 29 | MARINE CONCRETE WITH SERVICE LIFE MODELING | 05/24 | AMERICAN CONCRETE INSTITUTE | ACI | ACI 117 | Specifications for Tolerances for Concrete Construction and Materials and Commentary | 2010; R 2015
820 | 03 31 29 | MARINE CONCRETE WITH SERVICE LIFE MODELING | 05/24 | AMERICAN CONCRETE INSTITUTE | ACI | ACI 121R | Guide for Concrete Construction Quality Systems in Conformance with ISO 9001 | 2008
821 | 03 31 29 | MARINE CONCRETE WITH SERVICE LIFE MODELING | 05/24 | AMERICAN CONCRETE INSTITUTE | ACI | ACI 201.2R | Guide to Durable Concrete | 2016
822 | 03 31 29 | MARINE CONCRETE WITH SERVICE LIFE MODELING | 05/24 | AMERICAN CONCRETE INSTITUTE | ACI | ACI 211.1 | Standard Practice for Selecting Proportions for Normal, Heavyweight and Mass Concrete | 1991; R 2009
823 | 03 31 29 | MARINE CONCRETE WITH SERVICE LIFE MODELING | 05/24 | AMERICAN CONCRETE INSTITUTE | ACI | ACI 214R | Evaluation of Strength Test Results of Concrete | 2011
824 | 03 31 29 | MARINE CONCRETE WITH SERVICE LIFE MODELING | 05/24 | AMERICAN CONCRETE INSTITUTE | ACI | ACI 301 | Specifications for Structural Concrete | 2020
825 | 03 31 29 | MARINE CONCRETE WITH SERVICE LIFE MODELING | 05/24 | AMERICAN CONCRETE INSTITUTE | ACI | ACI 301M | Metric Specifications for Structural Concrete | 2020
826 | 03 31 29 | MARINE CONCRETE WITH SERVICE LIFE MODELING | 05/24 | AMERICAN CONCRETE INSTITUTE | ACI | ACI 304.2R | Guide to Placing Concrete by Pumping Methods | 2017
827 | 03 31 29 | MARINE CONCRETE WITH SERVICE LIFE MODELING | 05/24 | AMERICAN CONCRETE INSTITUTE | ACI | ACI 304R | Guide for Measuring, Mixing, Transporting, and Placing Concrete | 2000; R 2009
828 | 03 31 29 | MARINE CONCRETE WITH SERVICE LIFE MODELING | 05/24 | AMERICAN CONCRETE INSTITUTE | ACI | ACI 305R | Guide to Hot Weather Concreting | 2020
829 | 03 31 29 | MARINE CONCRETE WITH SERVICE LIFE MODELING | 05/24 | AMERICAN CONCRETE INSTITUTE | ACI | ACI 306R | Guide to Cold Weather Concreting | 2016
830 | 03 31 29 | MARINE CONCRETE WITH SERVICE LIFE MODELING | 05/24 | AMERICAN CONCRETE INSTITUTE | ACI | ACI 308.1 | Specification for Curing Concrete | 2023
831 | 03 31 29 | MARINE CONCRETE WITH SERVICE LIFE MODELING | 05/24 | AMERICAN CONCRETE INSTITUTE | ACI | ACI 309R | Guide for Consolidation of Concrete | 2005
832 | 03 31 29 | MARINE CONCRETE WITH SERVICE LIFE MODELING | 05/24 | AMERICAN CONCRETE INSTITUTE | ACI | ACI 311.4R | Guide for Concrete Inspection | 2005
833 | 03 31 29 | MARINE CONCRETE WITH SERVICE LIFE MODELING | 05/24 | AMERICAN CONCRETE INSTITUTE | ACI | ACI 318 | Building Code Requirements for Structural Concrete (ACI 318-19) and Commentary (ACI 318R-19) | 2019; R 2022
834 | 03 31 29 | MARINE CONCRETE WITH SERVICE LIFE MODELING | 05/24 | AMERICAN CONCRETE INSTITUTE | ACI | ACI 318M | Building Code Requirements for Structural Concrete & Commentary | 2019; Errata 2022
835 | 03 31 29 | MARINE CONCRETE WITH SERVICE LIFE MODELING | 05/24 | AMERICAN CONCRETE INSTITUTE | ACI | ACI 347R | Guide to Formwork for Concrete | 2014; Errata 1 2017
836 | 03 31 29 | MARINE CONCRETE WITH SERVICE LIFE MODELING | 05/24 | AMERICAN CONCRETE INSTITUTE | ACI | ACI MNL-2 | ACI Manual of Concrete Inspection | 2019; 11th Edition
837 | 03 31 29 | MARINE CONCRETE WITH SERVICE LIFE MODELING | 05/24 | AMERICAN CONCRETE INSTITUTE | ACI | ACI MNL-15 | Field Reference Manual: Specifications for Concrete Construction ACI 301-20 with Selected ACI References | 2020
838 | 03 31 29 | MARINE CONCRETE WITH SERVICE LIFE MODELING | 05/24 | AMERICAN CONCRETE INSTITUTE | ACI | ACI MNL-66 | ACI Detailing Manual | 2020
839 | 03 31 29 | MARINE CONCRETE WITH SERVICE LIFE MODELING | 05/24 | AMERICAN WELDING SOCIETY | AWS | AWS D1.4/D1.4M | Structural Welding Code - Reinforcing Steel | 2018
840 | 03 31 29 | MARINE CONCRETE WITH SERVICE LIFE MODELING | 05/24 | APA - THE ENGINEERED WOOD ASSOCIATION | APA | APA PS 1 | Structural Plywood (with Typical APA Trademarks) | 2009
841 | 03 31 29 | MARINE CONCRETE WITH SERVICE LIFE MODELING | 05/24 | ASTM INTERNATIONAL | ASTM | ASTM A184/A184M | Standard Specification for Welded Deformed Steel Bar Mats for Concrete Reinforcement | 2019
842 | 03 31 29 | MARINE CONCRETE WITH SERVICE LIFE MODELING | 05/24 | ASTM INTERNATIONAL | ASTM | ASTM A276/A276M | Standard Specification for Stainless Steel Bars and Shapes | 2024
843 | 03 31 29 | MARINE CONCRETE WITH SERVICE LIFE MODELING | 05/24 | ASTM INTERNATIONAL | ASTM | ASTM A416/A416M | Standard Specification for Low-Relaxation, Seven-Wire for Prestressed Concrete | 2024
844 | 03 31 29 | MARINE CONCRETE WITH SERVICE LIFE MODELING | 05/24 | ASTM INTERNATIONAL | ASTM | ASTM A615/A615M | Standard Specification for Deformed and Plain Carbon-Steel Bars for Concrete Reinforcement | 2022
845 | 03 31 29 | MARINE CONCRETE WITH SERVICE LIFE MODELING | 05/24 | ASTM INTERNATIONAL | ASTM | ASTM A706/A706M | Standard Specification for Low-Alloy Steel Deformed and Plain Bars for Concrete Reinforcement | 2022a
846 | 03 31 29 | MARINE CONCRETE WITH SERVICE LIFE MODELING | 05/24 | ASTM INTERNATIONAL | ASTM | ASTM A767/A767M | Standard Specification for Zinc-Coated (Galvanized) Steel Bars for Concrete Reinforcement | 2019
847 | 03 31 29 | MARINE CONCRETE WITH SERVICE LIFE MODELING | 05/24 | ASTM INTERNATIONAL | ASTM | ASTM A775/A775M | Standard Specification for Epoxy-Coated Steel Reinforcing Bars | 2022
848 | 03 31 29 | MARINE CONCRETE WITH SERVICE LIFE MODELING | 05/24 | ASTM INTERNATIONAL | ASTM | ASTM A780/A780M | Standard Practice for Repair of Damaged and Uncoated Areas of Hot-Dip Galvanized Coatings | 2020
849 | 03 31 29 | MARINE CONCRETE WITH SERVICE LIFE MODELING | 05/24 | ASTM INTERNATIONAL | ASTM | ASTM A882/A882M | Standard Specification for Filled Epoxy-Coated Seven-Wire Prestressing Steel Strand | 2020
850 | 03 31 29 | MARINE CONCRETE WITH SERVICE LIFE MODELING | 05/24 | ASTM INTERNATIONAL | ASTM | ASTM A884/A884M | Standard Specification for Epoxy-Coated Steel Wire and Welded Wire Reinforcement | 2019; Errata 1
851 | 03 31 29 | MARINE CONCRETE WITH SERVICE LIFE MODELING | 05/24 | ASTM INTERNATIONAL | ASTM | ASTM A886/A886M | Standard Specification for Steel Strand, Indented, Seven-Wire Stress-Relieved for Prestressed Concrete | 2024
852 | 03 31 29 | MARINE CONCRETE WITH SERVICE LIFE MODELING | 05/24 | ASTM INTERNATIONAL | ASTM | ASTM A934/A934M | Standard Specification for Epoxy-Coated Prefabricated Steel Reinforcing Bars | 2022
853 | 03 31 29 | MARINE CONCRETE WITH SERVICE LIFE MODELING | 05/24 | ASTM INTERNATIONAL | ASTM | ASTM A955/A955M | Standard Specification for Deformed and Plain Stainless-Steel Bars for Concrete Reinforcement | 2020c
854 | 03 31 29 | MARINE CONCRETE WITH SERVICE LIFE MODELING | 05/24 | ASTM INTERNATIONAL | ASTM | ASTM A970/A970M | Standard Specification for Headed Steel Bars for Concrete Reinforcement | 2018
855 | 03 31 29 | MARINE CONCRETE WITH SERVICE LIFE MODELING | 05/24 | ASTM INTERNATIONAL | ASTM | ASTM A996/A996M | Standard Specification for Rail-Steel and Axle-Steel Deformed Bars for Concrete Reinforcement | 2016
856 | 03 31 29 | MARINE CONCRETE WITH SERVICE LIFE MODELING | 05/24 | ASTM INTERNATIONAL | ASTM | ASTM A1022/A1022M | Standard Specification for Deformed and Plain Stainless Steel Wire and Welded Wire for Concrete Reinforcement | 2016b
857 | 03 31 29 | MARINE CONCRETE WITH SERVICE LIFE MODELING | 05/24 | ASTM INTERNATIONAL | ASTM | ASTM A1035/A1035M | Standard Specification for Deformed and Plain, Low-carbon, Chromium, Steel Bars for Concrete Reinforcement | 2023a
858 | 03 31 29 | MARINE CONCRETE WITH SERVICE LIFE MODELING | 05/24 | ASTM INTERNATIONAL | ASTM | ASTM A1044/A1044M | Standard Specification for Steel Stud Assemblies for Shear Reinforcement of Concrete | 2016a; Errata 1
859 | 03 31 29 | MARINE CONCRETE WITH SERVICE LIFE MODELING | 05/24 | ASTM INTERNATIONAL | ASTM | ASTM A1055/A1055M | Standard Specification for Zinc and Epoxy Dual Coated Steel Reinforcing Bars | 2022
860 | 03 31 29 | MARINE CONCRETE WITH SERVICE LIFE MODELING | 05/24 | ASTM INTERNATIONAL | ASTM | ASTM A1060/A1060M | Standard Specification for Zinc-Coated (Galvanized) Steel Welded Wire Reinforcement, Plain and Deformed, for Concrete | 2016b
861 | 03 31 29 | MARINE CONCRETE WITH SERVICE LIFE MODELING | 05/24 | ASTM INTERNATIONAL | ASTM | ASTM A1064/A1064M | Standard Specification for Carbon-Steel Wire and Welded Wire Reinforcement, Plain and Deformed, for Concrete | 2024
862 | 03 31 29 | MARINE CONCRETE WITH SERVICE LIFE MODELING | 05/24 | ASTM INTERNATIONAL | ASTM | ASTM C31/C31M | Standard Practice for Making and Curing Concrete Test Specimens in the Field | 2024b
863 | 03 31 29 | MARINE CONCRETE WITH SERVICE LIFE MODELING | 05/24 | ASTM INTERNATIONAL | ASTM | ASTM C33/C33M | Standard Specification for Concrete Aggregates | 2023
864 | 03 31 29 | MARINE CONCRETE WITH SERVICE LIFE MODELING | 05/24 | ASTM INTERNATIONAL | ASTM | ASTM C39/C39M | Standard Test Method for Compressive Strength of Cylindrical Concrete Specimens | 2024
865 | 03 31 29 | MARINE CONCRETE WITH SERVICE LIFE MODELING | 05/24 | ASTM INTERNATIONAL | ASTM | ASTM C42/C42M | Standard Test Method for Obtaining and Testing Drilled Cores and Sawed Beams of Concrete | 2020
866 | 03 31 29 | MARINE CONCRETE WITH SERVICE LIFE MODELING | 05/24 | ASTM INTERNATIONAL | ASTM | ASTM C78/C78M | Standard Test Method for Flexural Strength of Concrete (Using Simple Beam with Third-Point Loading) | 2022
867 | 03 31 29 | MARINE CONCRETE WITH SERVICE LIFE MODELING | 05/24 | ASTM INTERNATIONAL | ASTM | ASTM C94/C94M | Standard Specification for Ready-Mixed Concrete | 2024a
868 | 03 31 29 | MARINE CONCRETE WITH SERVICE LIFE MODELING | 05/24 | ASTM INTERNATIONAL | ASTM | ASTM C138/C138M | Standard Test Method for Density (Unit Weight), Yield, and Air Content (Gravimetric) of Concrete | 2023
869 | 03 31 29 | MARINE CONCRETE WITH SERVICE LIFE MODELING | 05/24 | ASTM INTERNATIONAL | ASTM | ASTM C143/C143M | Standard Test Method for Slump of Hydraulic-Cement Concrete | 2020
870 | 03 31 29 | MARINE CONCRETE WITH SERVICE LIFE MODELING | 05/24 | ASTM INTERNATIONAL | ASTM | ASTM C150/C150M | Standard Specification for Portland Cement | 2022
871 | 03 31 29 | MARINE CONCRETE WITH SERVICE LIFE MODELING | 05/24 | ASTM INTERNATIONAL | ASTM | ASTM C157/C157M | Standard Test Method for Length Change of Hardened Hydraulic-Cement Mortar and Concrete | 2017
872 | 03 31 29 | MARINE CONCRETE WITH SERVICE LIFE MODELING | 05/24 | ASTM INTERNATIONAL | ASTM | ASTM C171 | Standard Specification for Sheet Materials for Curing Concrete | 2020
873 | 03 31 29 | MARINE CONCRETE WITH SERVICE LIFE MODELING | 05/24 | ASTM INTERNATIONAL | ASTM | ASTM C172/C172M | Standard Practice for Sampling Freshly Mixed Concrete | 2017
874 | 03 31 29 | MARINE CONCRETE WITH SERVICE LIFE MODELING | 05/24 | ASTM INTERNATIONAL | ASTM | ASTM C173/C173M | Standard Test Method for Air Content of Freshly Mixed Concrete by the Volumetric Method | 2024
875 | 03 31 29 | MARINE CONCRETE WITH SERVICE LIFE MODELING | 05/24 | ASTM INTERNATIONAL | ASTM | ASTM C192/C192M | Standard Practice for Making and Curing Concrete Test Specimens in the Laboratory | 2019
876 | 03 31 29 | MARINE CONCRETE WITH SERVICE LIFE MODELING | 05/24 | ASTM INTERNATIONAL | ASTM | ASTM C231/C231M | Standard Test Method for Air Content of Freshly Mixed Concrete by the Pressure Method | 2024
877 | 03 31 29 | MARINE CONCRETE WITH SERVICE LIFE MODELING | 05/24 | ASTM INTERNATIONAL | ASTM | ASTM C260/C260M | Standard Specification for Air-Entraining Admixtures for Concrete | 2010a; R 2016
878 | 03 31 29 | MARINE CONCRETE WITH SERVICE LIFE MODELING | 05/24 | ASTM INTERNATIONAL | ASTM | ASTM C295/C295M | Standard Guide for Petrographic Examination of Aggregates for Concrete | 2019
879 | 03 31 29 | MARINE CONCRETE WITH SERVICE LIFE MODELING | 05/24 | ASTM INTERNATIONAL | ASTM | ASTM C309 | Standard Specification for Liquid Membrane-Forming Compounds for Curing Concrete | 2019
880 | 03 31 29 | MARINE CONCRETE WITH SERVICE LIFE MODELING | 05/24 | ASTM INTERNATIONAL | ASTM | ASTM C311/C311M | Standard Test Methods for Sampling and Testing Fly Ash or Natural Pozzolans for Use in Portland-Cement Concrete | 2024
881 | 03 31 29 | MARINE CONCRETE WITH SERVICE LIFE MODELING | 05/24 | ASTM INTERNATIONAL | ASTM | ASTM C457/C457M | Standard Test Method for Microscopical Determination of Parameters of the Air-Void System in Hardened Concrete | 2023a
882 | 03 31 29 | MARINE CONCRETE WITH SERVICE LIFE MODELING | 05/24 | ASTM INTERNATIONAL | ASTM | ASTM C469/C469M | Standard Test Method for Static Modulus of Elasticity and Poisson's Ratio of Concrete in Compression | 2022
883 | 03 31 29 | MARINE CONCRETE WITH SERVICE LIFE MODELING | 05/24 | ASTM INTERNATIONAL | ASTM | ASTM C494/C494M | Standard Specification for Chemical Admixtures for Concrete | 2019; E 2022
884 | 03 31 29 | MARINE CONCRETE WITH SERVICE LIFE MODELING | 05/24 | ASTM INTERNATIONAL | ASTM | ASTM C496/C496M | Standard Test Method for Splitting Tensile Strength of Cylindrical Concrete Specimens | 2017
885 | 03 31 29 | MARINE CONCRETE WITH SERVICE LIFE MODELING | 05/24 | ASTM INTERNATIONAL | ASTM | ASTM C595/C595M | Standard Specification for Blended Hydraulic Cements | 2023
886 | 03 31 29 | MARINE CONCRETE WITH SERVICE LIFE MODELING | 05/24 | ASTM INTERNATIONAL | ASTM | ASTM C618 | Standard Specification for Coal Fly Ash and Raw or Calcined Natural Pozzolan for Use in Concrete | 2023; E 2023
887 | 03 31 29 | MARINE CONCRETE WITH SERVICE LIFE MODELING | 05/24 | ASTM INTERNATIONAL | ASTM | ASTM C642 | Standard Test Method for Density, Absorption, and Voids in Hardened Concrete | 2021
888 | 03 31 29 | MARINE CONCRETE WITH SERVICE LIFE MODELING | 05/24 | ASTM INTERNATIONAL | ASTM | ASTM C666/C666M | Resistance of Concrete to Rapid Freezing and Thawing | 2015
889 | 03 31 29 | MARINE CONCRETE WITH SERVICE LIFE MODELING | 05/24 | ASTM INTERNATIONAL | ASTM | ASTM C672/C672M | Scaling Resistance of Concrete Surfaces Exposed to Deicing Chemicals | 2012
890 | 03 31 29 | MARINE CONCRETE WITH SERVICE LIFE MODELING | 05/24 | ASTM INTERNATIONAL | ASTM | ASTM C805/C805M | Standard Test Method for Rebound Number of Hardened Concrete | 2018
891 | 03 31 29 | MARINE CONCRETE WITH SERVICE LIFE MODELING | 05/24 | ASTM INTERNATIONAL | ASTM | ASTM C920 | Standard Specification for Elastomeric Joint Sealants | 2018
892 | 03 31 29 | MARINE CONCRETE WITH SERVICE LIFE MODELING | 05/24 | ASTM INTERNATIONAL | ASTM | ASTM C989/C989M | Standard Specification for Slag Cement for Use in Concrete and Mortars | 2024
893 | 03 31 29 | MARINE CONCRETE WITH SERVICE LIFE MODELING | 05/24 | ASTM INTERNATIONAL | ASTM | ASTM C1017/C1017M | Standard Specification for Chemical Admixtures for Use in Producing Flowing Concrete | 2013; E 2015
894 | 03 31 29 | MARINE CONCRETE WITH SERVICE LIFE MODELING | 05/24 | ASTM INTERNATIONAL | ASTM | ASTM C1064/C1064M | Standard Test Method for Temperature of Freshly Mixed Hydraulic-Cement Concrete | 2023
895 | 03 31 29 | MARINE CONCRETE WITH SERVICE LIFE MODELING | 05/24 | ASTM INTERNATIONAL | ASTM | ASTM C1074 | Standard Practice for Estimating Concrete Strength by the Maturity Method | 2019; E 2021
896 | 03 31 29 | MARINE CONCRETE WITH SERVICE LIFE MODELING | 05/24 | ASTM INTERNATIONAL | ASTM | ASTM C1077 | Standard Practice for Agencies Testing Concrete and Concrete Aggregates for Use in Construction and Criteria for Testing Agency Evaluation | 2024
897 | 03 31 29 | MARINE CONCRETE WITH SERVICE LIFE MODELING | 05/24 | ASTM INTERNATIONAL | ASTM | ASTM C1107/C1107M | Standard Specification for Packaged Dry, Hydraulic-Cement Grout (Nonshrink) | 2020
898 | 03 31 29 | MARINE CONCRETE WITH SERVICE LIFE MODELING | 05/24 | ASTM INTERNATIONAL | ASTM | ASTM C1152/C1152M | Standard Test Method for Acid-Soluble Chloride in Mortar and Concrete | 2020
899 | 03 31 29 | MARINE CONCRETE WITH SERVICE LIFE MODELING | 05/24 | ASTM INTERNATIONAL | ASTM | ASTM C1157/C1157M | Standard Performance Specification for Hydraulic Cement | 2023
900 | 03 31 29 | MARINE CONCRETE WITH SERVICE LIFE MODELING | 05/24 | ASTM INTERNATIONAL | ASTM | ASTM C1202 | Standard Test Method for Electrical Indication of Concrete's Ability to Resist Chloride Ion Penetration | 2022; E 2022
901 | 03 31 29 | MARINE CONCRETE WITH SERVICE LIFE MODELING | 05/24 | ASTM INTERNATIONAL | ASTM | ASTM C1231/C1231M | Standard Practice for Use of Unbonded Caps in Determination of Compressive Strength of Hardened Concrete Cylinders | 2023
902 | 03 31 29 | MARINE CONCRETE WITH SERVICE LIFE MODELING | 05/24 | ASTM INTERNATIONAL | ASTM | ASTM C1240 | Standard Specification for Silica Fume Used in Cementitious Mixtures | 2020
903 | 03 31 29 | MARINE CONCRETE WITH SERVICE LIFE MODELING | 05/24 | ASTM INTERNATIONAL | ASTM | ASTM C1260 | Standard Test Method for Potential Alkali Reactivity of Aggregates (Mortar-Bar Method) | 2023
904 | 03 31 29 | MARINE CONCRETE WITH SERVICE LIFE MODELING | 05/24 | ASTM INTERNATIONAL | ASTM | ASTM C1567 | Standard Test Method for Potential Alkali-Silica Reactivity of Combinations of Cementitious Materials and Aggregate (Accelerated Mortar-Bar Method) | 2023
905 | 03 31 29 | MARINE CONCRETE WITH SERVICE LIFE MODELING | 05/24 | ASTM INTERNATIONAL | ASTM | ASTM C1602/C1602M | Standard Specification for Mixing Water Used in Production of Hydraulic Cement Concrete | 2022
906 | 03 31 29 | MARINE CONCRETE WITH SERVICE LIFE MODELING | 05/24 | ASTM INTERNATIONAL | ASTM | ASTM C1610/C1610M | Standard Test Method for Static Segregation of Self-Consolidating Concrete Using Column Technique | 2021
907 | 03 31 29 | MARINE CONCRETE WITH SERVICE LIFE MODELING | 05/24 | ASTM INTERNATIONAL | ASTM | ASTM C1611/C1611M | Standard Test Method for Slump Flow of Self-Consolidating Concrete | 2021
908 | 03 31 29 | MARINE CONCRETE WITH SERVICE LIFE MODELING | 05/24 | ASTM INTERNATIONAL | ASTM | ASTM C1621/C1621M | Standard Test Method for Passing Ability of Self-Consolidating Concrete by J-Ring | 2017; R 2023
909 | 03 31 29 | MARINE CONCRETE WITH SERVICE LIFE MODELING | 05/24 | ASTM INTERNATIONAL | ASTM | ASTM C1778 | Standard Guide for Reducing the Risk of Deleterious Alkali-Aggregate Reaction in Concrete | 2023
910 | 03 31 29 | MARINE CONCRETE WITH SERVICE LIFE MODELING | 05/24 | ASTM INTERNATIONAL | ASTM | ASTM C1792 | Standard Test Method for Measurement of Mass Loss versus Time for One-Dimensional Drying of Saturated Concretes | 2014
911 | 03 31 29 | MARINE CONCRETE WITH SERVICE LIFE MODELING | 05/24 | ASTM INTERNATIONAL | ASTM | ASTM D75/D75M | Standard Practice for Sampling Aggregates | 2019
912 | 03 31 29 | MARINE CONCRETE WITH SERVICE LIFE MODELING | 05/24 | ASTM INTERNATIONAL | ASTM | ASTM D512 | Chloride Ion in Water | 2012
913 | 03 31 29 | MARINE CONCRETE WITH SERVICE LIFE MODELING | 05/24 | ASTM INTERNATIONAL | ASTM | ASTM D516 | Standard Test Method for Sulfate Ion in Water | 2016
914 | 03 31 29 | MARINE CONCRETE WITH SERVICE LIFE MODELING | 05/24 | ASTM INTERNATIONAL | ASTM | ASTM D1179 | Standard Test Methods for Fluoride Ion in Water | 2016
915 | 03 31 29 | MARINE CONCRETE WITH SERVICE LIFE MODELING | 05/24 | ASTM INTERNATIONAL | ASTM | ASTM D1751 | Standard Specification for Preformed Expansion Joint Filler for Concrete Paving and Structural Construction (Nonextruding and Resilient Bituminous Types) | 2018
916 | 03 31 29 | MARINE CONCRETE WITH SERVICE LIFE MODELING | 05/24 | ASTM INTERNATIONAL | ASTM | ASTM D1752 | Standard Specification for Preformed Sponge Rubber, Cork and Recycled PVC Expansion Joint Fillers for Concrete Paving and Structural Construction | 2018
917 | 03 31 29 | MARINE CONCRETE WITH SERVICE LIFE MODELING | 05/24 | ASTM INTERNATIONAL | ASTM | ASTM D3867 | Standard Test Methods for Nitrite-Nitrate in Water | 2016
918 | 03 31 29 | MARINE CONCRETE WITH SERVICE LIFE MODELING | 05/24 | ASTM INTERNATIONAL | ASTM | ASTM D6690 | Standard Specification for Joint and Crack Sealants, Hot Applied, for Concrete and Asphalt Pavements | 2021
919 | 03 31 29 | MARINE CONCRETE WITH SERVICE LIFE MODELING | 05/24 | ASTM INTERNATIONAL | ASTM | ASTM D7957/D7957M | Standard Specification for Solid Round Glass Fiber Reinforced Polymer Bars for Concrete Reinforcement | 2017
920 | 03 31 29 | MARINE CONCRETE WITH SERVICE LIFE MODELING | 05/24 | ASTM INTERNATIONAL | ASTM | ASTM E329 | Standard Specification for Agencies Engaged in Construction Inspection, Testing, or Special Inspection | 2023
921 | 03 31 29 | MARINE CONCRETE WITH SERVICE LIFE MODELING | 05/24 | CONCRETE REINFORCING STEEL INSTITUTE | CRSI | CRSI 10MSP | Manual of Standard Practice | 2018; Errata 2019
922 | 03 31 29 | MARINE CONCRETE WITH SERVICE LIFE MODELING | 05/24 | CONCRETE REINFORCING STEEL INSTITUTE | CRSI | CRSI RB4.1 | Supports for Reinforcement Used in Concrete | 2016
923 | 03 31 29 | MARINE CONCRETE WITH SERVICE LIFE MODELING | 05/24 | INTERNATIONAL FEDERATION FOR STRUCTURAL CONCRETE | fib | fib Bulletin 34 | Model Code for Service Life Design | 2006
924 | 03 31 29 | MARINE CONCRETE WITH SERVICE LIFE MODELING | 05/24 | NORDTEST | NT | NT Build 492 | Concrete, Mortar and Cement-Based Repair Materials: Chloride Migration Coefficient from Non-Steady-State Migration Experiments | 1999
925 | 03 31 29 | MARINE CONCRETE WITH SERVICE LIFE MODELING | 05/24 | U.S. ARMY CORPS OF ENGINEERS | USACE | COE CRD-C 39 | Test Method for Coefficient of Linear Thermal Expansion of Concrete | 1981
926 | 03 31 29 | MARINE CONCRETE WITH SERVICE LIFE MODELING | 05/24 | U.S. ARMY CORPS OF ENGINEERS | USACE | COE CRD-C 61 | Test Method for Determining the Resistance of Freshly Mixed Concrete to Washing Out in Water | 1989A
927 | 03 31 29 | MARINE CONCRETE WITH SERVICE LIFE MODELING | 05/24 | U.S. ARMY CORPS OF ENGINEERS | USACE | COE CRD-C 572 | Corps of Engineers Specifications for Polyvinylchloride Waterstops | 1974
928 | 03 31 29 | MARINE CONCRETE WITH SERVICE LIFE MODELING | 05/24 | U.S. GENERAL SERVICES ADMINISTRATION | GSA | FS SS-S-200 | Sealant, Joint, Two-Component, Jet-Blast-Resistant, Cold-Applied, for Portland Cement Concrete Pavement | Rev E; Notice 1; Notice 2
929 | 03 31 29 | MARINE CONCRETE WITH SERVICE LIFE MODELING | 05/24 | U.S. NAVAL FACILITIES ENGINEERING SYSTEMS COMMAND | NAVFAC | TR-NAVFAC ESC-CI-1215 | Navy User's Guide for Quality Assurance of New Concrete Construction | 2012
930 | 03 31 30 | MARINE CONCRETE | 05/24 | AMERICAN ASSOCIATION OF STATE HIGHWAY AND TRANSPORTATION OFFICIALS | AASHTO | AASHTO M 182 | Standard Specification for Burlap Cloth Made from Jute or Kenaf and Cotton Mats | 2005; R 2021
931 | 03 31 30 | MARINE CONCRETE | 05/24 | AMERICAN ASSOCIATION OF STATE HIGHWAY AND TRANSPORTATION OFFICIALS | AASHTO | AASHTO R 80 | Standard Practice for Determining the Reactivity of Concrete Aggregates and Selecting Appropriate Measures for Preventing Deleterious Expansion in New Concrete Construction | 2017; R 2021
932 | 03 31 30 | MARINE CONCRETE | 05/24 | AMERICAN ASSOCIATION OF STATE HIGHWAY AND TRANSPORTATION OFFICIALS | AASHTO | AASHTO T 358 | Standard Method of Test for Surface Resistivity Indication of Concrete's Ability to Resist Chloride Ion Penetration | 2021
933 | 03 31 30 | MARINE CONCRETE | 05/24 | AMERICAN CONCRETE INSTITUTE | ACI | ACI 117 | Specifications for Tolerances for Concrete Construction and Materials and Commentary | 2010; R 2015
934 | 03 31 30 | MARINE CONCRETE | 05/24 | AMERICAN CONCRETE INSTITUTE | ACI | ACI 121R | Guide for Concrete Construction Quality Systems in Conformance with ISO 9001 | 2008
935 | 03 31 30 | MARINE CONCRETE | 05/24 | AMERICAN CONCRETE INSTITUTE | ACI | ACI 201.2R | Guide to Durable Concrete | 2016
936 | 03 31 30 | MARINE CONCRETE | 05/24 | AMERICAN CONCRETE INSTITUTE | ACI | ACI 211.1 | Standard Practice for Selecting Proportions for Normal, Heavyweight and Mass Concrete | 1991; R 2009
937 | 03 31 30 | MARINE CONCRETE | 05/24 | AMERICAN CONCRETE INSTITUTE | ACI | ACI 214R | Evaluation of Strength Test Results of Concrete | 2011
938 | 03 31 30 | MARINE CONCRETE | 05/24 | AMERICAN CONCRETE INSTITUTE | ACI | ACI 301 | Specifications for Structural Concrete | 2020
939 | 03 31 30 | MARINE CONCRETE | 05/24 | AMERICAN CONCRETE INSTITUTE | ACI | ACI 301M | Metric Specifications for Structural Concrete | 2020
940 | 03 31 30 | MARINE CONCRETE | 05/24 | AMERICAN CONCRETE INSTITUTE | ACI | ACI 304.2R | Guide to Placing Concrete by Pumping Methods | 2017
941 | 03 31 30 | MARINE CONCRETE | 05/24 | AMERICAN CONCRETE INSTITUTE | ACI | ACI 304R | Guide for Measuring, Mixing, Transporting, and Placing Concrete | 2000; R 2009
942 | 03 31 30 | MARINE CONCRETE | 05/24 | AMERICAN CONCRETE INSTITUTE | ACI | ACI 305R | Guide to Hot Weather Concreting | 2020
943 | 03 31 30 | MARINE CONCRETE | 05/24 | AMERICAN CONCRETE INSTITUTE | ACI | ACI 306R | Guide to Cold Weather Concreting | 2016
944 | 03 31 30 | MARINE CONCRETE | 05/24 | AMERICAN CONCRETE INSTITUTE | ACI | ACI 308.1 | Specification for Curing Concrete | 2023
945 | 03 31 30 | MARINE CONCRETE | 05/24 | AMERICAN CONCRETE INSTITUTE | ACI | ACI 309R | Guide for Consolidation of Concrete | 2005
946 | 03 31 30 | MARINE CONCRETE | 05/24 | AMERICAN CONCRETE INSTITUTE | ACI | ACI 311.4R | Guide for Concrete Inspection | 2005
947 | 03 31 30 | MARINE CONCRETE | 05/24 | AMERICAN CONCRETE INSTITUTE | ACI | ACI 318 | Building Code Requirements for Structural Concrete (ACI 318-19) and Commentary (ACI 318R-19) | 2019; R 2022
948 | 03 31 30 | MARINE CONCRETE | 05/24 | AMERICAN CONCRETE INSTITUTE | ACI | ACI 318M | Building Code Requirements for Structural Concrete & Commentary | 2019; Errata 2022
949 | 03 31 30 | MARINE CONCRETE | 05/24 | AMERICAN CONCRETE INSTITUTE | ACI | ACI 347R | Guide to Formwork for Concrete | 2014; Errata 1 2017
950 | 03 31 30 | MARINE CONCRETE | 05/24 | AMERICAN CONCRETE INSTITUTE | ACI | ACI MNL-2 | ACI Manual of Concrete Inspection | 2019; 11th Edition
951 | 03 31 30 | MARINE CONCRETE | 05/24 | AMERICAN CONCRETE INSTITUTE | ACI | ACI MNL-15 | Field Reference Manual: Specifications for Concrete Construction ACI 301-20 with Selected ACI References | 2020
952 | 03 31 30 | MARINE CONCRETE | 05/24 | AMERICAN CONCRETE INSTITUTE | ACI | ACI MNL-66 | ACI Detailing Manual | 2020
953 | 03 31 30 | MARINE CONCRETE | 05/24 | AMERICAN WELDING SOCIETY | AWS | AWS D1.4/D1.4M | Structural Welding Code - Reinforcing Steel | 2018
954 | 03 31 30 | MARINE CONCRETE | 05/24 | APA - THE ENGINEERED WOOD ASSOCIATION | APA | APA PS 1 | Structural Plywood (with Typical APA Trademarks) | 2009
955 | 03 31 30 | MARINE CONCRETE | 05/24 | ASTM INTERNATIONAL | ASTM | ASTM A184/A184M | Standard Specification for Welded Deformed Steel Bar Mats for Concrete Reinforcement | 2019
956 | 03 31 30 | MARINE CONCRETE | 05/24 | ASTM INTERNATIONAL | ASTM | ASTM A416/A416M | Standard Specification for Low-Relaxation, Seven-Wire for Prestressed Concrete | 2024
957 | 03 31 30 | MARINE CONCRETE | 05/24 | ASTM INTERNATIONAL | ASTM | ASTM A615/A615M | Standard Specification for Deformed and Plain Carbon-Steel Bars for Concrete Reinforcement | 2022
958 | 03 31 30 | MARINE CONCRETE | 05/24 | ASTM INTERNATIONAL | ASTM | ASTM A706/A706M | Standard Specification for Low-Alloy Steel Deformed and Plain Bars for Concrete Reinforcement | 2022a
959 | 03 31 30 | MARINE CONCRETE | 05/24 | ASTM INTERNATIONAL | ASTM | ASTM A767/A767M | Standard Specification for Zinc-Coated (Galvanized) Steel Bars for Concrete Reinforcement | 2019
960 | 03 31 30 | MARINE CONCRETE | 05/24 | ASTM INTERNATIONAL | ASTM | ASTM A780/A780M | Standard Practice for Repair of Damaged and Uncoated Areas of Hot-Dip Galvanized Coatings | 2020
961 | 03 31 30 | MARINE CONCRETE | 05/24 | ASTM INTERNATIONAL | ASTM | ASTM A882/A882M | Standard Specification for Filled Epoxy-Coated Seven-Wire Prestressing Steel Strand | 2020
962 | 03 31 30 | MARINE CONCRETE | 05/24 | ASTM INTERNATIONAL | ASTM | ASTM A884/A884M | Standard Specification for Epoxy-Coated Steel Wire and Welded Wire Reinforcement | 2019; Errata 1
963 | 03 31 30 | MARINE CONCRETE | 05/24 | ASTM INTERNATIONAL | ASTM | ASTM A886/A886M | Standard Specification for Steel Strand, Indented, Seven-Wire Stress-Relieved for Prestressed Concrete | 2024
964 | 03 31 30 | MARINE CONCRETE | 05/24 | ASTM INTERNATIONAL | ASTM | ASTM A934/A934M | Standard Specification for Epoxy-Coated Prefabricated Steel Reinforcing Bars | 2022
965 | 03 31 30 | MARINE CONCRETE | 05/24 | ASTM INTERNATIONAL | ASTM | ASTM A955/A955M | Standard Specification for Deformed and Plain Stainless-Steel Bars for Concrete Reinforcement | 2020c
966 | 03 31 30 | MARINE CONCRETE | 05/24 | ASTM INTERNATIONAL | ASTM | ASTM A970/A970M | Standard Specification for Headed Steel Bars for Concrete Reinforcement | 2018
967 | 03 31 30 | MARINE CONCRETE | 05/24 | ASTM INTERNATIONAL | ASTM | ASTM A996/A996M | Standard Specification for Rail-Steel and Axle-Steel Deformed Bars for Concrete Reinforcement | 2016
968 | 03 31 30 | MARINE CONCRETE | 05/24 | ASTM INTERNATIONAL | ASTM | ASTM A1022/A1022M | Standard Specification for Deformed and Plain Stainless Steel Wire and Welded Wire for Concrete Reinforcement | 2016b
969 | 03 31 30 | MARINE CONCRETE | 05/24 | ASTM INTERNATIONAL | ASTM | ASTM A1035/A1035M | Standard Specification for Deformed and Plain, Low-carbon, Chromium, Steel Bars for Concrete Reinforcement | 2023a
970 | 03 31 30 | MARINE CONCRETE | 05/24 | ASTM INTERNATIONAL | ASTM | ASTM A1044/A1044M | Standard Specification for Steel Stud Assemblies for Shear Reinforcement of Concrete | 2016a; Errata 1
971 | 03 31 30 | MARINE CONCRETE | 05/24 | ASTM INTERNATIONAL | ASTM | ASTM A1055/A1055M | Standard Specification for Zinc and Epoxy Dual Coated Steel Reinforcing Bars | 2022
972 | 03 31 30 | MARINE CONCRETE | 05/24 | ASTM INTERNATIONAL | ASTM | ASTM A1060/A1060M | Standard Specification for Zinc-Coated (Galvanized) Steel Welded Wire Reinforcement, Plain and Deformed, for Concrete | 2016b
973 | 03 31 30 | MARINE CONCRETE | 05/24 | ASTM INTERNATIONAL | ASTM | ASTM A1064/A1064M | Standard Specification for Carbon-Steel Wire and Welded Wire Reinforcement, Plain and Deformed, for Concrete | 2024
974 | 03 31 30 | MARINE CONCRETE | 05/24 | ASTM INTERNATIONAL | ASTM | ASTM C31/C31M | Standard Practice for Making and Curing Concrete Test Specimens in the Field | 2024b
975 | 03 31 30 | MARINE CONCRETE | 05/24 | ASTM INTERNATIONAL | ASTM | ASTM C33/C33M | Standard Specification for Concrete Aggregates | 2023
976 | 03 31 30 | MARINE CONCRETE | 05/24 | ASTM INTERNATIONAL | ASTM | ASTM C39/C39M | Standard Test Method for Compressive Strength of Cylindrical Concrete Specimens | 2024
977 | 03 31 30 | MARINE CONCRETE | 05/24 | ASTM INTERNATIONAL | ASTM | ASTM C42/C42M | Standard Test Method for Obtaining and Testing Drilled Cores and Sawed Beams of Concrete | 2020
978 | 03 31 30 | MARINE CONCRETE | 05/24 | ASTM INTERNATIONAL | ASTM | ASTM C78/C78M | Standard Test Method for Flexural Strength of Concrete (Using Simple Beam with Third-Point Loading) | 2022
979 | 03 31 30 | MARINE CONCRETE | 05/24 | ASTM INTERNATIONAL | ASTM | ASTM C94/C94M | Standard Specification for Ready-Mixed Concrete | 2024a
980 | 03 31 30 | MARINE CONCRETE | 05/24 | ASTM INTERNATIONAL | ASTM | ASTM C138/C138M | Standard Test Method for Density (Unit Weight), Yield, and Air Content (Gravimetric) of Concrete | 2023
981 | 03 31 30 | MARINE CONCRETE | 05/24 | ASTM INTERNATIONAL | ASTM | ASTM C143/C143M | Standard Test Method for Slump of Hydraulic-Cement Concrete | 2020
982 | 03 31 30 | MARINE CONCRETE | 05/24 | ASTM INTERNATIONAL | ASTM | ASTM C150/C150M | Standard Specification for Portland Cement | 2022
983 | 03 31 30 | MARINE CONCRETE | 05/24 | ASTM INTERNATIONAL | ASTM | ASTM C157/C157M | Standard Test Method for Length Change of Hardened Hydraulic-Cement Mortar and Concrete | 2017
984 | 03 31 30 | MARINE CONCRETE | 05/24 | ASTM INTERNATIONAL | ASTM | ASTM C171 | Standard Specification for Sheet Materials for Curing Concrete | 2020
985 | 03 31 30 | MARINE CONCRETE | 05/24 | ASTM INTERNATIONAL | ASTM | ASTM C172/C172M | Standard Practice for Sampling Freshly Mixed Concrete | 2017
986 | 03 31 30 | MARINE CONCRETE | 05/24 | ASTM INTERNATIONAL | ASTM | ASTM C173/C173M | Standard Test Method for Air Content of Freshly Mixed Concrete by the Volumetric Method | 2024
987 | 03 31 30 | MARINE CONCRETE | 05/24 | ASTM INTERNATIONAL | ASTM | ASTM C192/C192M | Standard Practice for Making and Curing Concrete Test Specimens in the Laboratory | 2019
988 | 03 31 30 | MARINE CONCRETE | 05/24 | ASTM INTERNATIONAL | ASTM | ASTM C231/C231M | Standard Test Method for Air Content of Freshly Mixed Concrete by the Pressure Method | 2024
989 | 03 31 30 | MARINE CONCRETE | 05/24 | ASTM INTERNATIONAL | ASTM | ASTM C260/C260M | Standard Specification for Air-Entraining Admixtures for Concrete | 2010a; R 2016
990 | 03 31 30 | MARINE CONCRETE | 05/24 | ASTM INTERNATIONAL | ASTM | ASTM C295/C295M | Standard Guide for Petrographic Examination of Aggregates for Concrete | 2019
991 | 03 31 30 | MARINE CONCRETE | 05/24 | ASTM INTERNATIONAL | ASTM | ASTM C309 | Standard Specification for Liquid Membrane-Forming Compounds for Curing Concrete | 2019
992 | 03 31 30 | MARINE CONCRETE | 05/24 | ASTM INTERNATIONAL | ASTM | ASTM C311/C311M | Standard Test Methods for Sampling and Testing Fly Ash or Natural Pozzolans for Use in Portland-Cement Concrete | 2024
993 | 03 31 30 | MARINE CONCRETE | 05/24 | ASTM INTERNATIONAL | ASTM | ASTM C457/C457M | Standard Test Method for Microscopical Determination of Parameters of the Air-Void System in Hardened Concrete | 2023a
994 | 03 31 30 | MARINE CONCRETE | 05/24 | ASTM INTERNATIONAL | ASTM | ASTM C469/C469M | Standard Test Method for Static Modulus of Elasticity and Poisson's Ratio of Concrete in Compression | 2022
995 | 03 31 30 | MARINE CONCRETE | 05/24 | ASTM INTERNATIONAL | ASTM | ASTM C494/C494M | Standard Specification for Chemical Admixtures for Concrete | 2019; E 2022
996 | 03 31 30 | MARINE CONCRETE | 05/24 | ASTM INTERNATIONAL | ASTM | ASTM C496/C496M | Standard Test Method for Splitting Tensile Strength of Cylindrical Concrete Specimens | 2017
997 | 03 31 30 | MARINE CONCRETE | 05/24 | ASTM INTERNATIONAL | ASTM | ASTM C595/C595M | Standard Specification for Blended Hydraulic Cements | 2023
998 | 03 31 30 | MARINE CONCRETE | 05/24 | ASTM INTERNATIONAL | ASTM | ASTM C618 | Standard Specification for Coal Fly Ash and Raw or Calcined Natural Pozzolan for Use in Concrete | 2023; E 2023
999 | 03 31 30 | MARINE CONCRETE | 05/24 | ASTM INTERNATIONAL | ASTM | ASTM C666/C666M | Resistance of Concrete to Rapid Freezing and Thawing | 2015
1000 | 03 31 30 | MARINE CONCRETE | 05/24 | ASTM INTERNATIONAL | ASTM | ASTM C805/C805M | Standard Test Method for Rebound Number of Hardened Concrete | 2018
1001 | 03 31 30 | MARINE CONCRETE | 05/24 | ASTM INTERNATIONAL | ASTM | ASTM C920 | Standard Specification for Elastomeric Joint Sealants | 2018
1002 | 03 31 30 | MARINE CONCRETE | 05/24 | ASTM INTERNATIONAL | ASTM | ASTM C989/C989M | Standard Specification for Slag Cement for Use in Concrete and Mortars | 2024
1003 | 03 31 30 | MARINE CONCRETE | 05/24 | ASTM INTERNATIONAL | ASTM | ASTM C1017/C1017M | Standard Specification for Chemical Admixtures for Use in Producing Flowing Concrete | 2013; E 2015
1004 | 03 31 30 | MARINE CONCRETE | 05/24 | ASTM INTERNATIONAL | ASTM | ASTM C1064/C1064M | Standard Test Method for Temperature of Freshly Mixed Hydraulic-Cement Concrete | 2023
1005 | 03 31 30 | MARINE CONCRETE | 05/24 | ASTM INTERNATIONAL | ASTM | ASTM C1074 | Standard Practice for Estimating Concrete Strength by the Maturity Method | 2019; E 2021
1006 | 03 31 30 | MARINE CONCRETE | 05/24 | ASTM INTERNATIONAL | ASTM | ASTM C1077 | Standard Practice for Agencies Testing Concrete and Concrete Aggregates for Use in Construction and Criteria for Testing Agency Evaluation | 2024
1007 | 03 31 30 | MARINE CONCRETE | 05/24 | ASTM INTERNATIONAL | ASTM | ASTM C1107/C1107M | Standard Specification for Packaged Dry, Hydraulic-Cement Grout (Nonshrink) | 2020
1008 | 03 31 30 | MARINE CONCRETE | 05/24 | ASTM INTERNATIONAL | ASTM | ASTM C1152/C1152M | Standard Test Method for Acid-Soluble Chloride in Mortar and Concrete | 2020
1009 | 03 31 30 | MARINE CONCRETE | 05/24 | ASTM INTERNATIONAL | ASTM | ASTM C1157/C1157M | Standard Performance Specification for Hydraulic Cement | 2023
1010 | 03 31 30 | MARINE CONCRETE | 05/24 | ASTM INTERNATIONAL | ASTM | ASTM C1202 | Standard Test Method for Electrical Indication of Concrete's Ability to Resist Chloride Ion Penetration | 2022; E 2022
1011 | 03 31 30 | MARINE CONCRETE | 05/24 | ASTM INTERNATIONAL | ASTM | ASTM C1231/C1231M | Standard Practice for Use of Unbonded Caps in Determination of Compressive Strength of Hardened Concrete Cylinders | 2023
1012 | 03 31 30 | MARINE CONCRETE | 05/24 | ASTM INTERNATIONAL | ASTM | ASTM C1240 | Standard Specification for Silica Fume Used in Cementitious Mixtures | 2020
1013 | 03 31 30 | MARINE CONCRETE | 05/24 | ASTM INTERNATIONAL | ASTM | ASTM C1260 | Standard Test Method for Potential Alkali Reactivity of Aggregates (Mortar-Bar Method) | 2023
1014 | 03 31 30 | MARINE CONCRETE | 05/24 | ASTM INTERNATIONAL | ASTM | ASTM C1567 | Standard Test Method for Potential Alkali-Silica Reactivity of Combinations of Cementitious Materials and Aggregate (Accelerated Mortar-Bar Method) | 2023
1015 | 03 31 30 | MARINE CONCRETE | 05/24 | ASTM INTERNATIONAL | ASTM | ASTM C1602/C1602M | Standard Specification for Mixing Water Used in Production of Hydraulic Cement Concrete | 2022
1016 | 03 31 30 | MARINE CONCRETE | 05/24 | ASTM INTERNATIONAL | ASTM | ASTM C1610/C1610M | Standard Test Method for Static Segregation of Self-Consolidating Concrete Using Column Technique | 2021
1017 | 03 31 30 | MARINE CONCRETE | 05/24 | ASTM INTERNATIONAL | ASTM | ASTM C1611/C1611M | Standard Test Method for Slump Flow of Self-Consolidating Concrete | 2021
1018 | 03 31 30 | MARINE CONCRETE | 05/24 | ASTM INTERNATIONAL | ASTM | ASTM C1621/C1621M | Standard Test Method for Passing Ability of Self-Consolidating Concrete by J-Ring | 2017; R 2023
1019 | 03 31 30 | MARINE CONCRETE | 05/24 | ASTM INTERNATIONAL | ASTM | ASTM C1778 | Standard Guide for Reducing the Risk of Deleterious Alkali-Aggregate Reaction in Concrete | 2023
1020 | 03 31 30 | MARINE CONCRETE | 05/24 | ASTM INTERNATIONAL | ASTM | ASTM D75/D75M | Standard Practice for Sampling Aggregates | 2019
1021 | 03 31 30 | MARINE CONCRETE | 05/24 | ASTM INTERNATIONAL | ASTM | ASTM D512 | Chloride Ion in Water | 2012
1022 | 03 31 30 | MARINE CONCRETE | 05/24 | ASTM INTERNATIONAL | ASTM | ASTM D516 | Standard Test Method for Sulfate Ion in Water | 2016
1023 | 03 31 30 | MARINE CONCRETE | 05/24 | ASTM INTERNATIONAL | ASTM | ASTM D1179 | Standard Test Methods for Fluoride Ion in Water | 2016
1024 | 03 31 30 | MARINE CONCRETE | 05/24 | ASTM INTERNATIONAL | ASTM | ASTM D1751 | Standard Specification for Preformed Expansion Joint Filler for Concrete Paving and Structural Construction (Nonextruding and Resilient Bituminous Types) | 2018
1025 | 03 31 30 | MARINE CONCRETE | 05/24 | ASTM INTERNATIONAL | ASTM | ASTM D1752 | Standard Specification for Preformed Sponge Rubber, Cork and Recycled PVC Expansion Joint Fillers for Concrete Paving and Structural Construction | 2018
1026 | 03 31 30 | MARINE CONCRETE | 05/24 | ASTM INTERNATIONAL | ASTM | ASTM D3867 | Standard Test Methods for Nitrite-Nitrate in Water | 2016
1027 | 03 31 30 | MARINE CONCRETE | 05/24 | ASTM INTERNATIONAL | ASTM | ASTM D6690 | Standard Specification for Joint and Crack Sealants, Hot Applied, for Concrete and Asphalt Pavements | 2021
1028 | 03 31 30 | MARINE CONCRETE | 05/24 | ASTM INTERNATIONAL | ASTM | ASTM D7957/D7957M | Standard Specification for Solid Round Glass Fiber Reinforced Polymer Bars for Concrete Reinforcement | 2017
1029 | 03 31 30 | MARINE CONCRETE | 05/24 | ASTM INTERNATIONAL | ASTM | ASTM E329 | Standard Specification for Agencies Engaged in Construction Inspection, Testing, or Special Inspection | 2023
1030 | 03 31 30 | MARINE CONCRETE | 05/24 | CONCRETE REINFORCING STEEL INSTITUTE | CRSI | CRSI 10MSP | Manual of Standard Practice | 2018; Errata 2019
1031 | 03 31 30 | MARINE CONCRETE | 05/24 | CONCRETE REINFORCING STEEL INSTITUTE | CRSI | CRSI RB4.1 | Supports for Reinforcement Used in Concrete | 2016
1032 | 03 31 30 | MARINE CONCRETE | 05/24 | U.S. ARMY CORPS OF ENGINEERS | USACE | COE CRD-C 39 | Test Method for Coefficient of Linear Thermal Expansion of Concrete | 1981
1033 | 03 31 30 | MARINE CONCRETE | 05/24 | U.S. ARMY CORPS OF ENGINEERS | USACE | COE CRD-C 61 | Test Method for Determining the Resistance of Freshly Mixed Concrete to Washing Out in Water | 1989A
1034 | 03 31 30 | MARINE CONCRETE | 05/24 | U.S. ARMY CORPS OF ENGINEERS | USACE | COE CRD-C 572 | Corps of Engineers Specifications for Polyvinylchloride Waterstops | 1974
1035 | 03 31 30 | MARINE CONCRETE | 05/24 | U.S. GENERAL SERVICES ADMINISTRATION | GSA | FS SS-S-200 | Sealant, Joint, Two-Component, Jet-Blast-Resistant, Cold-Applied, for Portland Cement Concrete Pavement | Rev E; Notice 1; Notice 2
1036 | 03 33 00 | CAST-IN-PLACE ARCHITECTURAL CONCRETE | 11/09 | AMERICAN CONCRETE INSTITUTE | ACI | ACI 211.1 | Standard Practice for Selecting Proportions for Normal, Heavyweight and Mass Concrete | 1991; R 2009
1037 | 03 33 00 | CAST-IN-PLACE ARCHITECTURAL CONCRETE | 11/09 | AMERICAN CONCRETE INSTITUTE | ACI | ACI 211.2 | Standard Practice for Selecting Proportions for Structural Lightweight Concrete | 1998; R 2004
1038 | 03 33 00 | CAST-IN-PLACE ARCHITECTURAL CONCRETE | 11/09 | AMERICAN CONCRETE INSTITUTE | ACI | ACI 301 | Specifications for Structural Concrete | 2020
1039 | 03 33 00 | CAST-IN-PLACE ARCHITECTURAL CONCRETE | 11/09 | AMERICAN CONCRETE INSTITUTE | ACI | ACI 301M | Metric Specifications for Structural Concrete | 2020
1040 | 03 33 00 | CAST-IN-PLACE ARCHITECTURAL CONCRETE | 11/09 | AMERICAN CONCRETE INSTITUTE | ACI | ACI 318 | Building Code Requirements for Structural Concrete (ACI 318-19) and Commentary (ACI 318R-19) | 2019; R 2022
1041 | 03 33 00 | CAST-IN-PLACE ARCHITECTURAL CONCRETE | 11/09 | AMERICAN CONCRETE INSTITUTE | ACI | ACI 318M | Building Code Requirements for Structural Concrete & Commentary | 2019; Errata 2022
1042 | 03 33 00 | CAST-IN-PLACE ARCHITECTURAL CONCRETE | 11/09 | AMERICAN CONCRETE INSTITUTE | ACI | ACI 347R | Guide to Formwork for Concrete | 2014; Errata 1 2017
1043 | 03 33 00 | CAST-IN-PLACE ARCHITECTURAL CONCRETE | 11/09 | AMERICAN CONCRETE INSTITUTE | ACI | ACI SP-66 | ACI Detailing Manual | 2004
1044 | 03 33 00 | CAST-IN-PLACE ARCHITECTURAL CONCRETE | 11/09 | ASTM INTERNATIONAL | ASTM | ASTM A36/A36M | Standard Specification for Carbon Structural Steel | 2019
1045 | 03 37 00 | PREPLACED-AGGREGATE CONCRETE | 11/09 | AMERICAN ASSOCIATION OF STATE HIGHWAY AND TRANSPORTATION OFFICIALS | AASHTO | AASHTO M 182 | Standard Specification for Burlap Cloth Made from Jute or Kenaf and Cotton Mats | 2005; R 2021
1046 | 03 37 00 | PREPLACED-AGGREGATE CONCRETE | 11/09 | AMERICAN CONCRETE INSTITUTE | ACI | ACI 211.1 | Standard Practice for Selecting Proportions for Normal, Heavyweight and Mass Concrete | 1991; R 2009
1047 | 03 37 00 | PREPLACED-AGGREGATE CONCRETE | 11/09 | AMERICAN CONCRETE INSTITUTE | ACI | ACI 214R | Evaluation of Strength Test Results of Concrete | 2011
1048 | 03 37 00 | PREPLACED-AGGREGATE CONCRETE | 11/09 | AMERICAN CONCRETE INSTITUTE | ACI | ACI 305R | Guide to Hot Weather Concreting | 2020
1049 | 03 37 00 | PREPLACED-AGGREGATE CONCRETE | 11/09 | AMERICAN SOCIETY OF MECHANICAL ENGINEERS | ASME | ASME B36.10M | Welded and Seamless Wrought Steel Pipe | 2022
1050 | 03 37 00 | PREPLACED-AGGREGATE CONCRETE | 11/09 | ASTM INTERNATIONAL | ASTM | ASTM C39/C39M | Standard Test Method for Compressive Strength of Cylindrical Concrete Specimens | 2024
1051 | 03 37 00 | PREPLACED-AGGREGATE CONCRETE | 11/09 | ASTM INTERNATIONAL | ASTM | ASTM C40 | Standard Test Method for Organic Impurities in Fine Aggregates for Concrete | 2011
1052 | 03 37 00 | PREPLACED-AGGREGATE CONCRETE | 11/09 | ASTM INTERNATIONAL | ASTM | ASTM C40/C40M | Standard Test Method for Organic Impurities in Fine Aggregates for Concrete | 2020
1053 | 03 37 00 | PREPLACED-AGGREGATE CONCRETE | 11/09 | ASTM INTERNATIONAL | ASTM | ASTM C87/C87M | Standard Test Method for Effect of Organic Impurities in Fine Aggregate on Strength of Mortar | 2023
1054 | 03 37 00 | PREPLACED-AGGREGATE CONCRETE | 11/09 | ASTM INTERNATIONAL | ASTM | ASTM C117 | Standard Test Method for Materials Finer than 75-um (No. 200) Sieve in Mineral Aggregates by Washing | 2023
1055 | 03 37 00 | PREPLACED-AGGREGATE CONCRETE | 11/09 | ASTM INTERNATIONAL | ASTM | ASTM C123/C123M | Standard Test Method for Lightweight Particles in Aggregate | 2023
1056 | 03 37 00 | PREPLACED-AGGREGATE CONCRETE | 11/09 | ASTM INTERNATIONAL | ASTM | ASTM C127 | Standard Test Method for Density, Relative Density (Specific Gravity), and Absorption of Coarse Aggregate | 2015
1057 | 03 37 00 | PREPLACED-AGGREGATE CONCRETE | 11/09 | ASTM INTERNATIONAL | ASTM | ASTM C128 | Standard Test Method for Density, Relative Density (Specific Gravity), and Absorption of Fine Aggregate | 2022
1058 | 03 37 00 | PREPLACED-AGGREGATE CONCRETE | 11/09 | ASTM INTERNATIONAL | ASTM | ASTM C131/C131M | Standard Test Method for Resistance to Degradation of Small-Size Coarse Aggregate by Abrasion and Impact in the Los Angeles Machine | 2020
1059 | 03 37 00 | PREPLACED-AGGREGATE CONCRETE | 11/09 | ASTM INTERNATIONAL | ASTM | ASTM C136/C136M | Standard Test Method for Sieve Analysis of Fine and Coarse Aggregates | 2019
1060 | 03 37 00 | PREPLACED-AGGREGATE CONCRETE | 11/09 | ASTM INTERNATIONAL | ASTM | ASTM C142/C142M | Standard Test Method for Clay Lumps and Friable Particles in Aggregates | 2017; R 2023
1061 | 03 37 00 | PREPLACED-AGGREGATE CONCRETE | 11/09 | ASTM INTERNATIONAL | ASTM | ASTM C150/C150M | Standard Specification for Portland Cement | 2022
1062 | 03 37 00 | PREPLACED-AGGREGATE CONCRETE | 11/09 | ASTM INTERNATIONAL | ASTM | ASTM C171 | Standard Specification for Sheet Materials for Curing Concrete | 2020
1063 | 03 37 00 | PREPLACED-AGGREGATE CONCRETE | 11/09 | ASTM INTERNATIONAL | ASTM | ASTM C231/C231M | Standard Test Method for Air Content of Freshly Mixed Concrete by the Pressure Method | 2024
1064 | 03 37 00 | PREPLACED-AGGREGATE CONCRETE | 11/09 | ASTM INTERNATIONAL | ASTM | ASTM C260/C260M | Standard Specification for Air-Entraining Admixtures for Concrete | 2010a; R 2016
1065 | 03 37 00 | PREPLACED-AGGREGATE CONCRETE | 11/09 | ASTM INTERNATIONAL | ASTM | ASTM C295/C295M | Standard Guide for Petrographic Examination of Aggregates for Concrete | 2019
1066 | 03 37 00 | PREPLACED-AGGREGATE CONCRETE | 11/09 | ASTM INTERNATIONAL | ASTM | ASTM C309 | Standard Specification for Liquid Membrane-Forming Compounds for Curing Concrete | 2019
1067 | 03 37 00 | PREPLACED-AGGREGATE CONCRETE | 11/09 | ASTM INTERNATIONAL | ASTM | ASTM C441/C441M | Standard Test Method for Effectiveness of Pozzolans or Ground Blast-Furnace Slag in Preventing Excessive Expansion of Concrete Due to the Alkali-Silica Reaction | 2017
1068 | 03 37 00 | PREPLACED-AGGREGATE CONCRETE | 11/09 | ASTM INTERNATIONAL | ASTM | ASTM C494/C494M | Standard Specification for Chemical Admixtures for Concrete | 2019; E 2022
1069 | 03 37 00 | PREPLACED-AGGREGATE CONCRETE | 11/09 | ASTM INTERNATIONAL | ASTM | ASTM C535 | Standard Test Method for Resistance to Degradation of Large-Size Coarse Aggregate by Abrasion and Impact in the Los Angeles Machine | 2016
1070 | 03 37 00 | PREPLACED-AGGREGATE CONCRETE | 11/09 | ASTM INTERNATIONAL | ASTM | ASTM C566 | Standard Test Method for Total Evaporable Moisture Content of Aggregate by Drying | 2013
1071 | 03 37 00 | PREPLACED-AGGREGATE CONCRETE | 11/09 | ASTM INTERNATIONAL | ASTM | ASTM C618 | Standard Specification for Coal Fly Ash and Raw or Calcined Natural Pozzolan for Use in Concrete | 2023; E 2023
1072 | 03 37 00 | PREPLACED-AGGREGATE CONCRETE | 11/09 | ASTM INTERNATIONAL | ASTM | ASTM C666/C666M | Resistance of Concrete to Rapid Freezing and Thawing | 2015
1073 | 03 37 00 | PREPLACED-AGGREGATE CONCRETE | 11/09 | ASTM INTERNATIONAL | ASTM | ASTM C937 | Grout Fluidifier for Preplaced-Aggregate Concrete | 2023
1074 | 03 37 00 | PREPLACED-AGGREGATE CONCRETE | 11/09 | ASTM INTERNATIONAL | ASTM | ASTM C938 | Standard Practice for Proportioning Grout Mixtures for Preplaced-Aggregate Concrete | 2016
1075 | 03 37 00 | PREPLACED-AGGREGATE CONCRETE | 11/09 | ASTM INTERNATIONAL | ASTM | ASTM C939/C939M | Standard Test Method for Flow of Grout for Preplaced-Aggregate Concrete (Flow Cone Method) | 2022
1076 | 03 37 00 | PREPLACED-AGGREGATE CONCRETE | 11/09 | ASTM INTERNATIONAL | ASTM | ASTM C943 | Standard Practice for Making Test Cylinders and Prisms for Determining Strength and Density of Preplaced-Aggregate Concrete in the Laboratory | 2017
1077 | 03 37 00 | PREPLACED-AGGREGATE CONCRETE | 11/09 | ASTM INTERNATIONAL | ASTM | ASTM C989/C989M | Standard Specification for Slag Cement for Use in Concrete and Mortars | 2024
1078 | 03 37 00 | PREPLACED-AGGREGATE CONCRETE | 11/09 | ASTM INTERNATIONAL | ASTM | ASTM C1064/C1064M | Standard Test Method for Temperature of Freshly Mixed Hydraulic-Cement Concrete | 2023
1079 | 03 37 00 | PREPLACED-AGGREGATE CONCRETE | 11/09 | ASTM INTERNATIONAL | ASTM | ASTM C1077 | Standard Practice for Agencies Testing Concrete and Concrete Aggregates for Use in Construction and Criteria for Testing Agency Evaluation | 2024
1080 | 03 37 00 | PREPLACED-AGGREGATE CONCRETE | 11/09 | ASTM INTERNATIONAL | ASTM | ASTM C1107/C1107M | Standard Specification for Packaged Dry, Hydraulic-Cement Grout (Nonshrink) | 2020
1081 | 03 37 00 | PREPLACED-AGGREGATE CONCRETE | 11/09 | ASTM INTERNATIONAL | ASTM | ASTM C1260 | Standard Test Method for Potential Alkali Reactivity of Aggregates (Mortar-Bar Method) | 2023
1082 | 03 37 00 | PREPLACED-AGGREGATE CONCRETE | 11/09 | ASTM INTERNATIONAL | ASTM | ASTM C1567 | Standard Test Method for Potential Alkali-Silica Reactivity of Combinations of Cementitious Materials and Aggregate (Accelerated Mortar-Bar Method) | 2023
1083 | 03 37 00 | PREPLACED-AGGREGATE CONCRETE | 11/09 | ASTM INTERNATIONAL | ASTM | ASTM D4791 | Flat Particles, Elongated Particles, or Flat and Elongated Particles in Coarse Aggregate | 2019
1084 | 03 37 00 | PREPLACED-AGGREGATE CONCRETE | 11/09 | NATIONAL INSTITUTE OF STANDARDS AND TECHNOLOGY | NIST | NIST HB 44 | Specifications, Tolerances, and Other Technical Requirements for Weighing and Measuring Devices | 2018
1085 | 03 37 00 | PREPLACED-AGGREGATE CONCRETE | 11/09 | U.S. ARMY CORPS OF ENGINEERS | USACE | COE CRD-C 94 | Corps of Engineers Specification for Surface Retarders | 1995
1086 | 03 37 00 | PREPLACED-AGGREGATE CONCRETE | 11/09 | U.S. ARMY CORPS OF ENGINEERS | USACE | COE CRD-C 100 | Method of Sampling Concrete Aggregate and Aggregate Sources, and Selection of Material for Testing | 1975
1087 | 03 37 00 | PREPLACED-AGGREGATE CONCRETE | 11/09 | U.S. ARMY CORPS OF ENGINEERS | USACE | COE CRD-C 104 | Method of Calculation of the Fineness Modulus of Aggregate | 1980
1088 | 03 37 00 | PREPLACED-AGGREGATE CONCRETE | 11/09 | U.S. ARMY CORPS OF ENGINEERS | USACE | COE CRD-C 114 | Test Method for Soundness of Aggregates by Freezing and Thawing of Concrete Specimens | 1997
1089 | 03 37 00 | PREPLACED-AGGREGATE CONCRETE | 11/09 | U.S. ARMY CORPS OF ENGINEERS | USACE | COE CRD-C 130 | Standard Recommended Practice for Estimating Scratch Hardness of Coarse Aggregate Particles | 2001
1090 | 03 37 00 | PREPLACED-AGGREGATE CONCRETE | 11/09 | U.S. ARMY CORPS OF ENGINEERS | USACE | COE CRD-C 400 | Requirements for Water for Use in Mixing or Curing Concrete | 1963
1091 | 03 37 13 | SHOTCRETE | 02/18 | AMERICAN CONCRETE INSTITUTE | ACI | ACI 117 | Specifications for Tolerances for Concrete Construction and Materials and Commentary | 2010; R 2015
1092 | 03 37 13 | SHOTCRETE | 02/18 | AMERICAN CONCRETE INSTITUTE | ACI | ACI 301 | Specifications for Structural Concrete | 2020
1093 | 03 37 13 | SHOTCRETE | 02/18 | ASTM INTERNATIONAL | ASTM | ASTM C33/C33M | Standard Specification for Concrete Aggregates | 2023
1094 | 03 37 13 | SHOTCRETE | 02/18 | ASTM INTERNATIONAL | ASTM | ASTM C42/C42M | Standard Test Method for Obtaining and Testing Drilled Cores and Sawed Beams of Concrete | 2020
1095 | 03 37 13 | SHOTCRETE | 02/18 | ASTM INTERNATIONAL | ASTM | ASTM C78/C78M | Standard Test Method for Flexural Strength of Concrete (Using Simple Beam with Third-Point Loading) | 2022
1096 | 03 37 13 | SHOTCRETE | 02/18 | ASTM INTERNATIONAL | ASTM | ASTM C94/C94M | Standard Specification for Ready-Mixed Concrete | 2024a
1097 | 03 37 13 | SHOTCRETE | 02/18 | ASTM INTERNATIONAL | ASTM | ASTM C127 | Standard Test Method for Density, Relative Density (Specific Gravity), and Absorption of Coarse Aggregate | 2015
1098 | 03 37 13 | SHOTCRETE | 02/18 | ASTM INTERNATIONAL | ASTM | ASTM C128 | Standard Test Method for Density, Relative Density (Specific Gravity), and Absorption of Fine Aggregate | 2022
1099 | 03 37 13 | SHOTCRETE | 02/18 | ASTM INTERNATIONAL | ASTM | ASTM C150/C150M | Standard Specification for Portland Cement | 2022
1100 | 03 37 13 | SHOTCRETE | 02/18 | ASTM INTERNATIONAL | ASTM | ASTM C171 | Standard Specification for Sheet Materials for Curing Concrete | 2020
1101 | 03 37 13 | SHOTCRETE | 02/18 | ASTM INTERNATIONAL | ASTM | ASTM C231/C231M | Standard Test Method for Air Content of Freshly Mixed Concrete by the Pressure Method | 2024
1102 | 03 37 13 | SHOTCRETE | 02/18 | ASTM INTERNATIONAL | ASTM | ASTM C309 | Standard Specification for Liquid Membrane-Forming Compounds for Curing Concrete | 2019
1103 | 03 37 13 | SHOTCRETE | 02/18 | ASTM INTERNATIONAL | ASTM | ASTM C457/C457M | Standard Test Method for Microscopical Determination of Parameters of the Air-Void System in Hardened Concrete | 2023a
1104 | 03 37 13 | SHOTCRETE | 02/18 | ASTM INTERNATIONAL | ASTM | ASTM C494/C494M | Standard Specification for Chemical Admixtures for Concrete | 2019; E 2022
1105 | 03 37 13 | SHOTCRETE | 02/18 | ASTM INTERNATIONAL | ASTM | ASTM C595/C595M | Standard Specification for Blended Hydraulic Cements | 2023
1106 | 03 37 13 | SHOTCRETE | 02/18 | ASTM INTERNATIONAL | ASTM | ASTM C618 | Standard Specification for Coal Fly Ash and Raw or Calcined Natural Pozzolan for Use in Concrete | 2023; E 2023
1107 | 03 37 13 | SHOTCRETE | 02/18 | ASTM INTERNATIONAL | ASTM | ASTM C642 | Standard Test Method for Density, Absorption, and Voids in Hardened Concrete | 2021
1108 | 03 37 13 | SHOTCRETE | 02/18 | ASTM INTERNATIONAL | ASTM | ASTM C685/C685M | Standard Specification for Concrete Made by Volumetric Batching and Continuous Mixing | 2017
1109 | 03 37 13 | SHOTCRETE | 02/18 | ASTM INTERNATIONAL | ASTM | ASTM C928/C928M | Standard Specification for Packaged, Dry, Rapid-Hardening Cementitious Materials for Concrete Repairs | 2020a
1110 | 03 37 13 | SHOTCRETE | 02/18 | ASTM INTERNATIONAL | ASTM | ASTM C989/C989M | Standard Specification for Slag Cement for Use in Concrete and Mortars | 2024
1111 | 03 37 13 | SHOTCRETE | 02/18 | ASTM INTERNATIONAL | ASTM | ASTM C1059/C1059M | Standard Specification for Latex Agents for Bonding Fresh to Hardened Concrete | 2021
1112 | 03 37 13 | SHOTCRETE | 02/18 | ASTM INTERNATIONAL | ASTM | ASTM C1064/C1064M | Standard Test Method for Temperature of Freshly Mixed Hydraulic-Cement Concrete | 2023
1113 | 03 37 13 | SHOTCRETE | 02/18 | ASTM INTERNATIONAL | ASTM | ASTM C1116/C1116M | Standard Specification for Fiber-Reinforced Concrete | 2023
1114 | 03 37 13 | SHOTCRETE | 02/18 | ASTM INTERNATIONAL | ASTM | ASTM C1140/C1140M | Standard Practice for Preparing and Testing Specimens from Shotcrete Test Panels | 2011; R 2019
1115 | 03 37 13 | SHOTCRETE | 02/18 | ASTM INTERNATIONAL | ASTM | ASTM C1141/C1141M | Standard Specification for Admixtures for Shotcrete | 2015
1116 | 03 37 13 | SHOTCRETE | 02/18 | ASTM INTERNATIONAL | ASTM | ASTM C1157/C1157M | Standard Performance Specification for Hydraulic Cement | 2023
1117 | 03 37 13 | SHOTCRETE | 02/18 | ASTM INTERNATIONAL | ASTM | ASTM C1218/C1218M | Standard Test Method for Water-Soluble Chloride in Mortar and Concrete | 2020c
1118 | 03 37 13 | SHOTCRETE | 02/18 | ASTM INTERNATIONAL | ASTM | ASTM C1240 | Standard Specification for Silica Fume Used in Cementitious Mixtures | 2020
1119 | 03 37 13 | SHOTCRETE | 02/18 | ASTM INTERNATIONAL | ASTM | ASTM C1293 | Standard Test Method for Determination of Length Change of Concrete Due to Alkali-Silica Reaction | 2008; R 2015
1120 | 03 37 13 | SHOTCRETE | 02/18 | ASTM INTERNATIONAL | ASTM | ASTM C1315 | Standard Specification for Liquid Membrane-Forming Compounds Having Special Properties for Curing and Sealing Concrete | 2019
1121 | 03 37 13 | SHOTCRETE | 02/18 | ASTM INTERNATIONAL | ASTM | ASTM C1385/C1385M | Standard Practice for Sampling Materials for Shotcrete | 2010; R 2017
1122 | 03 37 13 | SHOTCRETE | 02/18 | ASTM INTERNATIONAL | ASTM | ASTM C1399/C1399M | Standard Test Method for Obtaining Average Residual-Strength of Fiber-Reinforced Concrete | 2010; R 2015
1123 | 03 37 13 | SHOTCRETE | 02/18 | ASTM INTERNATIONAL | ASTM | ASTM C1436 | Standard Specification for Materials for Shotcrete | 2013
1124 | 03 37 13 | SHOTCRETE | 02/18 | ASTM INTERNATIONAL | ASTM | ASTM C1480/C1480M | Standard Specification for Packaged, Pre-Blended, Dry, Combined Materials for Use in Wet or Dry Shotcrete Application | 2007; R 2012
1125 | 03 37 13 | SHOTCRETE | 02/18 | ASTM INTERNATIONAL | ASTM | ASTM C1550 | Standard Test Method for Flexural Toughness of Fiber Reinforced Concrete (Using Centrally Loaded Round Panel) | 2012
1126 | 03 37 13 | SHOTCRETE | 02/18 | ASTM INTERNATIONAL | ASTM | ASTM C1567 | Standard Test Method for Potential Alkali-Silica Reactivity of Combinations of Cementitious Materials and Aggregate (Accelerated Mortar-Bar Method) | 2023
1127 | 03 37 13 | SHOTCRETE | 02/18 | ASTM INTERNATIONAL | ASTM | ASTM C1583/C1583M | Standard Test Method for Tensile Strength of Concrete Surfaces and the Bond Strength or Tensile Strength of Concrete Repair and Overlay Materials by Direct Tension (Pull-off Method) | 2013
1128 | 03 37 13 | SHOTCRETE | 02/18 | ASTM INTERNATIONAL | ASTM | ASTM C1602/C1602M | Standard Specification for Mixing Water Used in Production of Hydraulic Cement Concrete | 2022
1129 | 03 37 13 | SHOTCRETE | 02/18 | ASTM INTERNATIONAL | ASTM | ASTM C1604/C1604M | Standard Test Method for Obtaining and Testing Drilled Cores of Shotcrete | 2005; R 2012
1130 | 03 37 13 | SHOTCRETE | 02/18 | ASTM INTERNATIONAL | ASTM | ASTM C1609/C1609M | Standard Test Method for Flexural Performance of Fiber-Reinforced Concrete (Using Beam with Third-Point Landing) | 2024
1131 | 03 37 13 | SHOTCRETE | 02/18 | ASTM INTERNATIONAL | ASTM | ASTM C1778 | Standard Guide for Reducing the Risk of Deleterious Alkali-Aggregate Reaction in Concrete | 2023
1132 | 03 37 23 | ROLLER-COMPACTED CONCRETE FOR MASS CONCRETE CONSTRUCTION | 11/09 | AMERICAN CONCRETE INSTITUTE | ACI | ACI 117 | Specifications for Tolerances for Concrete Construction and Materials and Commentary | 2010; R 2015
1133 | 03 37 23 | ROLLER-COMPACTED CONCRETE FOR MASS CONCRETE CONSTRUCTION | 11/09 | AMERICAN CONCRETE INSTITUTE | ACI | ACI 305R | Guide to Hot Weather Concreting | 2020
1134 | 03 37 23 | ROLLER-COMPACTED CONCRETE FOR MASS CONCRETE CONSTRUCTION | 11/09 | AMERICAN CONCRETE INSTITUTE | ACI | ACI 347R | Guide to Formwork for Concrete | 2014; Errata 1 2017
1135 | 03 37 23 | ROLLER-COMPACTED CONCRETE FOR MASS CONCRETE CONSTRUCTION | 11/09 | ASTM INTERNATIONAL | ASTM | ASTM C31/C31M | Standard Practice for Making and Curing Concrete Test Specimens in the Field | 2024b
1136 | 03 37 23 | ROLLER-COMPACTED CONCRETE FOR MASS CONCRETE CONSTRUCTION | 11/09 | ASTM INTERNATIONAL | ASTM | ASTM C33/C33M | Standard Specification for Concrete Aggregates | 2023
1137 | 03 37 23 | ROLLER-COMPACTED CONCRETE FOR MASS CONCRETE CONSTRUCTION | 11/09 | ASTM INTERNATIONAL | ASTM | ASTM C39/C39M | Standard Test Method for Compressive Strength of Cylindrical Concrete Specimens | 2024
1138 | 03 37 23 | ROLLER-COMPACTED CONCRETE FOR MASS CONCRETE CONSTRUCTION | 11/09 | ASTM INTERNATIONAL | ASTM | ASTM C40 | Standard Test Method for Organic Impurities in Fine Aggregates for Concrete | 2011
1139 | 03 37 23 | ROLLER-COMPACTED CONCRETE FOR MASS CONCRETE CONSTRUCTION | 11/09 | ASTM INTERNATIONAL | ASTM | ASTM C40/C40M | Standard Test Method for Organic Impurities in Fine Aggregates for Concrete | 2020
1140 | 03 37 23 | ROLLER-COMPACTED CONCRETE FOR MASS CONCRETE CONSTRUCTION | 11/09 | ASTM INTERNATIONAL | ASTM | ASTM C87/C87M | Standard Test Method for Effect of Organic Impurities in Fine Aggregate on Strength of Mortar | 2023
1141 | 03 37 23 | ROLLER-COMPACTED CONCRETE FOR MASS CONCRETE CONSTRUCTION | 11/09 | ASTM INTERNATIONAL | ASTM | ASTM C94/C94M | Standard Specification for Ready-Mixed Concrete | 2024a
1142 | 03 37 23 | ROLLER-COMPACTED CONCRETE FOR MASS CONCRETE CONSTRUCTION | 11/09 | ASTM INTERNATIONAL | ASTM | ASTM C117 | Standard Test Method for Materials Finer than 75-um (No. 200) Sieve in Mineral Aggregates by Washing | 2023
1143 | 03 37 23 | ROLLER-COMPACTED CONCRETE FOR MASS CONCRETE CONSTRUCTION | 11/09 | ASTM INTERNATIONAL | ASTM | ASTM C123/C123M | Standard Test Method for Lightweight Particles in Aggregate | 2023
1144 | 03 37 23 | ROLLER-COMPACTED CONCRETE FOR MASS CONCRETE CONSTRUCTION | 11/09 | ASTM INTERNATIONAL | ASTM | ASTM C127 | Standard Test Method for Density, Relative Density (Specific Gravity), and Absorption of Coarse Aggregate | 2015
1145 | 03 37 23 | ROLLER-COMPACTED CONCRETE FOR MASS CONCRETE CONSTRUCTION | 11/09 | ASTM INTERNATIONAL | ASTM | ASTM C128 | Standard Test Method for Density, Relative Density (Specific Gravity), and Absorption of Fine Aggregate | 2022
1146 | 03 37 23 | ROLLER-COMPACTED CONCRETE FOR MASS CONCRETE CONSTRUCTION | 11/09 | ASTM INTERNATIONAL | ASTM | ASTM C131/C131M | Standard Test Method for Resistance to Degradation of Small-Size Coarse Aggregate by Abrasion and Impact in the Los Angeles Machine | 2020
1147 | 03 37 23 | ROLLER-COMPACTED CONCRETE FOR MASS CONCRETE CONSTRUCTION | 11/09 | ASTM INTERNATIONAL | ASTM | ASTM C136/C136M | Standard Test Method for Sieve Analysis of Fine and Coarse Aggregates | 2019
1148 | 03 37 23 | ROLLER-COMPACTED CONCRETE FOR MASS CONCRETE CONSTRUCTION | 11/09 | ASTM INTERNATIONAL | ASTM | ASTM C138/C138M | Standard Test Method for Density (Unit Weight), Yield, and Air Content (Gravimetric) of Concrete | 2023
1149 | 03 37 23 | ROLLER-COMPACTED CONCRETE FOR MASS CONCRETE CONSTRUCTION | 11/09 | ASTM INTERNATIONAL | ASTM | ASTM C142/C142M | Standard Test Method for Clay Lumps and Friable Particles in Aggregates | 2017; R 2023
1150 | 03 37 23 | ROLLER-COMPACTED CONCRETE FOR MASS CONCRETE CONSTRUCTION | 11/09 | ASTM INTERNATIONAL | ASTM | ASTM C143/C143M | Standard Test Method for Slump of Hydraulic-Cement Concrete | 2020
1151 | 03 37 23 | ROLLER-COMPACTED CONCRETE FOR MASS CONCRETE CONSTRUCTION | 11/09 | ASTM INTERNATIONAL | ASTM | ASTM C150/C150M | Standard Specification for Portland Cement | 2022
1152 | 03 37 23 | ROLLER-COMPACTED CONCRETE FOR MASS CONCRETE CONSTRUCTION | 11/09 | ASTM INTERNATIONAL | ASTM | ASTM C172/C172M | Standard Practice for Sampling Freshly Mixed Concrete | 2017
1153 | 03 37 23 | ROLLER-COMPACTED CONCRETE FOR MASS CONCRETE CONSTRUCTION | 11/09 | ASTM INTERNATIONAL | ASTM | ASTM C231/C231M | Standard Test Method for Air Content of Freshly Mixed Concrete by the Pressure Method | 2024
1154 | 03 37 23 | ROLLER-COMPACTED CONCRETE FOR MASS CONCRETE CONSTRUCTION | 11/09 | ASTM INTERNATIONAL | ASTM | ASTM C260/C260M | Standard Specification for Air-Entraining Admixtures for Concrete | 2010a; R 2016
1155 | 03 37 23 | ROLLER-COMPACTED CONCRETE FOR MASS CONCRETE CONSTRUCTION | 11/09 | ASTM INTERNATIONAL | ASTM | ASTM C295/C295M | Standard Guide for Petrographic Examination of Aggregates for Concrete | 2019
1156 | 03 37 23 | ROLLER-COMPACTED CONCRETE FOR MASS CONCRETE CONSTRUCTION | 11/09 | ASTM INTERNATIONAL | ASTM | ASTM C441/C441M | Standard Test Method for Effectiveness of Pozzolans or Ground Blast-Furnace Slag in Preventing Excessive Expansion of Concrete Due to the Alkali-Silica Reaction | 2017
1157 | 03 37 23 | ROLLER-COMPACTED CONCRETE FOR MASS CONCRETE CONSTRUCTION | 11/09 | ASTM INTERNATIONAL | ASTM | ASTM C494/C494M | Standard Specification for Chemical Admixtures for Concrete | 2019; E 2022
1158 | 03 37 23 | ROLLER-COMPACTED CONCRETE FOR MASS CONCRETE CONSTRUCTION | 11/09 | ASTM INTERNATIONAL | ASTM | ASTM C535 | Standard Test Method for Resistance to Degradation of Large-Size Coarse Aggregate by Abrasion and Impact in the Los Angeles Machine | 2016
1159 | 03 37 23 | ROLLER-COMPACTED CONCRETE FOR MASS CONCRETE CONSTRUCTION | 11/09 | ASTM INTERNATIONAL | ASTM | ASTM C566 | Standard Test Method for Total Evaporable Moisture Content of Aggregate by Drying | 2013
1160 | 03 37 23 | ROLLER-COMPACTED CONCRETE FOR MASS CONCRETE CONSTRUCTION | 11/09 | ASTM INTERNATIONAL | ASTM | ASTM C618 | Standard Specification for Coal Fly Ash and Raw or Calcined Natural Pozzolan for Use in Concrete | 2023; E 2023
1161 | 03 37 23 | ROLLER-COMPACTED CONCRETE FOR MASS CONCRETE CONSTRUCTION | 11/09 | ASTM INTERNATIONAL | ASTM | ASTM C666/C666M | Resistance of Concrete to Rapid Freezing and Thawing | 2015
1162 | 03 37 23 | ROLLER-COMPACTED CONCRETE FOR MASS CONCRETE CONSTRUCTION | 11/09 | ASTM INTERNATIONAL | ASTM | ASTM C989/C989M | Standard Specification for Slag Cement for Use in Concrete and Mortars | 2024
1163 | 03 37 23 | ROLLER-COMPACTED CONCRETE FOR MASS CONCRETE CONSTRUCTION | 11/09 | ASTM INTERNATIONAL | ASTM | ASTM C1040/C1040M | Standard Test Methods for In-Place Density of Unhardened and Hardened Concrete, Including Roller Compacted Concrete, by Nuclear Methods | 2024
1164 | 03 37 23 | ROLLER-COMPACTED CONCRETE FOR MASS CONCRETE CONSTRUCTION | 11/09 | ASTM INTERNATIONAL | ASTM | ASTM C1064/C1064M | Standard Test Method for Temperature of Freshly Mixed Hydraulic-Cement Concrete | 2023
1165 | 03 37 23 | ROLLER-COMPACTED CONCRETE FOR MASS CONCRETE CONSTRUCTION | 11/09 | ASTM INTERNATIONAL | ASTM | ASTM C1077 | Standard Practice for Agencies Testing Concrete and Concrete Aggregates for Use in Construction and Criteria for Testing Agency Evaluation | 2024
1166 | 03 37 23 | ROLLER-COMPACTED CONCRETE FOR MASS CONCRETE CONSTRUCTION | 11/09 | ASTM INTERNATIONAL | ASTM | ASTM C1260 | Standard Test Method for Potential Alkali Reactivity of Aggregates (Mortar-Bar Method) | 2023
1167 | 03 37 23 | ROLLER-COMPACTED CONCRETE FOR MASS CONCRETE CONSTRUCTION | 11/09 | ASTM INTERNATIONAL | ASTM | ASTM C1567 | Standard Test Method for Potential Alkali-Silica Reactivity of Combinations of Cementitious Materials and Aggregate (Accelerated Mortar-Bar Method) | 2023
1168 | 03 37 23 | ROLLER-COMPACTED CONCRETE FOR MASS CONCRETE CONSTRUCTION | 11/09 | ASTM INTERNATIONAL | ASTM | ASTM D4318 | Standard Test Methods for Liquid Limit, Plastic Limit, and Plasticity Index of Soils | 2017; E 2018
1169 | 03 37 23 | ROLLER-COMPACTED CONCRETE FOR MASS CONCRETE CONSTRUCTION | 11/09 | ASTM INTERNATIONAL | ASTM | ASTM D4791 | Flat Particles, Elongated Particles, or Flat and Elongated Particles in Coarse Aggregate | 2019
1170 | 03 37 23 | ROLLER-COMPACTED CONCRETE FOR MASS CONCRETE CONSTRUCTION | 11/09 | NATIONAL INSTITUTE OF STANDARDS AND TECHNOLOGY | NIST | NIST HB 44 | Specifications, Tolerances, and Other Technical Requirements for Weighing and Measuring Devices | 2018
1171 | 03 37 23 | ROLLER-COMPACTED CONCRETE FOR MASS CONCRETE CONSTRUCTION | 11/09 | NATIONAL READY MIXED CONCRETE ASSOCIATION | NRMCA | NRMCA CPMB 100 | Concrete Plant Standards | 2000; R 2006
1172 | 03 37 23 | ROLLER-COMPACTED CONCRETE FOR MASS CONCRETE CONSTRUCTION | 11/09 | U.S. ARMY CORPS OF ENGINEERS | USACE | COE CRD-C 53 | Test Method for Consistency of No-Slump Concrete Using the Modified Vebe Apparatus | 2001
1173 | 03 37 23 | ROLLER-COMPACTED CONCRETE FOR MASS CONCRETE CONSTRUCTION | 11/09 | U.S. ARMY CORPS OF ENGINEERS | USACE | COE CRD-C 55 | Test Method for Within-Batch Uniformity of Freshly Mixed Concrete | 1992
1174 | 03 37 23 | ROLLER-COMPACTED CONCRETE FOR MASS CONCRETE CONSTRUCTION | 11/09 | U.S. ARMY CORPS OF ENGINEERS | USACE | COE CRD-C 100 | Method of Sampling Concrete Aggregate and Aggregate Sources, and Selection of Material for Testing | 1975
1175 | 03 37 23 | ROLLER-COMPACTED CONCRETE FOR MASS CONCRETE CONSTRUCTION | 11/09 | U.S. ARMY CORPS OF ENGINEERS | USACE | COE CRD-C 104 | Method of Calculation of the Fineness Modulus of Aggregate | 1980
1176 | 03 37 23 | ROLLER-COMPACTED CONCRETE FOR MASS CONCRETE CONSTRUCTION | 11/09 | U.S. ARMY CORPS OF ENGINEERS | USACE | COE CRD-C 114 | Test Method for Soundness of Aggregates by Freezing and Thawing of Concrete Specimens | 1997
1177 | 03 37 23 | ROLLER-COMPACTED CONCRETE FOR MASS CONCRETE CONSTRUCTION | 11/09 | U.S. ARMY CORPS OF ENGINEERS | USACE | COE CRD-C 130 | Standard Recommended Practice for Estimating Scratch Hardness of Coarse Aggregate Particles | 2001
1178 | 03 37 23 | ROLLER-COMPACTED CONCRETE FOR MASS CONCRETE CONSTRUCTION | 11/09 | U.S. ARMY CORPS OF ENGINEERS | USACE | COE CRD-C 143 | Specifications for Meters for Automatic Indication of Moisture in Fine Aggregate | 1962
1179 | 03 37 23 | ROLLER-COMPACTED CONCRETE FOR MASS CONCRETE CONSTRUCTION | 11/09 | U.S. ARMY CORPS OF ENGINEERS | USACE | COE CRD-C 400 | Requirements for Water for Use in Mixing or Curing Concrete | 1963
1180 | 03 37 23 | ROLLER-COMPACTED CONCRETE FOR MASS CONCRETE CONSTRUCTION | 11/09 | U.S. ARMY CORPS OF ENGINEERS | USACE | COE CRD-C 521 | Standard Test Method for Frequency and Amplitude of Vibrators for Concrete | 1981
1181 | 03 37 23 | ROLLER-COMPACTED CONCRETE FOR MASS CONCRETE CONSTRUCTION | 11/09 | U.S. ARMY CORPS OF ENGINEERS | USACE | EM 385-1-1 | Safety -- Safety and Occupational Health (SOH) Requirements | 2024
1182 | 03 37 29 | CONCRETE FOR CONCRETE CUTOFF WALLS | 11/09, CHG 1: 11/23 | AMERICAN CONCRETE INSTITUTE | ACI | ACI 211.1 | Standard Practice for Selecting Proportions for Normal, Heavyweight and Mass Concrete | 1991; R 2009
1183 | 03 37 29 | CONCRETE FOR CONCRETE CUTOFF WALLS | 11/09, CHG 1: 11/23 | ASTM INTERNATIONAL | ASTM | ASTM C31/C31M | Standard Practice for Making and Curing Concrete Test Specimens in the Field | 2024b
1184 | 03 37 29 | CONCRETE FOR CONCRETE CUTOFF WALLS | 11/09, CHG 1: 11/23 | ASTM INTERNATIONAL | ASTM | ASTM C33/C33M | Standard Specification for Concrete Aggregates | 2023
1185 | 03 37 29 | CONCRETE FOR CONCRETE CUTOFF WALLS | 11/09, CHG 1: 11/23 | ASTM INTERNATIONAL | ASTM | ASTM C39/C39M | Standard Test Method for Compressive Strength of Cylindrical Concrete Specimens | 2024
1186 | 03 37 29 | CONCRETE FOR CONCRETE CUTOFF WALLS | 11/09, CHG 1: 11/23 | ASTM INTERNATIONAL | ASTM | ASTM C40/C40M | Standard Test Method for Organic Impurities in Fine Aggregates for Concrete | 2020
1187 | 03 37 29 | CONCRETE FOR CONCRETE CUTOFF WALLS | 11/09, CHG 1: 11/23 | ASTM INTERNATIONAL | ASTM | ASTM C70 | Standard Test Method for Surface Moisture in Fine Aggregate | 2020
1188 | 03 37 29 | CONCRETE FOR CONCRETE CUTOFF WALLS | 11/09, CHG 1: 11/23 | ASTM INTERNATIONAL | ASTM | ASTM C87/C87M | Standard Test Method for Effect of Organic Impurities in Fine Aggregate on Strength of Mortar | 2023
1189 | 03 37 29 | CONCRETE FOR CONCRETE CUTOFF WALLS | 11/09, CHG 1: 11/23 | ASTM INTERNATIONAL | ASTM | ASTM C94/C94M | Standard Specification for Ready-Mixed Concrete | 2024a
1190 | 03 37 29 | CONCRETE FOR CONCRETE CUTOFF WALLS | 11/09, CHG 1: 11/23 | ASTM INTERNATIONAL | ASTM | ASTM C117 | Standard Test Method for Materials Finer than 75-um (No. 200) Sieve in Mineral Aggregates by Washing | 2023
1191 | 03 37 29 | CONCRETE FOR CONCRETE CUTOFF WALLS | 11/09, CHG 1: 11/23 | ASTM INTERNATIONAL | ASTM | ASTM C123/C123M | Standard Test Method for Lightweight Particles in Aggregate | 2023
1192 | 03 37 29 | CONCRETE FOR CONCRETE CUTOFF WALLS | 11/09, CHG 1: 11/23 | ASTM INTERNATIONAL | ASTM | ASTM C127 | Standard Test Method for Density, Relative Density (Specific Gravity), and Absorption of Coarse Aggregate | 2015
1193 | 03 37 29 | CONCRETE FOR CONCRETE CUTOFF WALLS | 11/09, CHG 1: 11/23 | ASTM INTERNATIONAL | ASTM | ASTM C128 | Standard Test Method for Density, Relative Density (Specific Gravity), and Absorption of Fine Aggregate | 2022
1194 | 03 37 29 | CONCRETE FOR CONCRETE CUTOFF WALLS | 11/09, CHG 1: 11/23 | ASTM INTERNATIONAL | ASTM | ASTM C131/C131M | Standard Test Method for Resistance to Degradation of Small-Size Coarse Aggregate by Abrasion and Impact in the Los Angeles Machine | 2020
1195 | 03 37 29 | CONCRETE FOR CONCRETE CUTOFF WALLS | 11/09, CHG 1: 11/23 | ASTM INTERNATIONAL | ASTM | ASTM C136/C136M | Standard Test Method for Sieve Analysis of Fine and Coarse Aggregates | 2019
1196 | 03 37 29 | CONCRETE FOR CONCRETE CUTOFF WALLS | 11/09, CHG 1: 11/23 | ASTM INTERNATIONAL | ASTM | ASTM C142/C142M | Standard Test Method for Clay Lumps and Friable Particles in Aggregates | 2017; R 2023
1197 | 03 37 29 | CONCRETE FOR CONCRETE CUTOFF WALLS | 11/09, CHG 1: 11/23 | ASTM INTERNATIONAL | ASTM | ASTM C143/C143M | Standard Test Method for Slump of Hydraulic-Cement Concrete | 2020
1198 | 03 37 29 | CONCRETE FOR CONCRETE CUTOFF WALLS | 11/09, CHG 1: 11/23 | ASTM INTERNATIONAL | ASTM | ASTM C150/C150M | Standard Specification for Portland Cement | 2022
1199 | 03 37 29 | CONCRETE FOR CONCRETE CUTOFF WALLS | 11/09, CHG 1: 11/23 | ASTM INTERNATIONAL | ASTM | ASTM C172/C172M | Standard Practice for Sampling Freshly Mixed Concrete | 2017
1200 | 03 37 29 | CONCRETE FOR CONCRETE CUTOFF WALLS | 11/09, CHG 1: 11/23 | ASTM INTERNATIONAL | ASTM | ASTM C192/C192M | Standard Practice for Making and Curing Concrete Test Specimens in the Laboratory | 2019
1201 | 03 37 29 | CONCRETE FOR CONCRETE CUTOFF WALLS | 11/09, CHG 1: 11/23 | ASTM INTERNATIONAL | ASTM | ASTM C231/C231M | Standard Test Method for Air Content of Freshly Mixed Concrete by the Pressure Method | 2024
1202 | 03 37 29 | CONCRETE FOR CONCRETE CUTOFF WALLS | 11/09, CHG 1: 11/23 | ASTM INTERNATIONAL | ASTM | ASTM C260/C260M | Standard Specification for Air-Entraining Admixtures for Concrete | 2010a; R 2016
1203 | 03 37 29 | CONCRETE FOR CONCRETE CUTOFF WALLS | 11/09, CHG 1: 11/23 | ASTM INTERNATIONAL | ASTM | ASTM C295/C295M | Standard Guide for Petrographic Examination of Aggregates for Concrete | 2019
1204 | 03 37 29 | CONCRETE FOR CONCRETE CUTOFF WALLS | 11/09, CHG 1: 11/23 | ASTM INTERNATIONAL | ASTM | ASTM C441/C441M | Standard Test Method for Effectiveness of Pozzolans or Ground Blast-Furnace Slag in Preventing Excessive Expansion of Concrete Due to the Alkali-Silica Reaction | 2017
1205 | 03 37 29 | CONCRETE FOR CONCRETE CUTOFF WALLS | 11/09, CHG 1: 11/23 | ASTM INTERNATIONAL | ASTM | ASTM C494/C494M | Standard Specification for Chemical Admixtures for Concrete | 2019; E 2022
1206 | 03 37 29 | CONCRETE FOR CONCRETE CUTOFF WALLS | 11/09, CHG 1: 11/23 | ASTM INTERNATIONAL | ASTM | ASTM C535 | Standard Test Method for Resistance to Degradation of Large-Size Coarse Aggregate by Abrasion and Impact in the Los Angeles Machine | 2016
1207 | 03 37 29 | CONCRETE FOR CONCRETE CUTOFF WALLS | 11/09, CHG 1: 11/23 | ASTM INTERNATIONAL | ASTM | ASTM C566 | Standard Test Method for Total Evaporable Moisture Content of Aggregate by Drying | 2013
1208 | 03 37 29 | CONCRETE FOR CONCRETE CUTOFF WALLS | 11/09, CHG 1: 11/23 | ASTM INTERNATIONAL | ASTM | ASTM C595/C595M | Standard Specification for Blended Hydraulic Cements | 2023
1209 | 03 37 29 | CONCRETE FOR CONCRETE CUTOFF WALLS | 11/09, CHG 1: 11/23 | ASTM INTERNATIONAL | ASTM | ASTM C618 | Standard Specification for Coal Fly Ash and Raw or Calcined Natural Pozzolan for Use in Concrete | 2023; E 2023
1210 | 03 37 29 | CONCRETE FOR CONCRETE CUTOFF WALLS | 11/09, CHG 1: 11/23 | ASTM INTERNATIONAL | ASTM | ASTM C989/C989M | Standard Specification for Slag Cement for Use in Concrete and Mortars | 2024
1211 | 03 37 29 | CONCRETE FOR CONCRETE CUTOFF WALLS | 11/09, CHG 1: 11/23 | ASTM INTERNATIONAL | ASTM | ASTM C1017/C1017M | Standard Specification for Chemical Admixtures for Use in Producing Flowing Concrete | 2013; E 2015
1212 | 03 37 29 | CONCRETE FOR CONCRETE CUTOFF WALLS | 11/09, CHG 1: 11/23 | ASTM INTERNATIONAL | ASTM | ASTM C1064/C1064M | Standard Test Method for Temperature of Freshly Mixed Hydraulic-Cement Concrete | 2023
1213 | 03 37 29 | CONCRETE FOR CONCRETE CUTOFF WALLS | 11/09, CHG 1: 11/23 | ASTM INTERNATIONAL | ASTM | ASTM C1077 | Standard Practice for Agencies Testing Concrete and Concrete Aggregates for Use in Construction and Criteria for Testing Agency Evaluation | 2024
1214 | 03 37 29 | CONCRETE FOR CONCRETE CUTOFF WALLS | 11/09, CHG 1: 11/23 | ASTM INTERNATIONAL | ASTM | ASTM C1260 | Standard Test Method for Potential Alkali Reactivity of Aggregates (Mortar-Bar Method) | 2023
1215 | 03 37 29 | CONCRETE FOR CONCRETE CUTOFF WALLS | 11/09, CHG 1: 11/23 | ASTM INTERNATIONAL | ASTM | ASTM C1567 | Standard Test Method for Potential Alkali-Silica Reactivity of Combinations of Cementitious Materials and Aggregate (Accelerated Mortar-Bar Method) | 2023
1216 | 03 37 29 | CONCRETE FOR CONCRETE CUTOFF WALLS | 11/09, CHG 1: 11/23 | ASTM INTERNATIONAL | ASTM | ASTM D75/D75M | Standard Practice for Sampling Aggregates | 2019
1217 | 03 37 29 | CONCRETE FOR CONCRETE CUTOFF WALLS | 11/09, CHG 1: 11/23 | NATIONAL DRILLING ASSOCIATION | NDA | DCDMA TM | DCDMA Technical Manual | 1991; Reviewed 2012
1218 | 03 37 29 | CONCRETE FOR CONCRETE CUTOFF WALLS | 11/09, CHG 1: 11/23 | NATIONAL INSTITUTE OF STANDARDS AND TECHNOLOGY | NIST | NIST HB 44 | Specifications, Tolerances, and Other Technical Requirements for Weighing and Measuring Devices | 2018
1219 | 03 37 29 | CONCRETE FOR CONCRETE CUTOFF WALLS | 11/09, CHG 1: 11/23 | NATIONAL READY MIXED CONCRETE ASSOCIATION | NRMCA | NRMCA CPMB 100 | Concrete Plant Standards | 2000; R 2006
1220 | 03 37 29 | CONCRETE FOR CONCRETE CUTOFF WALLS | 11/09, CHG 1: 11/23 | U.S. ARMY CORPS OF ENGINEERS | USACE | COE CRD-C 100 | Method of Sampling Concrete Aggregate and Aggregate Sources, and Selection of Material for Testing | 1975
1221 | 03 37 29 | CONCRETE FOR CONCRETE CUTOFF WALLS | 11/09, CHG 1: 11/23 | U.S. ARMY CORPS OF ENGINEERS | USACE | COE CRD-C 104 | Method of Calculation of the Fineness Modulus of Aggregate | 1980
1222 | 03 37 29 | CONCRETE FOR CONCRETE CUTOFF WALLS | 11/09, CHG 1: 11/23 | U.S. ARMY CORPS OF ENGINEERS | USACE | COE CRD-C 112 | Method of Test for Surface Moisture in Aggregate by Water Displacement | 1969
1223 | 03 37 29 | CONCRETE FOR CONCRETE CUTOFF WALLS | 11/09, CHG 1: 11/23 | U.S. ARMY CORPS OF ENGINEERS | USACE | COE CRD-C 130 | Standard Recommended Practice for Estimating Scratch Hardness of Coarse Aggregate Particles | 2001
1224 | 03 37 29 | CONCRETE FOR CONCRETE CUTOFF WALLS | 11/09, CHG 1: 11/23 | U.S. ARMY CORPS OF ENGINEERS | USACE | COE CRD-C 143 | Specifications for Meters for Automatic Indication of Moisture in Fine Aggregate | 1962
1225 | 03 37 29 | CONCRETE FOR CONCRETE CUTOFF WALLS | 11/09, CHG 1: 11/23 | U.S. ARMY CORPS OF ENGINEERS | USACE | COE CRD-C 400 | Requirements for Water for Use in Mixing or Curing Concrete | 1963
1226 | 03 41 16.08 | PRECAST CONCRETE ROOF SLABS (MAX. SPAN 8 FEET O.C.) | 11/19 | AMERICAN ASSOCIATION OF STATE HIGHWAY AND TRANSPORTATION OFFICIALS | AASHTO | AASHTO M 182 | Standard Specification for Burlap Cloth Made from Jute or Kenaf and Cotton Mats | 2005; R 2021
1227 | 03 41 16.08 | PRECAST CONCRETE ROOF SLABS (MAX. SPAN 8 FEET O.C.) | 11/19 | AMERICAN SOCIETY OF MECHANICAL ENGINEERS | ASME | ASME B18.2.2 | Nuts for General Applications: Machine Screw Nuts, and Hex, Square, Hex Flange, and Coupling Nuts (Inch Series) | 2022
1228 | 03 41 16.08 | PRECAST CONCRETE ROOF SLABS (MAX. SPAN 8 FEET O.C.) | 11/19 | AMERICAN SOCIETY OF MECHANICAL ENGINEERS | ASME | ASME B18.2.6 | Fasteners for Use in Structural Applications | 2010; Supp 2011
1229 | 03 41 16.08 | PRECAST CONCRETE ROOF SLABS (MAX. SPAN 8 FEET O.C.) | 11/19 | AMERICAN SOCIETY OF MECHANICAL ENGINEERS | ASME | ASME B18.6.3 | Machine Screws, Tapping Screws, and Metallic Drive Screws (Inch Series) | 2024
1230 | 03 41 16.08 | PRECAST CONCRETE ROOF SLABS (MAX. SPAN 8 FEET O.C.) | 11/19 | AMERICAN SOCIETY OF MECHANICAL ENGINEERS | ASME | ASME B18.6.7M | Metric Machine Screws | 1999; R 2010
1231 | 03 41 16.08 | PRECAST CONCRETE ROOF SLABS (MAX. SPAN 8 FEET O.C.) | 11/19 | AMERICAN SOCIETY OF MECHANICAL ENGINEERS | ASME | ASME B18.21.1 | Washers: Helical Spring-Lock, Tooth Lock, and Plain Washers (Inch Series) | 2009; R 2016
1232 | 03 41 16.08 | PRECAST CONCRETE ROOF SLABS (MAX. SPAN 8 FEET O.C.) | 11/19 | AMERICAN SOCIETY OF MECHANICAL ENGINEERS | ASME | ASME B18.22M | Metric Plain Washers | 1981; R 2017
1233 | 03 41 16.08 | PRECAST CONCRETE ROOF SLABS (MAX. SPAN 8 FEET O.C.) | 11/19 | AMERICAN WOOD PROTECTION ASSOCIATION | AWPA | AWPA BOOK | AWPA Book of Standards | 2015
1234 | 03 41 16.08 | PRECAST CONCRETE ROOF SLABS (MAX. SPAN 8 FEET O.C.) | 11/19 | ASTM INTERNATIONAL | ASTM | ASTM C33/C33M | Standard Specification for Concrete Aggregates | 2023
1235 | 03 41 16.08 | PRECAST CONCRETE ROOF SLABS (MAX. SPAN 8 FEET O.C.) | 11/19 | ASTM INTERNATIONAL | ASTM | ASTM C150/C150M | Standard Specification for Portland Cement | 2022
1236 | 03 41 16.08 | PRECAST CONCRETE ROOF SLABS (MAX. SPAN 8 FEET O.C.) | 11/19 | ASTM INTERNATIONAL | ASTM | ASTM C171 | Standard Specification for Sheet Materials for Curing Concrete | 2020
1237 | 03 41 16.08 | PRECAST CONCRETE ROOF SLABS (MAX. SPAN 8 FEET O.C.) | 11/19 | ASTM INTERNATIONAL | ASTM | ASTM C387/C387M | Standard Specification for Packaged, Dry, Combined Materials for Concrete and High Strength Mortar | 2023
1238 | 03 41 16.08 | PRECAST CONCRETE ROOF SLABS (MAX. SPAN 8 FEET O.C.) | 11/19 | ASTM INTERNATIONAL | ASTM | ASTM C514 | Standard Specification for Nails for the Application of Gypsum Board | 2004; R 2020
1239 | 03 41 16.08 | PRECAST CONCRETE ROOF SLABS (MAX. SPAN 8 FEET O.C.) | 11/19 | ASTM INTERNATIONAL | ASTM | ASTM C595/C595M | Standard Specification for Blended Hydraulic Cements | 2023
1240 | 03 41 16.08 | PRECAST CONCRETE ROOF SLABS (MAX. SPAN 8 FEET O.C.) | 11/19 | ASTM INTERNATIONAL | ASTM | ASTM C618 | Standard Specification for Coal Fly Ash and Raw or Calcined Natural Pozzolan for Use in Concrete | 2023; E 2023
1241 | 03 41 16.08 | PRECAST CONCRETE ROOF SLABS (MAX. SPAN 8 FEET O.C.) | 11/19 | ASTM INTERNATIONAL | ASTM | ASTM C989/C989M | Standard Specification for Slag Cement for Use in Concrete and Mortars | 2024
1242 | 03 41 16.08 | PRECAST CONCRETE ROOF SLABS (MAX. SPAN 8 FEET O.C.) | 11/19 | ASTM INTERNATIONAL | ASTM | ASTM C1704/C1704M | Standard Test Method for Sampling and Testing Structural Cementitious Panels | 2016
1243 | 03 41 16.08 | PRECAST CONCRETE ROOF SLABS (MAX. SPAN 8 FEET O.C.) | 11/19 | ASTM INTERNATIONAL | ASTM | ASTM C1705/C1705M | Standard Specification for Structural Cementitious Panels | 2016
1244 | 03 41 16.08 | PRECAST CONCRETE ROOF SLABS (MAX. SPAN 8 FEET O.C.) | 11/19 | ASTM INTERNATIONAL | ASTM | ASTM D312/D312M | Standard Specification for Asphalt Used in Roofing | 2016a
1245 | 03 41 16.08 | PRECAST CONCRETE ROOF SLABS (MAX. SPAN 8 FEET O.C.) | 11/19 | U.S. GENERAL SERVICES ADMINISTRATION | GSA | FS UU-B-790 | Building Paper Vegetable Fiber: (Kraft, Waterproofed, Water Repellent and Fire Resistant) | Rev A; Notice 2
1246 | 03 41 33 | PRECAST STRUCTURAL PRETENSIONED CONCRETE | 11/16, CHG 1: 11/18 | AMERICAN ASSOCIATION OF STATE HIGHWAY AND TRANSPORTATION OFFICIALS | AASHTO | AASHTO M 200 | Standard Specification for Epoxy Protective Coatings | 1973; R 2012
1247 | 03 41 33 | PRECAST STRUCTURAL PRETENSIONED CONCRETE | 11/16, CHG 1: 11/18 | AMERICAN CONCRETE INSTITUTE | ACI | ACI 211.1 | Standard Practice for Selecting Proportions for Normal, Heavyweight and Mass Concrete | 1991; R 2009
1248 | 03 41 33 | PRECAST STRUCTURAL PRETENSIONED CONCRETE | 11/16, CHG 1: 11/18 | AMERICAN CONCRETE INSTITUTE | ACI | ACI 318 | Building Code Requirements for Structural Concrete (ACI 318-19) and Commentary (ACI 318R-19) | 2019; R 2022
1249 | 03 41 33 | PRECAST STRUCTURAL PRETENSIONED CONCRETE | 11/16, CHG 1: 11/18 | AMERICAN CONCRETE INSTITUTE | ACI | ACI 318M | Building Code Requirements for Structural Concrete & Commentary | 2019; Errata 2022
1250 | 03 41 33 | PRECAST STRUCTURAL PRETENSIONED CONCRETE | 11/16, CHG 1: 11/18 | AMERICAN CONCRETE INSTITUTE | ACI | ACI SP-66 | ACI Detailing Manual | 2004
1251 | 03 41 33 | PRECAST STRUCTURAL PRETENSIONED CONCRETE | 11/16, CHG 1: 11/18 | AMERICAN CONCRETE INSTITUTE | ACI | ACI/MCP-2 | Manual of Concrete Practice Part 2 | 2015
1252 | 03 41 33 | PRECAST STRUCTURAL PRETENSIONED CONCRETE | 11/16, CHG 1: 11/18 | AMERICAN CONCRETE INSTITUTE | ACI | ACI/MCP-3 | Manual of Concrete Practice Part 3 | 2015
1253 | 03 41 33 | PRECAST STRUCTURAL PRETENSIONED CONCRETE | 11/16, CHG 1: 11/18 | AMERICAN CONCRETE INSTITUTE | ACI | ACI/MCP-4 | Manual of Concrete Practice Part 4 | 2015
1254 | 03 41 33 | PRECAST STRUCTURAL PRETENSIONED CONCRETE | 11/16, CHG 1: 11/18 | AMERICAN SOCIETY OF MECHANICAL ENGINEERS | ASME | ASME BTH-1 | Design of Below-the-Hook Lifting Devices | 2014
1255 | 03 41 33 | PRECAST STRUCTURAL PRETENSIONED CONCRETE | 11/16, CHG 1: 11/18 | AMERICAN WELDING SOCIETY | AWS | AWS A5.1/A5.1M | Specification for Carbon Steel Electrodes for Shielded Metal Arc Welding | 2012
1256 | 03 41 33 | PRECAST STRUCTURAL PRETENSIONED CONCRETE | 11/16, CHG 1: 11/18 | AMERICAN WELDING SOCIETY | AWS | AWS D1.1/D1.1M | Structural Welding Code - Steel | 2020; Errata 1 2021
1257 | 03 41 33 | PRECAST STRUCTURAL PRETENSIONED CONCRETE | 11/16, CHG 1: 11/18 | AMERICAN WELDING SOCIETY | AWS | AWS D1.4/D1.4M | Structural Welding Code - Reinforcing Steel | 2018
1258 | 03 41 33 | PRECAST STRUCTURAL PRETENSIONED CONCRETE | 11/16, CHG 1: 11/18 | ASTM INTERNATIONAL | ASTM | ASTM A36/A36M | Standard Specification for Carbon Structural Steel | 2019
1259 | 03 41 33 | PRECAST STRUCTURAL PRETENSIONED CONCRETE | 11/16, CHG 1: 11/18 | ASTM INTERNATIONAL | ASTM | ASTM A283/A283M | Standard Specification for Low and Intermediate Tensile Strength Carbon Steel Plates | 2024
1260 | 03 41 33 | PRECAST STRUCTURAL PRETENSIONED CONCRETE | 11/16, CHG 1: 11/18 | ASTM INTERNATIONAL | ASTM | ASTM A322 | Standard Specification Steel Bars, Alloy, Standard Grades | 2020
1261 | 03 41 33 | PRECAST STRUCTURAL PRETENSIONED CONCRETE | 11/16, CHG 1: 11/18 | ASTM INTERNATIONAL | ASTM | ASTM A370 | Standard Test Methods and Definitions for Mechanical Testing of Steel Products | 2024
1262 | 03 41 33 | PRECAST STRUCTURAL PRETENSIONED CONCRETE | 11/16, CHG 1: 11/18 | ASTM INTERNATIONAL | ASTM | ASTM A416/A416M | Standard Specification for Low-Relaxation, Seven-Wire for Prestressed Concrete | 2024
1263 | 03 41 33 | PRECAST STRUCTURAL PRETENSIONED CONCRETE | 11/16, CHG 1: 11/18 | ASTM INTERNATIONAL | ASTM | ASTM A421/A421M | Standard Specification for Uncoated Stress-Relieved Steel Wire for Prestressed Concrete | 2021
1264 | 03 41 33 | PRECAST STRUCTURAL PRETENSIONED CONCRETE | 11/16, CHG 1: 11/18 | ASTM INTERNATIONAL | ASTM | ASTM A615/A615M | Standard Specification for Deformed and Plain Carbon-Steel Bars for Concrete Reinforcement | 2022
1265 | 03 41 33 | PRECAST STRUCTURAL PRETENSIONED CONCRETE | 11/16, CHG 1: 11/18 | ASTM INTERNATIONAL | ASTM | ASTM A675/A675M | Standard Specification for Steel Bars, Carbon, Hot-Wrought, Special Quality, Mechanical Properties | 2014
1266 | 03 41 33 | PRECAST STRUCTURAL PRETENSIONED CONCRETE | 11/16, CHG 1: 11/18 | ASTM INTERNATIONAL | ASTM | ASTM A767/A767M | Standard Specification for Zinc-Coated (Galvanized) Steel Bars for Concrete Reinforcement | 2019
1267 | 03 41 33 | PRECAST STRUCTURAL PRETENSIONED CONCRETE | 11/16, CHG 1: 11/18 | ASTM INTERNATIONAL | ASTM | ASTM A1064/A1064M | Standard Specification for Carbon-Steel Wire and Welded Wire Reinforcement, Plain and Deformed, for Concrete | 2024
1268 | 03 41 33 | PRECAST STRUCTURAL PRETENSIONED CONCRETE | 11/16, CHG 1: 11/18 | ASTM INTERNATIONAL | ASTM | ASTM C29/C29M | Standard Test Method for Bulk Density ("Unit Weight") and Voids in Aggregate | 2023
1269 | 03 41 33 | PRECAST STRUCTURAL PRETENSIONED CONCRETE | 11/16, CHG 1: 11/18 | ASTM INTERNATIONAL | ASTM | ASTM C31/C31M | Standard Practice for Making and Curing Concrete Test Specimens in the Field | 2024b
1270 | 03 41 33 | PRECAST STRUCTURAL PRETENSIONED CONCRETE | 11/16, CHG 1: 11/18 | ASTM INTERNATIONAL | ASTM | ASTM C33/C33M | Standard Specification for Concrete Aggregates | 2023
1271 | 03 41 33 | PRECAST STRUCTURAL PRETENSIONED CONCRETE | 11/16, CHG 1: 11/18 | ASTM INTERNATIONAL | ASTM | ASTM C39/C39M | Standard Test Method for Compressive Strength of Cylindrical Concrete Specimens | 2024
1272 | 03 41 33 | PRECAST STRUCTURAL PRETENSIONED CONCRETE | 11/16, CHG 1: 11/18 | ASTM INTERNATIONAL | ASTM | ASTM C40 | Standard Test Method for Organic Impurities in Fine Aggregates for Concrete | 2011
1273 | 03 41 33 | PRECAST STRUCTURAL PRETENSIONED CONCRETE | 11/16, CHG 1: 11/18 | ASTM INTERNATIONAL | ASTM | ASTM C42/C42M | Standard Test Method for Obtaining and Testing Drilled Cores and Sawed Beams of Concrete | 2020
1274 | 03 41 33 | PRECAST STRUCTURAL PRETENSIONED CONCRETE | 11/16, CHG 1: 11/18 | ASTM INTERNATIONAL | ASTM | ASTM C70 | Standard Test Method for Surface Moisture in Fine Aggregate | 2020
1275 | 03 41 33 | PRECAST STRUCTURAL PRETENSIONED CONCRETE | 11/16, CHG 1: 11/18 | ASTM INTERNATIONAL | ASTM | ASTM C78/C78M | Standard Test Method for Flexural Strength of Concrete (Using Simple Beam with Third-Point Loading) | 2022
1276 | 03 41 33 | PRECAST STRUCTURAL PRETENSIONED CONCRETE | 11/16, CHG 1: 11/18 | ASTM INTERNATIONAL | ASTM | ASTM C88 | Standard Test Method for Soundness of Aggregates by Use of Sodium Sulfate or Magnesium Sulfate | 2018
1277 | 03 41 33 | PRECAST STRUCTURAL PRETENSIONED CONCRETE | 11/16, CHG 1: 11/18 | ASTM INTERNATIONAL | ASTM | ASTM C94/C94M | Standard Specification for Ready-Mixed Concrete | 2024a
1278 | 03 41 33 | PRECAST STRUCTURAL PRETENSIONED CONCRETE | 11/16, CHG 1: 11/18 | ASTM INTERNATIONAL | ASTM | ASTM C109/C109M | Standard Test Method for Compressive Strength of Hydraulic Cement Mortars (Using 2-in. or (50-mm) Cube Specimens) | 2023
1279 | 03 41 33 | PRECAST STRUCTURAL PRETENSIONED CONCRETE | 11/16, CHG 1: 11/18 | ASTM INTERNATIONAL | ASTM | ASTM C114 | Standard Test Methods for Chemical Analysis of Hydraulic Cement | 2024
1280 | 03 41 33 | PRECAST STRUCTURAL PRETENSIONED CONCRETE | 11/16, CHG 1: 11/18 | ASTM INTERNATIONAL | ASTM | ASTM C115/C115M | Standard Test Method for Fineness of Portland Cement by the Turbidimeter | 2010; E 2013
1281 | 03 41 33 | PRECAST STRUCTURAL PRETENSIONED CONCRETE | 11/16, CHG 1: 11/18 | ASTM INTERNATIONAL | ASTM | ASTM C117 | Standard Test Method for Materials Finer than 75-um (No. 200) Sieve in Mineral Aggregates by Washing | 2023
1282 | 03 41 33 | PRECAST STRUCTURAL PRETENSIONED CONCRETE | 11/16, CHG 1: 11/18 | ASTM INTERNATIONAL | ASTM | ASTM C123 | Standard Test Method for Lightweight Particles in Aggregate | 2014
1283 | 03 41 33 | PRECAST STRUCTURAL PRETENSIONED CONCRETE | 11/16, CHG 1: 11/18 | ASTM INTERNATIONAL | ASTM | ASTM C126 | Standard Specification for Ceramic Glazed Structural Clay Facing Tile, Facing Brick, and Solid Masonry Units | 2022
1284 | 03 41 33 | PRECAST STRUCTURAL PRETENSIONED CONCRETE | 11/16, CHG 1: 11/18 | ASTM INTERNATIONAL | ASTM | ASTM C127 | Standard Test Method for Density, Relative Density (Specific Gravity), and Absorption of Coarse Aggregate | 2015
1285 | 03 41 33 | PRECAST STRUCTURAL PRETENSIONED CONCRETE | 11/16, CHG 1: 11/18 | ASTM INTERNATIONAL | ASTM | ASTM C128 | Standard Test Method for Density, Relative Density (Specific Gravity), and Absorption of Fine Aggregate | 2022
1286 | 03 41 33 | PRECAST STRUCTURAL PRETENSIONED CONCRETE | 11/16, CHG 1: 11/18 | ASTM INTERNATIONAL | ASTM | ASTM C131/C131M | Standard Test Method for Resistance to Degradation of Small-Size Coarse Aggregate by Abrasion and Impact in the Los Angeles Machine | 2020
1287 | 03 41 33 | PRECAST STRUCTURAL PRETENSIONED CONCRETE | 11/16, CHG 1: 11/18 | ASTM INTERNATIONAL | ASTM | ASTM C136/C136M | Standard Test Method for Sieve Analysis of Fine and Coarse Aggregates | 2019
1288 | 03 41 33 | PRECAST STRUCTURAL PRETENSIONED CONCRETE | 11/16, CHG 1: 11/18 | ASTM INTERNATIONAL | ASTM | ASTM C138/C138M | Standard Test Method for Density (Unit Weight), Yield, and Air Content (Gravimetric) of Concrete | 2023
1289 | 03 41 33 | PRECAST STRUCTURAL PRETENSIONED CONCRETE | 11/16, CHG 1: 11/18 | ASTM INTERNATIONAL | ASTM | ASTM C142/C142M | Standard Test Method for Clay Lumps and Friable Particles in Aggregates | 2017; R 2023
1290 | 03 41 33 | PRECAST STRUCTURAL PRETENSIONED CONCRETE | 11/16, CHG 1: 11/18 | ASTM INTERNATIONAL | ASTM | ASTM C143/C143M | Standard Test Method for Slump of Hydraulic-Cement Concrete | 2020
1291 | 03 41 33 | PRECAST STRUCTURAL PRETENSIONED CONCRETE | 11/16, CHG 1: 11/18 | ASTM INTERNATIONAL | ASTM | ASTM C150/C150M | Standard Specification for Portland Cement | 2022
1292 | 03 41 33 | PRECAST STRUCTURAL PRETENSIONED CONCRETE | 11/16, CHG 1: 11/18 | ASTM INTERNATIONAL | ASTM | ASTM C151/C151M | Standard Test Method for Autoclave Expansion of Hydraulic Cement | 2023
1293 | 03 41 33 | PRECAST STRUCTURAL PRETENSIONED CONCRETE | 11/16, CHG 1: 11/18 | ASTM INTERNATIONAL | ASTM | ASTM C157/C157M | Standard Test Method for Length Change of Hardened Hydraulic-Cement Mortar and Concrete | 2017
1294 | 03 41 33 | PRECAST STRUCTURAL PRETENSIONED CONCRETE | 11/16, CHG 1: 11/18 | ASTM INTERNATIONAL | ASTM | ASTM C172/C172M | Standard Practice for Sampling Freshly Mixed Concrete | 2017
1295 | 03 41 33 | PRECAST STRUCTURAL PRETENSIONED CONCRETE | 11/16, CHG 1: 11/18 | ASTM INTERNATIONAL | ASTM | ASTM C173/C173M | Standard Test Method for Air Content of Freshly Mixed Concrete by the Volumetric Method | 2024
1296 | 03 41 33 | PRECAST STRUCTURAL PRETENSIONED CONCRETE | 11/16, CHG 1: 11/18 | ASTM INTERNATIONAL | ASTM | ASTM C183/C183M | Standard Practice for Sampling and the Amount of Testing of Hydraulic Cement | 2022
1297 | 03 41 33 | PRECAST STRUCTURAL PRETENSIONED CONCRETE | 11/16, CHG 1: 11/18 | ASTM INTERNATIONAL | ASTM | ASTM C185 | Standard Test Method for Air Content of Hydraulic Cement Mortar | 2020
1298 | 03 41 33 | PRECAST STRUCTURAL PRETENSIONED CONCRETE | 11/16, CHG 1: 11/18 | ASTM INTERNATIONAL | ASTM | ASTM C191 | Standard Test Methods for Time of Setting of Hydraulic Cement by Vicat Needle | 2021
1299 | 03 41 33 | PRECAST STRUCTURAL PRETENSIONED CONCRETE | 11/16, CHG 1: 11/18 | ASTM INTERNATIONAL | ASTM | ASTM C192/C192M | Standard Practice for Making and Curing Concrete Test Specimens in the Laboratory | 2019
1300 | 03 41 33 | PRECAST STRUCTURAL PRETENSIONED CONCRETE | 11/16, CHG 1: 11/18 | ASTM INTERNATIONAL | ASTM | ASTM C204 | Standard Test Methods for Fineness of Hydraulic Cement by Air Permeability Apparatus | 2024
1301 | 03 41 33 | PRECAST STRUCTURAL PRETENSIONED CONCRETE | 11/16, CHG 1: 11/18 | ASTM INTERNATIONAL | ASTM | ASTM C231/C231M | Standard Test Method for Air Content of Freshly Mixed Concrete by the Pressure Method | 2024
1302 | 03 41 33 | PRECAST STRUCTURAL PRETENSIONED CONCRETE | 11/16, CHG 1: 11/18 | ASTM INTERNATIONAL | ASTM | ASTM C232/C232M | Standard Test Method for Bleeding of Concrete | 2021
1303 | 03 41 33 | PRECAST STRUCTURAL PRETENSIONED CONCRETE | 11/16, CHG 1: 11/18 | ASTM INTERNATIONAL | ASTM | ASTM C233/C233M | Standard Test Method for Air-Entraining Admixtures for Concrete | 2018
1304 | 03 41 33 | PRECAST STRUCTURAL PRETENSIONED CONCRETE | 11/16, CHG 1: 11/18 | ASTM INTERNATIONAL | ASTM | ASTM C260/C260M | Standard Specification for Air-Entraining Admixtures for Concrete | 2010a; R 2016
1305 | 03 41 33 | PRECAST STRUCTURAL PRETENSIONED CONCRETE | 11/16, CHG 1: 11/18 | ASTM INTERNATIONAL | ASTM | ASTM C266 | Standard Test Method for Time of Setting of Hydraulic-Cement Paste by Gillmore Needles | 2020
1306 | 03 41 33 | PRECAST STRUCTURAL PRETENSIONED CONCRETE | 11/16, CHG 1: 11/18 | ASTM INTERNATIONAL | ASTM | ASTM C330 | Standard Specification for Lightweight Aggregates for Structural Concrete | 2023
1307 | 03 41 33 | PRECAST STRUCTURAL PRETENSIONED CONCRETE | 11/16, CHG 1: 11/18 | ASTM INTERNATIONAL | ASTM | ASTM C403/C403M | Standard Test Method for Time of Setting of Concrete Mixtures by Penetration Resistance | 2023
1308 | 03 41 33 | PRECAST STRUCTURAL PRETENSIONED CONCRETE | 11/16, CHG 1: 11/18 | ASTM INTERNATIONAL | ASTM | ASTM C404 | Standard Specification for Aggregates for Masonry Grout | 2024
1309 | 03 41 33 | PRECAST STRUCTURAL PRETENSIONED CONCRETE | 11/16, CHG 1: 11/18 | ASTM INTERNATIONAL | ASTM | ASTM C451 | Standard Test Method for Early Stiffening of Hydraulic Cement (Paste Method) | 2021
1310 | 03 41 33 | PRECAST STRUCTURAL PRETENSIONED CONCRETE | 11/16, CHG 1: 11/18 | ASTM INTERNATIONAL | ASTM | ASTM C535 | Standard Test Method for Resistance to Degradation of Large-Size Coarse Aggregate by Abrasion and Impact in the Los Angeles Machine | 2016
1311 | 03 41 33 | PRECAST STRUCTURAL PRETENSIONED CONCRETE | 11/16, CHG 1: 11/18 | ASTM INTERNATIONAL | ASTM | ASTM C566 | Standard Test Method for Total Evaporable Moisture Content of Aggregate by Drying | 2013
1312 | 03 41 33 | PRECAST STRUCTURAL PRETENSIONED CONCRETE | 11/16, CHG 1: 11/18 | ASTM INTERNATIONAL | ASTM | ASTM C595/C595M | Standard Specification for Blended Hydraulic Cements | 2023
1313 | 03 41 33 | PRECAST STRUCTURAL PRETENSIONED CONCRETE | 11/16, CHG 1: 11/18 | ASTM INTERNATIONAL | ASTM | ASTM C618 | Standard Specification for Coal Fly Ash and Raw or Calcined Natural Pozzolan for Use in Concrete | 2023; E 2023
1314 | 03 41 33 | PRECAST STRUCTURAL PRETENSIONED CONCRETE | 11/16, CHG 1: 11/18 | ASTM INTERNATIONAL | ASTM | ASTM C881/C881M | Standard Specification for Epoxy-Resin-Base Bonding Systems for Concrete | 2020a
1315 | 03 41 33 | PRECAST STRUCTURAL PRETENSIONED CONCRETE | 11/16, CHG 1: 11/18 | ASTM INTERNATIONAL | ASTM | ASTM C989/C989M | Standard Specification for Slag Cement for Use in Concrete and Mortars | 2024
1316 | 03 41 33 | PRECAST STRUCTURAL PRETENSIONED CONCRETE | 11/16, CHG 1: 11/18 | ASTM INTERNATIONAL | ASTM | ASTM C1107/C1107M | Standard Specification for Packaged Dry, Hydraulic-Cement Grout (Nonshrink) | 2020
1317 | 03 41 33 | PRECAST STRUCTURAL PRETENSIONED CONCRETE | 11/16, CHG 1: 11/18 | ASTM INTERNATIONAL | ASTM | ASTM D75/D75M | Standard Practice for Sampling Aggregates | 2019
1318 | 03 41 33 | PRECAST STRUCTURAL PRETENSIONED CONCRETE | 11/16, CHG 1: 11/18 | ASTM INTERNATIONAL | ASTM | ASTM D312/D312M | Standard Specification for Asphalt Used in Roofing | 2016a
1319 | 03 41 33 | PRECAST STRUCTURAL PRETENSIONED CONCRETE | 11/16, CHG 1: 11/18 | ASTM INTERNATIONAL | ASTM | ASTM D395 | Standard Test Methods for Rubber Property - Compression Set | 2016; E 2017
1320 | 03 41 33 | PRECAST STRUCTURAL PRETENSIONED CONCRETE | 11/16, CHG 1: 11/18 | ASTM INTERNATIONAL | ASTM | ASTM D412 | Standard Test Methods for Vulcanized Rubber and Thermoplastic Elastomers - Tension | 2016; R 2021
1321 | 03 41 33 | PRECAST STRUCTURAL PRETENSIONED CONCRETE | 11/16, CHG 1: 11/18 | ASTM INTERNATIONAL | ASTM | ASTM D471 | Standard Test Method for Rubber Property - Effect of Liquids | 2016a
1322 | 03 41 33 | PRECAST STRUCTURAL PRETENSIONED CONCRETE | 11/16, CHG 1: 11/18 | ASTM INTERNATIONAL | ASTM | ASTM D573 | Standard Test Method for Rubber - Deterioration in an Air Oven | 2004; R 2019
1323 | 03 41 33 | PRECAST STRUCTURAL PRETENSIONED CONCRETE | 11/16, CHG 1: 11/18 | ASTM INTERNATIONAL | ASTM | ASTM D1149 | Standard Test Method for Rubber Deterioration - Cracking in an Ozone Controlled Environment | 2018
1324 | 03 41 33 | PRECAST STRUCTURAL PRETENSIONED CONCRETE | 11/16, CHG 1: 11/18 | ASTM INTERNATIONAL | ASTM | ASTM D2103 | Standard Specification for Polyethylene Film and Sheeting | 2015
1325 | 03 41 33 | PRECAST STRUCTURAL PRETENSIONED CONCRETE | 11/16, CHG 1: 11/18 | ASTM INTERNATIONAL | ASTM | ASTM D2240 | Standard Test Method for Rubber Property - Durometer Hardness | 2015; E 2017
1326 | 03 41 33 | PRECAST STRUCTURAL PRETENSIONED CONCRETE | 11/16, CHG 1: 11/18 | ASTM INTERNATIONAL | ASTM | ASTM D3744/D3744M | Standard Test Method for Aggregate Durability Index | 2011a
1327 | 03 41 33 | PRECAST STRUCTURAL PRETENSIONED CONCRETE | 11/16, CHG 1: 11/18 | ASTM INTERNATIONAL | ASTM | ASTM D4397 | Standard Specification for Polyethylene Sheeting for Construction, Industrial, and Agricultural Applications | 2016
1328 | 03 41 33 | PRECAST STRUCTURAL PRETENSIONED CONCRETE | 11/16, CHG 1: 11/18 | ASTM INTERNATIONAL | ASTM | ASTM E165/E165M | Standard Practice for Liquid Penetrant Examination for General Industry | 2023
1329 | 03 41 33 | PRECAST STRUCTURAL PRETENSIONED CONCRETE | 11/16, CHG 1: 11/18 | ASTM INTERNATIONAL | ASTM | ASTM E648 | Standard Test Method for Critical Radiant Flux of Floor-Covering Systems Using a Radiant Heat Energy Source | 2023
1330 | 03 41 33 | PRECAST STRUCTURAL PRETENSIONED CONCRETE | 11/16, CHG 1: 11/18 | ASTM INTERNATIONAL | ASTM | ASTM E709 | Standard Guide for Magnetic Particle Testing | 2021
1331 | 03 41 33 | PRECAST STRUCTURAL PRETENSIONED CONCRETE | 11/16, CHG 1: 11/18 | COMPOSITE PANEL ASSOCIATION | CPA | ANSI/CPA A135.4 | Basic Hardboard | 2012; R2020
1332 | 03 41 33 | PRECAST STRUCTURAL PRETENSIONED CONCRETE | 11/16, CHG 1: 11/18 | CONCRETE REINFORCING STEEL INSTITUTE | CRSI | CRSI 10MSP | Manual of Standard Practice | 2018; Errata 2019
1333 | 03 41 33 | PRECAST STRUCTURAL PRETENSIONED CONCRETE | 11/16, CHG 1: 11/18 | PRECAST/PRESTRESSED CONCRETE INSTITUTE | PCI | PCI MNL-116 | Manual for Quality Control for Plants and Production of Structural Precast Concrete Products, 5th Edition | 2021
1334 | 03 41 33 | PRECAST STRUCTURAL PRETENSIONED CONCRETE | 11/16, CHG 1: 11/18 | PRECAST/PRESTRESSED CONCRETE INSTITUTE | PCI | PCI MNL-120 | PCI Design Handbook - Precast and Prestressed Concrete, 8th Edition | 2021
1335 | 03 41 33 | PRECAST STRUCTURAL PRETENSIONED CONCRETE | 11/16, CHG 1: 11/18 | U.S. GENERAL SERVICES ADMINISTRATION | GSA | FS UU-B-790 | Building Paper Vegetable Fiber: (Kraft, Waterproofed, Water Repellent and Fire Resistant) | Rev A; Notice 2
1336 | 03 41 33 | PRECAST STRUCTURAL PRETENSIONED CONCRETE | 11/16, CHG 1: 11/18 | UNDERWRITERS LABORATORIES | UL | UL Electrical Construction | Electrical Construction Equipment Directory | 2012
1337 | 03 41 33 | PRECAST STRUCTURAL PRETENSIONED CONCRETE | 11/16, CHG 1: 11/18 | UNDERWRITERS LABORATORIES | UL | UL Fire Resistance | Fire Resistance Directory | 2014
1338 | 03 42 13.00 10 | PLANT-PRECAST CONCRETE PRODUCTS FOR BELOW GRADE CONSTRUCTION | 05/16 | AMERICAN CONCRETE INSTITUTE | ACI | ACI 211.1 | Standard Practice for Selecting Proportions for Normal, Heavyweight and Mass Concrete | 1991; R 2009
1339 | 03 42 13.00 10 | PLANT-PRECAST CONCRETE PRODUCTS FOR BELOW GRADE CONSTRUCTION | 05/16 | AMERICAN CONCRETE INSTITUTE | ACI | ACI 211.2 | Standard Practice for Selecting Proportions for Structural Lightweight Concrete | 1998; R 2004
1340 | 03 42 13.00 10 | PLANT-PRECAST CONCRETE PRODUCTS FOR BELOW GRADE CONSTRUCTION | 05/16 | AMERICAN CONCRETE INSTITUTE | ACI | ACI 305R | Guide to Hot Weather Concreting | 2020
1341 | 03 42 13.00 10 | PLANT-PRECAST CONCRETE PRODUCTS FOR BELOW GRADE CONSTRUCTION | 05/16 | AMERICAN CONCRETE INSTITUTE | ACI | ACI 306.1 | Standard Specification for Cold Weather Concreting | 1990; R 2002
1342 | 03 42 13.00 10 | PLANT-PRECAST CONCRETE PRODUCTS FOR BELOW GRADE CONSTRUCTION | 05/16 | AMERICAN CONCRETE INSTITUTE | ACI | ACI 318 | Building Code Requirements for Structural Concrete (ACI 318-19) and Commentary (ACI 318R-19) | 2019; R 2022
1343 | 03 42 13.00 10 | PLANT-PRECAST CONCRETE PRODUCTS FOR BELOW GRADE CONSTRUCTION | 05/16 | AMERICAN CONCRETE INSTITUTE | ACI | ACI 318M | Building Code Requirements for Structural Concrete & Commentary | 2019; Errata 2022
1344 | 03 42 13.00 10 | PLANT-PRECAST CONCRETE PRODUCTS FOR BELOW GRADE CONSTRUCTION | 05/16 | AMERICAN CONCRETE PIPE ASSOCIATION | ACPA | ACPA 01-102 | Concrete Pipe Handbook | 2000
1345 | 03 42 13.00 10 | PLANT-PRECAST CONCRETE PRODUCTS FOR BELOW GRADE CONSTRUCTION | 05/16 | AMERICAN CONCRETE PIPE ASSOCIATION | ACPA | ACPA 01-110 | Design Manual for Sulfide and Corrosion Prediction and Control | 1984
1346 | 03 42 13.00 10 | PLANT-PRECAST CONCRETE PRODUCTS FOR BELOW GRADE CONSTRUCTION | 05/16 | AMERICAN CONCRETE PIPE ASSOCIATION | ACPA | ACPA QPC | QCast Plant Certification Manual | 2021
1347 | 03 42 13.00 10 | PLANT-PRECAST CONCRETE PRODUCTS FOR BELOW GRADE CONSTRUCTION | 05/16 | AMERICAN WELDING SOCIETY | AWS | AWS D1.1/D1.1M | Structural Welding Code - Steel | 2020; Errata 1 2021
1348 | 03 42 13.00 10 | PLANT-PRECAST CONCRETE PRODUCTS FOR BELOW GRADE CONSTRUCTION | 05/16 | AMERICAN WELDING SOCIETY | AWS | AWS D1.4/D1.4M | Structural Welding Code - Reinforcing Steel | 2018
1349 | 03 42 13.00 10 | PLANT-PRECAST CONCRETE PRODUCTS FOR BELOW GRADE CONSTRUCTION | 05/16 | ASTM INTERNATIONAL | ASTM | ASTM A36/A36M | Standard Specification for Carbon Structural Steel | 2019
1350 | 03 42 13.00 10 | PLANT-PRECAST CONCRETE PRODUCTS FOR BELOW GRADE CONSTRUCTION | 05/16 | ASTM INTERNATIONAL | ASTM | ASTM A153/A153M | Standard Specification for Zinc Coating (Hot-Dip) on Iron and Steel Hardware | 2023
1351 | 03 42 13.00 10 | PLANT-PRECAST CONCRETE PRODUCTS FOR BELOW GRADE CONSTRUCTION | 05/16 | ASTM INTERNATIONAL | ASTM | ASTM A615/A615M | Standard Specification for Deformed and Plain Carbon-Steel Bars for Concrete Reinforcement | 2022
1352 | 03 42 13.00 10 | PLANT-PRECAST CONCRETE PRODUCTS FOR BELOW GRADE CONSTRUCTION | 05/16 | ASTM INTERNATIONAL | ASTM | ASTM A706/A706M | Standard Specification for Low-Alloy Steel Deformed and Plain Bars for Concrete Reinforcement | 2022a
1353 | 03 42 13.00 10 | PLANT-PRECAST CONCRETE PRODUCTS FOR BELOW GRADE CONSTRUCTION | 05/16 | ASTM INTERNATIONAL | ASTM | ASTM A767/A767M | Standard Specification for Zinc-Coated (Galvanized) Steel Bars for Concrete Reinforcement | 2019
1354 | 03 42 13.00 10 | PLANT-PRECAST CONCRETE PRODUCTS FOR BELOW GRADE CONSTRUCTION | 05/16 | ASTM INTERNATIONAL | ASTM | ASTM A775/A775M | Standard Specification for Epoxy-Coated Steel Reinforcing Bars | 2022
1355 | 03 42 13.00 10 | PLANT-PRECAST CONCRETE PRODUCTS FOR BELOW GRADE CONSTRUCTION | 05/16 | ASTM INTERNATIONAL | ASTM | ASTM A884/A884M | Standard Specification for Epoxy-Coated Steel Wire and Welded Wire Reinforcement | 2019; Errata 1
1356 | 03 42 13.00 10 | PLANT-PRECAST CONCRETE PRODUCTS FOR BELOW GRADE CONSTRUCTION | 05/16 | ASTM INTERNATIONAL | ASTM | ASTM A1064/A1064M | Standard Specification for Carbon-Steel Wire and Welded Wire Reinforcement, Plain and Deformed, for Concrete | 2024
1357 | 03 42 13.00 10 | PLANT-PRECAST CONCRETE PRODUCTS FOR BELOW GRADE CONSTRUCTION | 05/16 | ASTM INTERNATIONAL | ASTM | ASTM C31/C31M | Standard Practice for Making and Curing Concrete Test Specimens in the Field | 2024b
1358 | 03 42 13.00 10 | PLANT-PRECAST CONCRETE PRODUCTS FOR BELOW GRADE CONSTRUCTION | 05/16 | ASTM INTERNATIONAL | ASTM | ASTM C39/C39M | Standard Test Method for Compressive Strength of Cylindrical Concrete Specimens | 2024
1359 | 03 42 13.00 10 | PLANT-PRECAST CONCRETE PRODUCTS FOR BELOW GRADE CONSTRUCTION | 05/16 | ASTM INTERNATIONAL | ASTM | ASTM C138/C138M | Standard Test Method for Density (Unit Weight), Yield, and Air Content (Gravimetric) of Concrete | 2023
1360 | 03 42 13.00 10 | PLANT-PRECAST CONCRETE PRODUCTS FOR BELOW GRADE CONSTRUCTION | 05/16 | ASTM INTERNATIONAL | ASTM | ASTM C143/C143M | Standard Test Method for Slump of Hydraulic-Cement Concrete | 2020
1361 | 03 42 13.00 10 | PLANT-PRECAST CONCRETE PRODUCTS FOR BELOW GRADE CONSTRUCTION | 05/16 | ASTM INTERNATIONAL | ASTM | ASTM C171 | Standard Specification for Sheet Materials for Curing Concrete | 2020
1362 | 03 42 13.00 10 | PLANT-PRECAST CONCRETE PRODUCTS FOR BELOW GRADE CONSTRUCTION | 05/16 | ASTM INTERNATIONAL | ASTM | ASTM C173/C173M | Standard Test Method for Air Content of Freshly Mixed Concrete by the Volumetric Method | 2024
1363 | 03 42 13.00 10 | PLANT-PRECAST CONCRETE PRODUCTS FOR BELOW GRADE CONSTRUCTION | 05/16 | ASTM INTERNATIONAL | ASTM | ASTM C192/C192M | Standard Practice for Making and Curing Concrete Test Specimens in the Laboratory | 2019
1364 | 03 42 13.00 10 | PLANT-PRECAST CONCRETE PRODUCTS FOR BELOW GRADE CONSTRUCTION | 05/16 | ASTM INTERNATIONAL | ASTM | ASTM C231/C231M | Standard Test Method for Air Content of Freshly Mixed Concrete by the Pressure Method | 2024
1365 | 03 42 13.00 10 | PLANT-PRECAST CONCRETE PRODUCTS FOR BELOW GRADE CONSTRUCTION | 05/16 | ASTM INTERNATIONAL | ASTM | ASTM C309 | Standard Specification for Liquid Membrane-Forming Compounds for Curing Concrete | 2019
1366 | 03 42 13.00 10 | PLANT-PRECAST CONCRETE PRODUCTS FOR BELOW GRADE CONSTRUCTION | 05/16 | ASTM INTERNATIONAL | ASTM | ASTM C443 | Standard Specification for Joints for Concrete Pipe and Manholes, Using Rubber Gaskets | 2021
1367 | 03 42 13.00 10 | PLANT-PRECAST CONCRETE PRODUCTS FOR BELOW GRADE CONSTRUCTION | 05/16 | ASTM INTERNATIONAL | ASTM | ASTM C443M | Standard Specification for Joints for Concrete Pipe and Manholes, Using Rubber Gaskets (Metric) | 2021
1368 | 03 42 13.00 10 | PLANT-PRECAST CONCRETE PRODUCTS FOR BELOW GRADE CONSTRUCTION | 05/16 | ASTM INTERNATIONAL | ASTM | ASTM C857 | Standard Practice for Minimum Structural Design Loading for Underground Precast Concrete Utility Structures | 2016
1369 | 03 42 13.00 10 | PLANT-PRECAST CONCRETE PRODUCTS FOR BELOW GRADE CONSTRUCTION | 05/16 | ASTM INTERNATIONAL | ASTM | ASTM C858 | Standard Specification for Underground Precast Concrete Utility Structures | 2010; E 2012
1370 | 03 42 13.00 10 | PLANT-PRECAST CONCRETE PRODUCTS FOR BELOW GRADE CONSTRUCTION | 05/16 | ASTM INTERNATIONAL | ASTM | ASTM C877 | Standard Specification for External Sealing Bands for Concrete Pipe, Manholes, and Precast Box Sections | 2021
1371 | 03 42 13.00 10 | PLANT-PRECAST CONCRETE PRODUCTS FOR BELOW GRADE CONSTRUCTION | 05/16 | ASTM INTERNATIONAL | ASTM | ASTM C877M | Standard Specification for External Sealing Bands for Concrete Pipe, Manholes, and Precast Box Sections (Metric) | 2021
1372 | 03 42 13.00 10 | PLANT-PRECAST CONCRETE PRODUCTS FOR BELOW GRADE CONSTRUCTION | 05/16 | ASTM INTERNATIONAL | ASTM | ASTM C891 | Standard Practice for Installation of Underground Precast Concrete Utility Structures | 2020
1373 | 03 42 13.00 10 | PLANT-PRECAST CONCRETE PRODUCTS FOR BELOW GRADE CONSTRUCTION | 05/16 | ASTM INTERNATIONAL | ASTM | ASTM C920 | Standard Specification for Elastomeric Joint Sealants | 2018
1374 | 03 42 13.00 10 | PLANT-PRECAST CONCRETE PRODUCTS FOR BELOW GRADE CONSTRUCTION | 05/16 | ASTM INTERNATIONAL | ASTM | ASTM C923 | Standard Specification for Resilient Connectors Between Reinforced Concrete Manhole Structures, Pipes and Laterals | 2008; R 2013; E 2016
1375 | 03 42 13.00 10 | PLANT-PRECAST CONCRETE PRODUCTS FOR BELOW GRADE CONSTRUCTION | 05/16 | ASTM INTERNATIONAL | ASTM | ASTM C923M | Standard Specification for Resilient Connectors Between Reinforced Concrete Manhole Structures, Pipes and Laterals (Metric) | 2008b; R 2013
1376 | 03 42 13.00 10 | PLANT-PRECAST CONCRETE PRODUCTS FOR BELOW GRADE CONSTRUCTION | 05/16 | ASTM INTERNATIONAL | ASTM | ASTM C990 | Standard Specification for Joints for Concrete Pipe, Manholes, and Precast Box Sections Using Preformed Flexible Joint Sealants | 2009; R 2019
1377 | 03 42 13.00 10 | PLANT-PRECAST CONCRETE PRODUCTS FOR BELOW GRADE CONSTRUCTION | 05/16 | ASTM INTERNATIONAL | ASTM | ASTM C990M | Standard Specification for Joints for Concrete Pipe, Manholes, and Precast Box Sections Using Preformed Flexible Joint Sealants (Metric) | 2009; R 2019
1378 | 03 42 13.00 10 | PLANT-PRECAST CONCRETE PRODUCTS FOR BELOW GRADE CONSTRUCTION | 05/16 | ASTM INTERNATIONAL | ASTM | ASTM C1064/C1064M | Standard Test Method for Temperature of Freshly Mixed Hydraulic-Cement Concrete | 2023
1379 | 03 42 13.00 10 | PLANT-PRECAST CONCRETE PRODUCTS FOR BELOW GRADE CONSTRUCTION | 05/16 | ASTM INTERNATIONAL | ASTM | ASTM C1107/C1107M | Standard Specification for Packaged Dry, Hydraulic-Cement Grout (Nonshrink) | 2020
1380 | 03 42 13.00 10 | PLANT-PRECAST CONCRETE PRODUCTS FOR BELOW GRADE CONSTRUCTION | 05/16 | ASTM INTERNATIONAL | ASTM | ASTM C1116/C1116M | Standard Specification for Fiber-Reinforced Concrete | 2023
1381 | 03 42 13.00 10 | PLANT-PRECAST CONCRETE PRODUCTS FOR BELOW GRADE CONSTRUCTION | 05/16 | ASTM INTERNATIONAL | ASTM | ASTM C1244 | Standard Test Method for Concrete Sewer Manholes by the Negative Air Pressure (Vacuum) Test Prior to Backfill | 2020
1382 | 03 42 13.00 10 | PLANT-PRECAST CONCRETE PRODUCTS FOR BELOW GRADE CONSTRUCTION | 05/16 | ASTM INTERNATIONAL | ASTM | ASTM C1244M | Standard Test Method for Concrete Sewer Manholes by the Negative Air Pressure (Vacuum) Test Prior to Backfill (Metric) | 2020
1383 | 03 42 13.00 10 | PLANT-PRECAST CONCRETE PRODUCTS FOR BELOW GRADE CONSTRUCTION | 05/16 | ASTM INTERNATIONAL | ASTM | ASTM C1478 | Standard Specification for Storm Drain Resilient Connectors Between Reinforced Concrete Storm Sewer Structures, Pipes and Laterals | 2019
1384 | 03 42 13.00 10 | PLANT-PRECAST CONCRETE PRODUCTS FOR BELOW GRADE CONSTRUCTION | 05/16 | ASTM INTERNATIONAL | ASTM | ASTM C1478M | Standard Specification for Storm Drain Resilient Connectors Between Reinforced Concrete Storm Sewer Structures, Pipes and Laterals (Metric) | 2019
1385 | 03 42 13.00 10 | PLANT-PRECAST CONCRETE PRODUCTS FOR BELOW GRADE CONSTRUCTION | 05/16 | CSA GROUP | CSA | CSA A23.4 | Precast Concrete - Materials and Construction | 2016; R 2021
1386 | 03 42 13.00 10 | PLANT-PRECAST CONCRETE PRODUCTS FOR BELOW GRADE CONSTRUCTION | 05/16 | NATIONAL PRECAST CONCRETE ASSOCIATION | NPCA | NPCA QC Manual | Quality Control Manual for Precast and Prestressed Concrete Plants | 2017
1387 | 03 44 00 | REINFORCED AUTOCLAVE AERATED CONCRETE PANELS | 02/13 | AMERICAN ASSOCIATION OF STATE HIGHWAY AND TRANSPORTATION OFFICIALS | AASHTO | AASHTO M 200 | Standard Specification for Epoxy Protective Coatings | 1973; R 2012
1388 | 03 44 00 | REINFORCED AUTOCLAVE AERATED CONCRETE PANELS | 02/13 | AMERICAN CONCRETE INSTITUTE | ACI | ACI 318 | Building Code Requirements for Structural Concrete (ACI 318-19) and Commentary (ACI 318R-19) | 2019; R 2022
1389 | 03 44 00 | REINFORCED AUTOCLAVE AERATED CONCRETE PANELS | 02/13 | AMERICAN CONCRETE INSTITUTE | ACI | ACI 523.4R | Guide for Design and Construction with Autoclaved Aerated Concrete Panels | 2009
1390 | 03 44 00 | REINFORCED AUTOCLAVE AERATED CONCRETE PANELS | 02/13 | AMERICAN CONCRETE INSTITUTE | ACI | ACI 530/530.1 | Building Code Requirements and Specification for Masonry Structures and Related Commentaries | 2013
1391 | 03 44 00 | REINFORCED AUTOCLAVE AERATED CONCRETE PANELS | 02/13 | AMERICAN CONCRETE INSTITUTE | ACI | ACI/MCP-2 | Manual of Concrete Practice Part 2 | 2015
1392 | 03 44 00 | REINFORCED AUTOCLAVE AERATED CONCRETE PANELS | 02/13 | AMERICAN CONCRETE INSTITUTE | ACI | ACI/MCP-3 | Manual of Concrete Practice Part 3 | 2015
1393 | 03 44 00 | REINFORCED AUTOCLAVE AERATED CONCRETE PANELS | 02/13 | AMERICAN WELDING SOCIETY | AWS | AWS D1.1/D1.1M | Structural Welding Code - Steel | 2020; Errata 1 2021
1394 | 03 44 00 | REINFORCED AUTOCLAVE AERATED CONCRETE PANELS | 02/13 | ASTM INTERNATIONAL | ASTM | ASTM A36/A36M | Standard Specification for Carbon Structural Steel | 2019
1395 | 03 44 00 | REINFORCED AUTOCLAVE AERATED CONCRETE PANELS | 02/13 | ASTM INTERNATIONAL | ASTM | ASTM A283/A283M | Standard Specification for Low and Intermediate Tensile Strength Carbon Steel Plates | 2024
1396 | 03 44 00 | REINFORCED AUTOCLAVE AERATED CONCRETE PANELS | 02/13 | ASTM INTERNATIONAL | ASTM | ASTM A615/A615M | Standard Specification for Deformed and Plain Carbon-Steel Bars for Concrete Reinforcement | 2022
1397 | 03 44 00 | REINFORCED AUTOCLAVE AERATED CONCRETE PANELS | 02/13 | ASTM INTERNATIONAL | ASTM | ASTM A675/A675M | Standard Specification for Steel Bars, Carbon, Hot-Wrought, Special Quality, Mechanical Properties | 2014
1398 | 03 44 00 | REINFORCED AUTOCLAVE AERATED CONCRETE PANELS | 02/13 | ASTM INTERNATIONAL | ASTM | ASTM A1064/A1064M | Standard Specification for Carbon-Steel Wire and Welded Wire Reinforcement, Plain and Deformed, for Concrete | 2024
1399 | 03 44 00 | REINFORCED AUTOCLAVE AERATED CONCRETE PANELS | 02/13 | ASTM INTERNATIONAL | ASTM | ASTM C33/C33M | Standard Specification for Concrete Aggregates | 2023
1400 | 03 44 00 | REINFORCED AUTOCLAVE AERATED CONCRETE PANELS | 02/13 | ASTM INTERNATIONAL | ASTM | ASTM C42/C42M | Standard Test Method for Obtaining and Testing Drilled Cores and Sawed Beams of Concrete | 2020
1401 | 03 44 00 | REINFORCED AUTOCLAVE AERATED CONCRETE PANELS | 02/13 | ASTM INTERNATIONAL | ASTM | ASTM C94/C94M | Standard Specification for Ready-Mixed Concrete | 2024a
1402 | 03 44 00 | REINFORCED AUTOCLAVE AERATED CONCRETE PANELS | 02/13 | ASTM INTERNATIONAL | ASTM | ASTM C150/C150M | Standard Specification for Portland Cement | 2022
1403 | 03 44 00 | REINFORCED AUTOCLAVE AERATED CONCRETE PANELS | 02/13 | ASTM INTERNATIONAL | ASTM | ASTM C260/C260M | Standard Specification for Air-Entraining Admixtures for Concrete | 2010a; R 2016
1404 | 03 44 00 | REINFORCED AUTOCLAVE AERATED CONCRETE PANELS | 02/13 | ASTM INTERNATIONAL | ASTM | ASTM C404 | Standard Specification for Aggregates for Masonry Grout | 2024
1405 | 03 44 00 | REINFORCED AUTOCLAVE AERATED CONCRETE PANELS | 02/13 | ASTM INTERNATIONAL | ASTM | ASTM C595/C595M | Standard Specification for Blended Hydraulic Cements | 2023
1406 | 03 44 00 | REINFORCED AUTOCLAVE AERATED CONCRETE PANELS | 02/13 | ASTM INTERNATIONAL | ASTM | ASTM C989/C989M | Standard Specification for Slag Cement for Use in Concrete and Mortars | 2024
1407 | 03 44 00 | REINFORCED AUTOCLAVE AERATED CONCRETE PANELS | 02/13 | ASTM INTERNATIONAL | ASTM | ASTM C1107/C1107M | Standard Specification for Packaged Dry, Hydraulic-Cement Grout (Nonshrink) | 2020
1408 | 03 44 00 | REINFORCED AUTOCLAVE AERATED CONCRETE PANELS | 02/13 | ASTM INTERNATIONAL | ASTM | ASTM C1452 | Standard Specification for Reinforced Autoclaved Aerated Concrete Elements | 2000; R 2006
1409 | 03 44 00 | REINFORCED AUTOCLAVE AERATED CONCRETE PANELS | 02/13 | ASTM INTERNATIONAL | ASTM | ASTM C1660 | Standard Specification for Thin-bed Mortar for Autoclaved Aerated Concrete (AAC) Masonry | 2010
1410 | 03 44 00 | REINFORCED AUTOCLAVE AERATED CONCRETE PANELS | 02/13 | ASTM INTERNATIONAL | ASTM | ASTM C1693 | Standard Specification for Autoclaved Aerated Concrete (AAC) | 2011
1411 | 03 44 00 | REINFORCED AUTOCLAVE AERATED CONCRETE PANELS | 02/13 | ASTM INTERNATIONAL | ASTM | ASTM C1694 | Standard Specification for Reinforced Autoclaved Aerated Concrete (AAC) Elements | 2009
1412 | 03 44 00 | REINFORCED AUTOCLAVE AERATED CONCRETE PANELS | 02/13 | ASTM INTERNATIONAL | ASTM | ASTM D312/D312M | Standard Specification for Asphalt Used in Roofing | 2016a
1413 | 03 44 00 | REINFORCED AUTOCLAVE AERATED CONCRETE PANELS | 02/13 | ASTM INTERNATIONAL | ASTM | ASTM D2103 | Standard Specification for Polyethylene Film and Sheeting | 2015
1414 | 03 44 00 | REINFORCED AUTOCLAVE AERATED CONCRETE PANELS | 02/13 | ASTM INTERNATIONAL | ASTM | ASTM D4397 | Standard Specification for Polyethylene Sheeting for Construction, Industrial, and Agricultural Applications | 2016
1415 | 03 44 00 | REINFORCED AUTOCLAVE AERATED CONCRETE PANELS | 02/13 | ASTM INTERNATIONAL | ASTM | ASTM E165/E165M | Standard Practice for Liquid Penetrant Examination for General Industry | 2023
1416 | 03 44 00 | REINFORCED AUTOCLAVE AERATED CONCRETE PANELS | 02/13 | ASTM INTERNATIONAL | ASTM | ASTM E709 | Standard Guide for Magnetic Particle Testing | 2021
1417 | 03 44 00 | REINFORCED AUTOCLAVE AERATED CONCRETE PANELS | 02/13 | U.S. GENERAL SERVICES ADMINISTRATION | GSA | FS MMM-A-001993 | Adhesive, Epoxy, Flexible, Filled (For Binding, Sealing, and Grouting) | 1978; Rev A
1418 | 03 44 00 | REINFORCED AUTOCLAVE AERATED CONCRETE PANELS | 02/13 | U.S. GENERAL SERVICES ADMINISTRATION | GSA | FS UU-B-790 | Building Paper Vegetable Fiber: (Kraft, Waterproofed, Water Repellent and Fire Resistant) | Rev A; Notice 2
1419 | 03 44 00 | REINFORCED AUTOCLAVE AERATED CONCRETE PANELS | 02/13 | UNDERWRITERS LABORATORIES | UL | UL Fire Resistance | Fire Resistance Directory | 2014
1420 | 03 45 00 | PRECAST ARCHITECTURAL CONCRETE | 05/16, CHG 2: 11/21 | AMERICAN ASSOCIATION OF STATE HIGHWAY AND TRANSPORTATION OFFICIALS | AASHTO | AASHTO M 251 | Standard Specification for Plain and Laminated Elastomeric Bridge Bearings | 2006; R 2011
1421 | 03 45 00 | PRECAST ARCHITECTURAL CONCRETE | 05/16, CHG 2: 11/21 | AMERICAN CONCRETE INSTITUTE | ACI | ACI 211.1 | Standard Practice for Selecting Proportions for Normal, Heavyweight and Mass Concrete | 1991; R 2009
1422 | 03 45 00 | PRECAST ARCHITECTURAL CONCRETE | 05/16, CHG 2: 11/21 | AMERICAN CONCRETE INSTITUTE | ACI | ACI 211.2 | Standard Practice for Selecting Proportions for Structural Lightweight Concrete | 1998; R 2004
1423 | 03 45 00 | PRECAST ARCHITECTURAL CONCRETE | 05/16, CHG 2: 11/21 | AMERICAN CONCRETE INSTITUTE | ACI | ACI 214R | Evaluation of Strength Test Results of Concrete | 2011
1424 | 03 45 00 | PRECAST ARCHITECTURAL CONCRETE | 05/16, CHG 2: 11/21 | AMERICAN CONCRETE INSTITUTE | ACI | ACI 301 | Specifications for Structural Concrete | 2020
1425 | 03 45 00 | PRECAST ARCHITECTURAL CONCRETE | 05/16, CHG 2: 11/21 | AMERICAN CONCRETE INSTITUTE | ACI | ACI 301M | Metric Specifications for Structural Concrete | 2020
1426 | 03 45 00 | PRECAST ARCHITECTURAL CONCRETE | 05/16, CHG 2: 11/21 | AMERICAN CONCRETE INSTITUTE | ACI | ACI 304R | Guide for Measuring, Mixing, Transporting, and Placing Concrete | 2000; R 2009
1427 | 03 45 00 | PRECAST ARCHITECTURAL CONCRETE | 05/16, CHG 2: 11/21 | AMERICAN CONCRETE INSTITUTE | ACI | ACI 305R | Guide to Hot Weather Concreting | 2020
1428 | 03 45 00 | PRECAST ARCHITECTURAL CONCRETE | 05/16, CHG 2: 11/21 | AMERICAN CONCRETE INSTITUTE | ACI | ACI 306.1 | Standard Specification for Cold Weather Concreting | 1990; R 2002
1429 | 03 45 00 | PRECAST ARCHITECTURAL CONCRETE | 05/16, CHG 2: 11/21 | AMERICAN CONCRETE INSTITUTE | ACI | ACI 318 | Building Code Requirements for Structural Concrete (ACI 318-19) and Commentary (ACI 318R-19) | 2019; R 2022
1430 | 03 45 00 | PRECAST ARCHITECTURAL CONCRETE | 05/16, CHG 2: 11/21 | AMERICAN CONCRETE INSTITUTE | ACI | ACI 318M | Building Code Requirements for Structural Concrete & Commentary | 2019; Errata 2022
1431 | 03 45 00 | PRECAST ARCHITECTURAL CONCRETE | 05/16, CHG 2: 11/21 | AMERICAN CONCRETE INSTITUTE | ACI | ACI MNL-66 | ACI Detailing Manual | 2020
1432 | 03 45 00 | PRECAST ARCHITECTURAL CONCRETE | 05/16, CHG 2: 11/21 | AMERICAN NATIONAL STANDARDS INSTITUTE | ANSI | ANSI A108/A118/A136.1 | American National Standard Specifications for the Installation of Ceramic Tile | 2024
1433 | 03 45 00 | PRECAST ARCHITECTURAL CONCRETE | 05/16, CHG 2: 11/21 | AMERICAN NATIONAL STANDARDS INSTITUTE | ANSI | ANSI A118.7 | American National Standard Specifications for High Performance Cement Grouts for Tile Installation | 2010
1434 | 03 45 00 | PRECAST ARCHITECTURAL CONCRETE | 05/16, CHG 2: 11/21 | AMERICAN SOCIETY OF CIVIL ENGINEERS | ASCE | ASCE 7-16 | Minimum Design Loads and Associated Criteria for Buildings and Other Structures | 2017; Errata 2018; Supp 1 2018
1435 | 03 45 00 | PRECAST ARCHITECTURAL CONCRETE | 05/16, CHG 2: 11/21 | AMERICAN SOCIETY OF HEATING, REFRIGERATING AND AIR-CONDITIONING ENGINEERS | ASHRAE | ASHRAE 90.1 - IP | Energy Standard for Buildings Except Low-Rise Residential Buildings | 2019
1436 | 03 45 00 | PRECAST ARCHITECTURAL CONCRETE | 05/16, CHG 2: 11/21 | AMERICAN SOCIETY OF HEATING, REFRIGERATING AND AIR-CONDITIONING ENGINEERS | ASHRAE | ASHRAE 90.1 - SI | Energy Standard for Buildings Except Low-Rise Residential Buildings | 2019
1437 | 03 45 00 | PRECAST ARCHITECTURAL CONCRETE | 05/16, CHG 2: 11/21 | AMERICAN SOCIETY OF MECHANICAL ENGINEERS | ASME | ASME B18.21.1 | Washers: Helical Spring-Lock, Tooth Lock, and Plain Washers (Inch Series) | 2009; R 2016
1438 | 03 45 00 | PRECAST ARCHITECTURAL CONCRETE | 05/16, CHG 2: 11/21 | AMERICAN WELDING SOCIETY | AWS | AWS D1.1/D1.1M | Structural Welding Code - Steel | 2020; Errata 1 2021
1439 | 03 45 00 | PRECAST ARCHITECTURAL CONCRETE | 05/16, CHG 2: 11/21 | AMERICAN WOOD PROTECTION ASSOCIATION | AWPA | AWPA U1 | Use Category System: User Specification for Treated Wood | 2024
1440 | 03 45 00 | PRECAST ARCHITECTURAL CONCRETE | 05/16, CHG 2: 11/21 | ASTM INTERNATIONAL | ASTM | ASTM A27/A27M | Standard Specification for Steel Castings, Carbon, for General Application | 2020
1441 | 03 45 00 | PRECAST ARCHITECTURAL CONCRETE | 05/16, CHG 2: 11/21 | ASTM INTERNATIONAL | ASTM | ASTM A36/A36M | Standard Specification for Carbon Structural Steel | 2019
1442 | 03 45 00 | PRECAST ARCHITECTURAL CONCRETE | 05/16, CHG 2: 11/21 | ASTM INTERNATIONAL | ASTM | ASTM A47/A47M | Standard Specification for Ferritic Malleable Iron Castings | 1999; R 2022; E 2022
1443 | 03 45 00 | PRECAST ARCHITECTURAL CONCRETE | 05/16, CHG 2: 11/21 | ASTM INTERNATIONAL | ASTM | ASTM A153/A153M | Standard Specification for Zinc Coating (Hot-Dip) on Iron and Steel Hardware | 2023
1444 | 03 45 00 | PRECAST ARCHITECTURAL CONCRETE | 05/16, CHG 2: 11/21 | ASTM INTERNATIONAL | ASTM | ASTM A283/A283M | Standard Specification for Low and Intermediate Tensile Strength Carbon Steel Plates | 2024
1445 | 03 45 00 | PRECAST ARCHITECTURAL CONCRETE | 05/16, CHG 2: 11/21 | ASTM INTERNATIONAL | ASTM | ASTM A416/A416M | Standard Specification for Low-Relaxation, Seven-Wire for Prestressed Concrete | 2024
1446 | 03 45 00 | PRECAST ARCHITECTURAL CONCRETE | 05/16, CHG 2: 11/21 | ASTM INTERNATIONAL | ASTM | ASTM A449 | Standard Specification for Hex Cap Screws, Bolts, and Studs, Steel, Heat Treated, 120/105/90 ksi Minimum Tensile Strength, General Use | 2014; R 2020
1447 | 03 45 00 | PRECAST ARCHITECTURAL CONCRETE | 05/16, CHG 2: 11/21 | ASTM INTERNATIONAL | ASTM | ASTM A563 | Standard Specification for Carbon and Alloy Steel Nuts | 2021; E 2022a
1448 | 03 45 00 | PRECAST ARCHITECTURAL CONCRETE | 05/16, CHG 2: 11/21 | ASTM INTERNATIONAL | ASTM | ASTM A563M | Standard Specification for Carbon and Alloy Steel Nuts (Metric) | 2007; R 2013
1449 | 03 45 00 | PRECAST ARCHITECTURAL CONCRETE | 05/16, CHG 2: 11/21 | ASTM INTERNATIONAL | ASTM | ASTM A615/A615M | Standard Specification for Deformed and Plain Carbon-Steel Bars for Concrete Reinforcement | 2022
1450 | 03 45 00 | PRECAST ARCHITECTURAL CONCRETE | 05/16, CHG 2: 11/21 | ASTM INTERNATIONAL | ASTM | ASTM A653/A653M | Standard Specification for Steel Sheet, Zinc-Coated (Galvanized) or Zinc-Iron Alloy-Coated (Galvannealed) by the Hot-Dip Process | 2023
1451 | 03 45 00 | PRECAST ARCHITECTURAL CONCRETE | 05/16, CHG 2: 11/21 | ASTM INTERNATIONAL | ASTM | ASTM A666 | Standard Specification for Annealed or Cold-Worked Austenitic Stainless Steel Sheet, Strip, Plate and Flat Bar | 2023
1452 | 03 45 00 | PRECAST ARCHITECTURAL CONCRETE | 05/16, CHG 2: 11/21 | ASTM INTERNATIONAL | ASTM | ASTM A706/A706M | Standard Specification for Low-Alloy Steel Deformed and Plain Bars for Concrete Reinforcement | 2022a
1453 | 03 45 00 | PRECAST ARCHITECTURAL CONCRETE | 05/16, CHG 2: 11/21 | ASTM INTERNATIONAL | ASTM | ASTM A996/A996M | Standard Specification for Rail-Steel and Axle-Steel Deformed Bars for Concrete Reinforcement | 2016
1454 | 03 45 00 | PRECAST ARCHITECTURAL CONCRETE | 05/16, CHG 2: 11/21 | ASTM INTERNATIONAL | ASTM | ASTM A1064/A1064M | Standard Specification for Carbon-Steel Wire and Welded Wire Reinforcement, Plain and Deformed, for Concrete | 2024
1455 | 03 45 00 | PRECAST ARCHITECTURAL CONCRETE | 05/16, CHG 2: 11/21 | ASTM INTERNATIONAL | ASTM | ASTM B370 | Standard Specification for Copper Sheet and Strip for Building Construction | 2022
1456 | 03 45 00 | PRECAST ARCHITECTURAL CONCRETE | 05/16, CHG 2: 11/21 | ASTM INTERNATIONAL | ASTM | ASTM C31/C31M | Standard Practice for Making and Curing Concrete Test Specimens in the Field | 2024b
1457 | 03 45 00 | PRECAST ARCHITECTURAL CONCRETE | 05/16, CHG 2: 11/21 | ASTM INTERNATIONAL | ASTM | ASTM C33/C33M | Standard Specification for Concrete Aggregates | 2023
1458 | 03 45 00 | PRECAST ARCHITECTURAL CONCRETE | 05/16, CHG 2: 11/21 | ASTM INTERNATIONAL | ASTM | ASTM C39/C39M | Standard Test Method for Compressive Strength of Cylindrical Concrete Specimens | 2024
1459 | 03 45 00 | PRECAST ARCHITECTURAL CONCRETE | 05/16, CHG 2: 11/21 | ASTM INTERNATIONAL | ASTM | ASTM C42/C42M | Standard Test Method for Obtaining and Testing Drilled Cores and Sawed Beams of Concrete | 2020
1460 | 03 45 00 | PRECAST ARCHITECTURAL CONCRETE | 05/16, CHG 2: 11/21 | ASTM INTERNATIONAL | ASTM | ASTM C67/C67M | Standard Test Methods for Sampling and Testing Brick and Structural Clay Tile | 2023a
1461 | 03 45 00 | PRECAST ARCHITECTURAL CONCRETE | 05/16, CHG 2: 11/21 | ASTM INTERNATIONAL | ASTM | ASTM C78/C78M | Standard Test Method for Flexural Strength of Concrete (Using Simple Beam with Third-Point Loading) | 2022
1462 | 03 45 00 | PRECAST ARCHITECTURAL CONCRETE | 05/16, CHG 2: 11/21 | ASTM INTERNATIONAL | ASTM | ASTM C94/C94M | Standard Specification for Ready-Mixed Concrete | 2024a
1463 | 03 45 00 | PRECAST ARCHITECTURAL CONCRETE | 05/16, CHG 2: 11/21 | ASTM INTERNATIONAL | ASTM | ASTM C143/C143M | Standard Test Method for Slump of Hydraulic-Cement Concrete | 2020
1464 | 03 45 00 | PRECAST ARCHITECTURAL CONCRETE | 05/16, CHG 2: 11/21 | ASTM INTERNATIONAL | ASTM | ASTM C144 | Standard Specification for Aggregate for Masonry Mortar | 2018
1465 | 03 45 00 | PRECAST ARCHITECTURAL CONCRETE | 05/16, CHG 2: 11/21 | ASTM INTERNATIONAL | ASTM | ASTM C150/C150M | Standard Specification for Portland Cement | 2022
1466 | 03 45 00 | PRECAST ARCHITECTURAL CONCRETE | 05/16, CHG 2: 11/21 | ASTM INTERNATIONAL | ASTM | ASTM C172/C172M | Standard Practice for Sampling Freshly Mixed Concrete | 2017
1467 | 03 45 00 | PRECAST ARCHITECTURAL CONCRETE | 05/16, CHG 2: 11/21 | ASTM INTERNATIONAL | ASTM | ASTM C185 | Standard Test Method for Air Content of Hydraulic Cement Mortar | 2020
1468 | 03 45 00 | PRECAST ARCHITECTURAL CONCRETE | 05/16, CHG 2: 11/21 | ASTM INTERNATIONAL | ASTM | ASTM C231/C231M | Standard Test Method for Air Content of Freshly Mixed Concrete by the Pressure Method | 2024
1469 | 03 45 00 | PRECAST ARCHITECTURAL CONCRETE | 05/16, CHG 2: 11/21 | ASTM INTERNATIONAL | ASTM | ASTM C260/C260M | Standard Specification for Air-Entraining Admixtures for Concrete | 2010a; R 2016
1470 | 03 45 00 | PRECAST ARCHITECTURAL CONCRETE | 05/16, CHG 2: 11/21 | ASTM INTERNATIONAL | ASTM | ASTM C311/C311M | Standard Test Methods for Sampling and Testing Fly Ash or Natural Pozzolans for Use in Portland-Cement Concrete | 2024
1471 | 03 45 00 | PRECAST ARCHITECTURAL CONCRETE | 05/16, CHG 2: 11/21 | ASTM INTERNATIONAL | ASTM | ASTM C494/C494M | Standard Specification for Chemical Admixtures for Concrete | 2019; E 2022
1472 | 03 45 00 | PRECAST ARCHITECTURAL CONCRETE | 05/16, CHG 2: 11/21 | ASTM INTERNATIONAL | ASTM | ASTM C578 | Standard Specification for Rigid, Cellular Polystyrene Thermal Insulation | 2023
1473 | 03 45 00 | PRECAST ARCHITECTURAL CONCRETE | 05/16, CHG 2: 11/21 | ASTM INTERNATIONAL | ASTM | ASTM C591 | Standard Specification for Unfaced Preformed Rigid Cellular Polyisocyanurate Thermal Insulation | 2022
1474 | 03 45 00 | PRECAST ARCHITECTURAL CONCRETE | 05/16, CHG 2: 11/21 | ASTM INTERNATIONAL | ASTM | ASTM C595/C595M | Standard Specification for Blended Hydraulic Cements | 2023
1475 | 03 45 00 | PRECAST ARCHITECTURAL CONCRETE | 05/16, CHG 2: 11/21 | ASTM INTERNATIONAL | ASTM | ASTM C618 | Standard Specification for Coal Fly Ash and Raw or Calcined Natural Pozzolan for Use in Concrete | 2023; E 2023
1476 | 03 45 00 | PRECAST ARCHITECTURAL CONCRETE | 05/16, CHG 2: 11/21 | ASTM INTERNATIONAL | ASTM | ASTM C650 | Standard Test Method for Resistance of Ceramic Tile to Chemical Substances | 2004; R 2014
1477 | 03 45 00 | PRECAST ARCHITECTURAL CONCRETE | 05/16, CHG 2: 11/21 | ASTM INTERNATIONAL | ASTM | ASTM C666/C666M | Resistance of Concrete to Rapid Freezing and Thawing | 2015
1478 | 03 45 00 | PRECAST ARCHITECTURAL CONCRETE | 05/16, CHG 2: 11/21 | ASTM INTERNATIONAL | ASTM | ASTM C979/C979M | Standard Specification for Pigments for Integrally Colored Concrete | 2016
1479 | 03 45 00 | PRECAST ARCHITECTURAL CONCRETE | 05/16, CHG 2: 11/21 | ASTM INTERNATIONAL | ASTM | ASTM C989/C989M | Standard Specification for Slag Cement for Use in Concrete and Mortars | 2024
1480 | 03 45 00 | PRECAST ARCHITECTURAL CONCRETE | 05/16, CHG 2: 11/21 | ASTM INTERNATIONAL | ASTM | ASTM C1107/C1107M | Standard Specification for Packaged Dry, Hydraulic-Cement Grout (Nonshrink) | 2020
1481 | 03 45 00 | PRECAST ARCHITECTURAL CONCRETE | 05/16, CHG 2: 11/21 | ASTM INTERNATIONAL | ASTM | ASTM C1157/C1157M | Standard Performance Specification for Hydraulic Cement | 2023
1482 | 03 45 00 | PRECAST ARCHITECTURAL CONCRETE | 05/16, CHG 2: 11/21 | ASTM INTERNATIONAL | ASTM | ASTM C1218/C1218M | Standard Test Method for Water-Soluble Chloride in Mortar and Concrete | 2020c
1483 | 03 45 00 | PRECAST ARCHITECTURAL CONCRETE | 05/16, CHG 2: 11/21 | ASTM INTERNATIONAL | ASTM | ASTM C1240 | Standard Specification for Silica Fume Used in Cementitious Mixtures | 2020
1484 | 03 45 00 | PRECAST ARCHITECTURAL CONCRETE | 05/16, CHG 2: 11/21 | ASTM INTERNATIONAL | ASTM | ASTM C1602/C1602M | Standard Specification for Mixing Water Used in Production of Hydraulic Cement Concrete | 2022
1485 | 03 45 00 | PRECAST ARCHITECTURAL CONCRETE | 05/16, CHG 2: 11/21 | ASTM INTERNATIONAL | ASTM | ASTM D635 | Standard Test Method for Rate of Burning and/or Extent and Time of Burning of Plastics in a Horizontal Position | 2018
1486 | 03 45 00 | PRECAST ARCHITECTURAL CONCRETE | 05/16, CHG 2: 11/21 | ASTM INTERNATIONAL | ASTM | ASTM D746 | Standard Test Method for Brittleness Temperature of Plastics and Elastomers by Impact | 2014
1487 | 03 45 00 | PRECAST ARCHITECTURAL CONCRETE | 05/16, CHG 2: 11/21 | ASTM INTERNATIONAL | ASTM | ASTM D1056 | Standard Specification for Flexible Cellular Materials - Sponge or Expanded Rubber | 2020
1488 | 03 45 00 | PRECAST ARCHITECTURAL CONCRETE | 05/16, CHG 2: 11/21 | ASTM INTERNATIONAL | ASTM | ASTM D1149 | Standard Test Method for Rubber Deterioration - Cracking in an Ozone Controlled Environment | 2018
1489 | 03 45 00 | PRECAST ARCHITECTURAL CONCRETE | 05/16, CHG 2: 11/21 | ASTM INTERNATIONAL | ASTM | ASTM D2240 | Standard Test Method for Rubber Property - Durometer Hardness | 2015; E 2017
1490 | 03 45 00 | PRECAST ARCHITECTURAL CONCRETE | 05/16, CHG 2: 11/21 | ASTM INTERNATIONAL | ASTM | ASTM D5759 | Characterization of Coal Fly Ash and Clean Coal Combustion Fly Ash for Potential Uses | 2012; R 2020
1491 | 03 45 00 | PRECAST ARCHITECTURAL CONCRETE | 05/16, CHG 2: 11/21 | ASTM INTERNATIONAL | ASTM | ASTM E488/E488M | Standard Test Methods for Strength of Anchors in Concrete Elements | 2022
1492 | 03 45 00 | PRECAST ARCHITECTURAL CONCRETE | 05/16, CHG 2: 11/21 | COMPOSITE PANEL ASSOCIATION | CPA | ANSI/CPA A135.4 | Basic Hardboard | 2012; R2020
1493 | 03 45 00 | PRECAST ARCHITECTURAL CONCRETE | 05/16, CHG 2: 11/21 | PRECAST/PRESTRESSED CONCRETE INSTITUTE | PCI | PCI MNL-117 | Manual for Quality Control for Plants and Production of Architectural Precast Concrete Products, 3rd Edition | 2013
1494 | 03 45 00 | PRECAST ARCHITECTURAL CONCRETE | 05/16, CHG 2: 11/21 | PRECAST/PRESTRESSED CONCRETE INSTITUTE | PCI | PCI MNL-122 | Architectural Precast Concrete, 3rd Edition | 2007
1495 | 03 45 33 | PRECAST[ PRESTRESSED] STRUCTURAL CONCRETE | 05/16, CHG 1: 11/21 | AMERICAN ASSOCIATION OF STATE HIGHWAY AND TRANSPORTATION OFFICIALS | AASHTO | AASHTO LRFDCONS | Bridge Construction Specifications | 3rd Edition; 2010, 2011, 2012, 2014, 2015, and 2016 Int
1496 | 03 45 33 | PRECAST[ PRESTRESSED] STRUCTURAL CONCRETE | 05/16, CHG 1: 11/21 | AMERICAN ASSOCIATION OF STATE HIGHWAY AND TRANSPORTATION OFFICIALS | AASHTO | AASHTO M 251 | Standard Specification for Plain and Laminated Elastomeric Bridge Bearings | 2006; R 2011
1497 | 03 45 33 | PRECAST[ PRESTRESSED] STRUCTURAL CONCRETE | 05/16, CHG 1: 11/21 | AMERICAN ASSOCIATION OF STATE HIGHWAY AND TRANSPORTATION OFFICIALS | AASHTO | AASHTO T 259 | Standard Method of Test for Resistance of Concrete to Chloride Ion Penetration | 2002; R 2017
1498 | 03 45 33 | PRECAST[ PRESTRESSED] STRUCTURAL CONCRETE | 05/16, CHG 1: 11/21 | AMERICAN CONCRETE INSTITUTE | ACI | ACI 318 | Building Code Requirements for Structural Concrete (ACI 318-19) and Commentary (ACI 318R-19) | 2019; R 2022
1499 | 03 45 33 | PRECAST[ PRESTRESSED] STRUCTURAL CONCRETE | 05/16, CHG 1: 11/21 | AMERICAN CONCRETE INSTITUTE | ACI | ACI 318M | Building Code Requirements for Structural Concrete & Commentary | 2019; Errata 2022
1500 | 03 45 33 | PRECAST[ PRESTRESSED] STRUCTURAL CONCRETE | 05/16, CHG 1: 11/21 | AMERICAN WELDING SOCIETY | AWS | AWS D1.1/D1.1M | Structural Welding Code - Steel | 2020; Errata 1 2021
1501 | 03 45 33 | PRECAST[ PRESTRESSED] STRUCTURAL CONCRETE | 05/16, CHG 1: 11/21 | AMERICAN WELDING SOCIETY | AWS | AWS D1.4/D1.4M | Structural Welding Code - Reinforcing Steel | 2018
1502 | 03 45 33 | PRECAST[ PRESTRESSED] STRUCTURAL CONCRETE | 05/16, CHG 1: 11/21 | ASTM INTERNATIONAL | ASTM | ASTM A27/A27M | Standard Specification for Steel Castings, Carbon, for General Application | 2020
1503 | 03 45 33 | PRECAST[ PRESTRESSED] STRUCTURAL CONCRETE | 05/16, CHG 1: 11/21 | ASTM INTERNATIONAL | ASTM | ASTM A36/A36M | Standard Specification for Carbon Structural Steel | 2019
1504 | 03 45 33 | PRECAST[ PRESTRESSED] STRUCTURAL CONCRETE | 05/16, CHG 1: 11/21 | ASTM INTERNATIONAL | ASTM | ASTM A47/A47M | Standard Specification for Ferritic Malleable Iron Castings | 1999; R 2022; E 2022
1505 | 03 45 33 | PRECAST[ PRESTRESSED] STRUCTURAL CONCRETE | 05/16, CHG 1: 11/21 | ASTM INTERNATIONAL | ASTM | ASTM A123/A123M | Standard Specification for Zinc (Hot-Dip Galvanized) Coatings on Iron and Steel Products | 2017
1506 | 03 45 33 | PRECAST[ PRESTRESSED] STRUCTURAL CONCRETE | 05/16, CHG 1: 11/21 | ASTM INTERNATIONAL | ASTM | ASTM A153/A153M | Standard Specification for Zinc Coating (Hot-Dip) on Iron and Steel Hardware | 2023
1507 | 03 45 33 | PRECAST[ PRESTRESSED] STRUCTURAL CONCRETE | 05/16, CHG 1: 11/21 | ASTM INTERNATIONAL | ASTM | ASTM A307 | Standard Specification for Carbon Steel Bolts, Studs, and Threaded Rod 60 000 PSI Tensile Strength | 2021
1508 | 03 45 33 | PRECAST[ PRESTRESSED] STRUCTURAL CONCRETE | 05/16, CHG 1: 11/21 | ASTM INTERNATIONAL | ASTM | ASTM A325 | Standard Specification for Structural Bolts, Steel, Heat Treated, 120/105 ksi Minimum Tensile Strength | 2014
1509 | 03 45 33 | PRECAST[ PRESTRESSED] STRUCTURAL CONCRETE | 05/16, CHG 1: 11/21 | ASTM INTERNATIONAL | ASTM | ASTM A325M | Standard Specification for Structural Bolts, Steel, Heat Treated, 830 MPa Minimum Tensile Strength (Metric) | 2014
1510 | 03 45 33 | PRECAST[ PRESTRESSED] STRUCTURAL CONCRETE | 05/16, CHG 1: 11/21 | ASTM INTERNATIONAL | ASTM | ASTM A416/A416M | Standard Specification for Low-Relaxation, Seven-Wire for Prestressed Concrete | 2024
1511 | 03 45 33 | PRECAST[ PRESTRESSED] STRUCTURAL CONCRETE | 05/16, CHG 1: 11/21 | ASTM INTERNATIONAL | ASTM | ASTM A421/A421M | Standard Specification for Uncoated Stress-Relieved Steel Wire for Prestressed Concrete | 2021
1512 | 03 45 33 | PRECAST[ PRESTRESSED] STRUCTURAL CONCRETE | 05/16, CHG 1: 11/21 | ASTM INTERNATIONAL | ASTM | ASTM A563 | Standard Specification for Carbon and Alloy Steel Nuts | 2021; E 2022a
1513 | 03 45 33 | PRECAST[ PRESTRESSED] STRUCTURAL CONCRETE | 05/16, CHG 1: 11/21 | ASTM INTERNATIONAL | ASTM | ASTM A563M | Standard Specification for Carbon and Alloy Steel Nuts (Metric) | 2007; R 2013
1514 | 03 45 33 | PRECAST[ PRESTRESSED] STRUCTURAL CONCRETE | 05/16, CHG 1: 11/21 | ASTM INTERNATIONAL | ASTM | ASTM A615/A615M | Standard Specification for Deformed and Plain Carbon-Steel Bars for Concrete Reinforcement | 2022
1515 | 03 45 33 | PRECAST[ PRESTRESSED] STRUCTURAL CONCRETE | 05/16, CHG 1: 11/21 | ASTM INTERNATIONAL | ASTM | ASTM A706/A706M | Standard Specification for Low-Alloy Steel Deformed and Plain Bars for Concrete Reinforcement | 2022a
1516 | 03 45 33 | PRECAST[ PRESTRESSED] STRUCTURAL CONCRETE | 05/16, CHG 1: 11/21 | ASTM INTERNATIONAL | ASTM | ASTM A722/A722M | Standard Specification for Uncoated High-Strength Steel Bar for Prestressing Concrete | 2015
1517 | 03 45 33 | PRECAST[ PRESTRESSED] STRUCTURAL CONCRETE | 05/16, CHG 1: 11/21 | ASTM INTERNATIONAL | ASTM | ASTM A767/A767M | Standard Specification for Zinc-Coated (Galvanized) Steel Bars for Concrete Reinforcement | 2019
1518 | 03 45 33 | PRECAST[ PRESTRESSED] STRUCTURAL CONCRETE | 05/16, CHG 1: 11/21 | ASTM INTERNATIONAL | ASTM | ASTM A775/A775M | Standard Specification for Epoxy-Coated Steel Reinforcing Bars | 2022
1519 | 03 45 33 | PRECAST[ PRESTRESSED] STRUCTURAL CONCRETE | 05/16, CHG 1: 11/21 | ASTM INTERNATIONAL | ASTM | ASTM A780/A780M | Standard Practice for Repair of Damaged and Uncoated Areas of Hot-Dip Galvanized Coatings | 2020
1520 | 03 45 33 | PRECAST[ PRESTRESSED] STRUCTURAL CONCRETE | 05/16, CHG 1: 11/21 | ASTM INTERNATIONAL | ASTM | ASTM A934/A934M | Standard Specification for Epoxy-Coated Prefabricated Steel Reinforcing Bars | 2022
1521 | 03 45 33 | PRECAST[ PRESTRESSED] STRUCTURAL CONCRETE | 05/16, CHG 1: 11/21 | ASTM INTERNATIONAL | ASTM | ASTM A996/A996M | Standard Specification for Rail-Steel and Axle-Steel Deformed Bars for Concrete Reinforcement | 2016
1522 | 03 45 33 | PRECAST[ PRESTRESSED] STRUCTURAL CONCRETE | 05/16, CHG 1: 11/21 | ASTM INTERNATIONAL | ASTM | ASTM A1064/A1064M | Standard Specification for Carbon-Steel Wire and Welded Wire Reinforcement, Plain and Deformed, for Concrete | 2024
1523 | 03 45 33 | PRECAST[ PRESTRESSED] STRUCTURAL CONCRETE | 05/16, CHG 1: 11/21 | ASTM INTERNATIONAL | ASTM | ASTM C33/C33M | Standard Specification for Concrete Aggregates | 2023
1524 | 03 45 33 | PRECAST[ PRESTRESSED] STRUCTURAL CONCRETE | 05/16, CHG 1: 11/21 | ASTM INTERNATIONAL | ASTM | ASTM C94/C94M | Standard Specification for Ready-Mixed Concrete | 2024a
1525 | 03 45 33 | PRECAST[ PRESTRESSED] STRUCTURAL CONCRETE | 05/16, CHG 1: 11/21 | ASTM INTERNATIONAL | ASTM | ASTM C150/C150M | Standard Specification for Portland Cement | 2022
1526 | 03 45 33 | PRECAST[ PRESTRESSED] STRUCTURAL CONCRETE | 05/16, CHG 1: 11/21 | ASTM INTERNATIONAL | ASTM | ASTM C260/C260M | Standard Specification for Air-Entraining Admixtures for Concrete | 2010a; R 2016
1527 | 03 45 33 | PRECAST[ PRESTRESSED] STRUCTURAL CONCRETE | 05/16, CHG 1: 11/21 | ASTM INTERNATIONAL | ASTM | ASTM C295/C295M | Standard Guide for Petrographic Examination of Aggregates for Concrete | 2019
1528 | 03 45 33 | PRECAST[ PRESTRESSED] STRUCTURAL CONCRETE | 05/16, CHG 1: 11/21 | ASTM INTERNATIONAL | ASTM | ASTM C311/C311M | Standard Test Methods for Sampling and Testing Fly Ash or Natural Pozzolans for Use in Portland-Cement Concrete | 2024
1529 | 03 45 33 | PRECAST[ PRESTRESSED] STRUCTURAL CONCRETE | 05/16, CHG 1: 11/21 | ASTM INTERNATIONAL | ASTM | ASTM C330/C330M | Standard Specification for Lightweight Aggregates for Structural Concrete | 2017a
1530 | 03 45 33 | PRECAST[ PRESTRESSED] STRUCTURAL CONCRETE | 05/16, CHG 1: 11/21 | ASTM INTERNATIONAL | ASTM | ASTM C494/C494M | Standard Specification for Chemical Admixtures for Concrete | 2019; E 2022
1531 | 03 45 33 | PRECAST[ PRESTRESSED] STRUCTURAL CONCRETE | 05/16, CHG 1: 11/21 | ASTM INTERNATIONAL | ASTM | ASTM C595/C595M | Standard Specification for Blended Hydraulic Cements | 2023
1532 | 03 45 33 | PRECAST[ PRESTRESSED] STRUCTURAL CONCRETE | 05/16, CHG 1: 11/21 | ASTM INTERNATIONAL | ASTM | ASTM C618 | Standard Specification for Coal Fly Ash and Raw or Calcined Natural Pozzolan for Use in Concrete | 2023; E 2023
1533 | 03 45 33 | PRECAST[ PRESTRESSED] STRUCTURAL CONCRETE | 05/16, CHG 1: 11/21 | ASTM INTERNATIONAL | ASTM | ASTM C989/C989M | Standard Specification for Slag Cement for Use in Concrete and Mortars | 2024
1534 | 03 45 33 | PRECAST[ PRESTRESSED] STRUCTURAL CONCRETE | 05/16, CHG 1: 11/21 | ASTM INTERNATIONAL | ASTM | ASTM C1107/C1107M | Standard Specification for Packaged Dry, Hydraulic-Cement Grout (Nonshrink) | 2020
1535 | 03 45 33 | PRECAST[ PRESTRESSED] STRUCTURAL CONCRETE | 05/16, CHG 1: 11/21 | ASTM INTERNATIONAL | ASTM | ASTM C1157/C1157M | Standard Performance Specification for Hydraulic Cement | 2023
1536 | 03 45 33 | PRECAST[ PRESTRESSED] STRUCTURAL CONCRETE | 05/16, CHG 1: 11/21 | ASTM INTERNATIONAL | ASTM | ASTM C1202 | Standard Test Method for Electrical Indication of Concrete's Ability to Resist Chloride Ion Penetration | 2022; E 2022
1537 | 03 45 33 | PRECAST[ PRESTRESSED] STRUCTURAL CONCRETE | 05/16, CHG 1: 11/21 | ASTM INTERNATIONAL | ASTM | ASTM C1218/C1218M | Standard Test Method for Water-Soluble Chloride in Mortar and Concrete | 2020c
1538 | 03 45 33 | PRECAST[ PRESTRESSED] STRUCTURAL CONCRETE | 05/16, CHG 1: 11/21 | ASTM INTERNATIONAL | ASTM | ASTM C1240 | Standard Specification for Silica Fume Used in Cementitious Mixtures | 2020
1539 | 03 45 33 | PRECAST[ PRESTRESSED] STRUCTURAL CONCRETE | 05/16, CHG 1: 11/21 | ASTM INTERNATIONAL | ASTM | ASTM C1260 | Standard Test Method for Potential Alkali Reactivity of Aggregates (Mortar-Bar Method) | 2023
1540 | 03 45 33 | PRECAST[ PRESTRESSED] STRUCTURAL CONCRETE | 05/16, CHG 1: 11/21 | ASTM INTERNATIONAL | ASTM | ASTM C1567 | Standard Test Method for Potential Alkali-Silica Reactivity of Combinations of Cementitious Materials and Aggregate (Accelerated Mortar-Bar Method) | 2023
1541 | 03 45 33 | PRECAST[ PRESTRESSED] STRUCTURAL CONCRETE | 05/16, CHG 1: 11/21 | ASTM INTERNATIONAL | ASTM | ASTM C1602/C1602M | Standard Specification for Mixing Water Used in Production of Hydraulic Cement Concrete | 2022
1542 | 03 45 33 | PRECAST[ PRESTRESSED] STRUCTURAL CONCRETE | 05/16, CHG 1: 11/21 | ASTM INTERNATIONAL | ASTM | ASTM D2240 | Standard Test Method for Rubber Property - Durometer Hardness | 2015; E 2017
1543 | 03 45 33 | PRECAST[ PRESTRESSED] STRUCTURAL CONCRETE | 05/16, CHG 1: 11/21 | ASTM INTERNATIONAL | ASTM | ASTM D5759 | Characterization of Coal Fly Ash and Clean Coal Combustion Fly Ash for Potential Uses | 2012; R 2020
1544 | 03 45 33 | PRECAST[ PRESTRESSED] STRUCTURAL CONCRETE | 05/16, CHG 1: 11/21 | ASTM INTERNATIONAL | ASTM | ASTM F436 | Hardened Steel Washers | 2011
1545 | 03 45 33 | PRECAST[ PRESTRESSED] STRUCTURAL CONCRETE | 05/16, CHG 1: 11/21 | ASTM INTERNATIONAL | ASTM | ASTM F436M | Hardened Steel Washers (Metric) | 2011
1546 | 03 45 33 | PRECAST[ PRESTRESSED] STRUCTURAL CONCRETE | 05/16, CHG 1: 11/21 | ASTM INTERNATIONAL | ASTM | ASTM F844 | Standard Specification for Washers, Steel, Plain (Flat), Unhardened for General Use | 2019; R 2024
1547 | 03 45 33 | PRECAST[ PRESTRESSED] STRUCTURAL CONCRETE | 05/16, CHG 1: 11/21 | COMPOSITE PANEL ASSOCIATION | CPA | ANSI/CPA A135.4 | Basic Hardboard | 2012; R2020
1548 | 03 45 33 | PRECAST[ PRESTRESSED] STRUCTURAL CONCRETE | 05/16, CHG 1: 11/21 | PRECAST/PRESTRESSED CONCRETE INSTITUTE | PCI | PCI MNL-116 | Manual for Quality Control for Plants and Production of Structural Precast Concrete Products, 5th Edition | 2021
1549 | 03 45 33 | PRECAST[ PRESTRESSED] STRUCTURAL CONCRETE | 05/16, CHG 1: 11/21 | PRECAST/PRESTRESSED CONCRETE INSTITUTE | PCI | PCI MNL-120 | PCI Design Handbook - Precast and Prestressed Concrete, 8th Edition | 2021
1550 | 03 45 33 | PRECAST[ PRESTRESSED] STRUCTURAL CONCRETE | 05/16, CHG 1: 11/21 | PRECAST/PRESTRESSED CONCRETE INSTITUTE | PCI | PCI MNL-124 | Design for Fire Resistance of Precast Prestressed Concrete, Third Edition | 2011
1551 | 03 45 33 | PRECAST[ PRESTRESSED] STRUCTURAL CONCRETE | 05/16, CHG 1: 11/21 | PRECAST/PRESTRESSED CONCRETE INSTITUTE | PCI | PCI MNL-135 | Tolerance Manual for Precast and Prestressed Concrete Construction | 2000
1552 | 03 45 33 | PRECAST[ PRESTRESSED] STRUCTURAL CONCRETE | 05/16, CHG 1: 11/21 | U.S. DEPARTMENT OF DEFENSE | DOD | MIL-C-882 | Cloth, Duck, Cotton or Cotton-Polyester Blend, Synthetic Rubber, Impregnated, and Laminated, Oil Resistant | 1989; Rev E
1553 | 03 45 33 | PRECAST[ PRESTRESSED] STRUCTURAL CONCRETE | 05/16, CHG 1: 11/21 | UNDERWRITERS LABORATORIES | UL | UL Fire Resistance | Fire Resistance Directory | 2014
1554 | 03 47 13 | TILT-UP CONCRETE | 08/16 | AMERICAN CONCRETE INSTITUTE | ACI | ACI 302.1R | Guide for Concrete Floor and Slab Construction | 2015
1555 | 03 47 13 | TILT-UP CONCRETE | 08/16 | AMERICAN CONCRETE INSTITUTE | ACI | ACI 551.1R | Tilt-up Concrete Construction Guide | 2014
1556 | 03 47 13 | TILT-UP CONCRETE | 08/16 | AMERICAN CONCRETE INSTITUTE | ACI | ACI CP-50 | Tilt-Up Supervisor & Technician Reference Guide | 2007
1557 | 03 47 13 | TILT-UP CONCRETE | 08/16 | AMERICAN WELDING SOCIETY | AWS | AWS D1.1/D1.1M | Structural Welding Code - Steel | 2020; Errata 1 2021
1558 | 03 47 13 | TILT-UP CONCRETE | 08/16 | ASTM INTERNATIONAL | ASTM | ASTM C494/C494M | Standard Specification for Chemical Admixtures for Concrete | 2019; E 2022
1559 | 03 51 13 | CEMENTITIOUS WOOD FIBER DECKS | 05/16 | AMERICAN WELDING SOCIETY | AWS | AWS D1.1/D1.1M | Structural Welding Code - Steel | 2020; Errata 1 2021
1560 | 03 51 13 | CEMENTITIOUS WOOD FIBER DECKS | 05/16 | APA - THE ENGINEERED WOOD ASSOCIATION | APA | APA PS 2 | Performance Standard for Wood-Based Structural Use Panels | 2010; R 2014
1561 | 03 51 13 | CEMENTITIOUS WOOD FIBER DECKS | 05/16 | ASTM INTERNATIONAL | ASTM | ASTM C423 | Sound Absorption and Sound Absorption Coefficients by the Reverberation Room Method | 2023
1562 | 03 51 13 | CEMENTITIOUS WOOD FIBER DECKS | 05/16 | ASTM INTERNATIONAL | ASTM | ASTM C578 | Standard Specification for Rigid, Cellular Polystyrene Thermal Insulation | 2023
1563 | 03 51 13 | CEMENTITIOUS WOOD FIBER DECKS | 05/16 | ASTM INTERNATIONAL | ASTM | ASTM E84 | Standard Test Method for Surface Burning Characteristics of Building Materials | 2023
1564 | 03 51 13 | CEMENTITIOUS WOOD FIBER DECKS | 05/16 | ASTM INTERNATIONAL | ASTM | ASTM E1349 | Standard Test Method for Reflectance Factor and Color by Spectrophotometry Using Bidirectional (45°:0° or 0°:45°) Geometry | 2006; R 2013
1565 | 03 53 14 | LIGHT REFLECTIVE NONFERROUS METALLIC AGGREGATE FLOOR SYSTEM | 08/21 | AMERICAN CONCRETE INSTITUTE | ACI | ACI 305R | Guide to Hot Weather Concreting | 2020
1566 | 03 53 14 | LIGHT REFLECTIVE NONFERROUS METALLIC AGGREGATE FLOOR SYSTEM | 08/21 | AMERICAN CONCRETE INSTITUTE | ACI | ACI 308.1 | Specification for Curing Concrete | 2023
1567 | 03 53 14 | LIGHT REFLECTIVE NONFERROUS METALLIC AGGREGATE FLOOR SYSTEM | 08/21 | AMERICAN CONCRETE INSTITUTE | ACI | ACI 308R | Guide to External Curing of Concrete | 2016
1568 | 03 53 14 | LIGHT REFLECTIVE NONFERROUS METALLIC AGGREGATE FLOOR SYSTEM | 08/21 | ASTM INTERNATIONAL | ASTM | ASTM C109/C109M | Standard Test Method for Compressive Strength of Hydraulic Cement Mortars (Using 2-in. or (50-mm) Cube Specimens) | 2023
1569 | 03 53 14 | LIGHT REFLECTIVE NONFERROUS METALLIC AGGREGATE FLOOR SYSTEM | 08/21 | ASTM INTERNATIONAL | ASTM | ASTM C309 | Standard Specification for Liquid Membrane-Forming Compounds for Curing Concrete | 2019
1570 | 03 53 14 | LIGHT REFLECTIVE NONFERROUS METALLIC AGGREGATE FLOOR SYSTEM | 08/21 | ASTM INTERNATIONAL | ASTM | ASTM C779/C779M | Standard Test Method for Abrasion Resistance of Horizontal Concrete Surfaces | 2019
1571 | 03 53 14 | LIGHT REFLECTIVE NONFERROUS METALLIC AGGREGATE FLOOR SYSTEM | 08/21 | ASTM INTERNATIONAL | ASTM | ASTM C1315 | Standard Specification for Liquid Membrane-Forming Compounds Having Special Properties for Curing and Sealing Concrete | 2019
1572 | 03 62 16 | METALLIC NON-SHRINK GROUTING | 08/23 | AMERICAN CONCRETE INSTITUTE | ACI | ACI 211.5R | Guide for Submittal of Concrete Proportions | 2014
1573 | 03 62 16 | METALLIC NON-SHRINK GROUTING | 08/23 | AMERICAN CONCRETE INSTITUTE | ACI | ACI 214R | Evaluation of Strength Test Results of Concrete | 2011
1574 | 03 62 16 | METALLIC NON-SHRINK GROUTING | 08/23 | AMERICAN CONCRETE INSTITUTE | ACI | ACI 311.4R | Guide for Concrete Inspection | 2005
1575 | 03 62 16 | METALLIC NON-SHRINK GROUTING | 08/23 | AMERICAN CONCRETE INSTITUTE | ACI | ACI MCP SET | Manual of Concrete Practice | 2017
1576 | 03 62 16 | METALLIC NON-SHRINK GROUTING | 08/23 | ASTM INTERNATIONAL | ASTM | ASTM C33/C33M | Standard Specification for Concrete Aggregates | 2023
1577 | 03 62 16 | METALLIC NON-SHRINK GROUTING | 08/23 | ASTM INTERNATIONAL | ASTM | ASTM C150/C150M | Standard Specification for Portland Cement | 2022
1578 | 03 62 16 | METALLIC NON-SHRINK GROUTING | 08/23 | ASTM INTERNATIONAL | ASTM | ASTM C1107/C1107M | Standard Specification for Packaged Dry, Hydraulic-Cement Grout (Nonshrink) | 2020
1579 | 03 70 00 | MASS CONCRETE | 02/10, CHG 2: 08/20 | AMERICAN ASSOCIATION OF STATE HIGHWAY AND TRANSPORTATION OFFICIALS | AASHTO | AASHTO M 182 | Standard Specification for Burlap Cloth Made from Jute or Kenaf and Cotton Mats | 2005; R 2021
1580 | 03 70 00 | MASS CONCRETE | 02/10, CHG 2: 08/20 | AMERICAN CONCRETE INSTITUTE | ACI | ACI 117 | Specifications for Tolerances for Concrete Construction and Materials and Commentary | 2010; R 2015
1581 | 03 70 00 | MASS CONCRETE | 02/10, CHG 2: 08/20 | AMERICAN CONCRETE INSTITUTE | ACI | ACI 214R | Evaluation of Strength Test Results of Concrete | 2011
1582 | 03 70 00 | MASS CONCRETE | 02/10, CHG 2: 08/20 | AMERICAN CONCRETE INSTITUTE | ACI | ACI 305R | Guide to Hot Weather Concreting | 2020
1583 | 03 70 00 | MASS CONCRETE | 02/10, CHG 2: 08/20 | ASTM INTERNATIONAL | ASTM | ASTM C31/C31M | Standard Practice for Making and Curing Concrete Test Specimens in the Field | 2024b
1584 | 03 70 00 | MASS CONCRETE | 02/10, CHG 2: 08/20 | ASTM INTERNATIONAL | ASTM | ASTM C39/C39M | Standard Test Method for Compressive Strength of Cylindrical Concrete Specimens | 2024
1585 | 03 70 00 | MASS CONCRETE | 02/10, CHG 2: 08/20 | ASTM INTERNATIONAL | ASTM | ASTM C40/C40M | Standard Test Method for Organic Impurities in Fine Aggregates for Concrete | 2020
1586 | 03 70 00 | MASS CONCRETE | 02/10, CHG 2: 08/20 | ASTM INTERNATIONAL | ASTM | ASTM C87/C87M | Standard Test Method for Effect of Organic Impurities in Fine Aggregate on Strength of Mortar | 2023
1587 | 03 70 00 | MASS CONCRETE | 02/10, CHG 2: 08/20 | ASTM INTERNATIONAL | ASTM | ASTM C94/C94M | Standard Specification for Ready-Mixed Concrete | 2024a
1588 | 03 70 00 | MASS CONCRETE | 02/10, CHG 2: 08/20 | ASTM INTERNATIONAL | ASTM | ASTM C117 | Standard Test Method for Materials Finer than 75-um (No. 200) Sieve in Mineral Aggregates by Washing | 2023
1589 | 03 70 00 | MASS CONCRETE | 02/10, CHG 2: 08/20 | ASTM INTERNATIONAL | ASTM | ASTM C123/C123M | Standard Test Method for Lightweight Particles in Aggregate | 2023
1590 | 03 70 00 | MASS CONCRETE | 02/10, CHG 2: 08/20 | ASTM INTERNATIONAL | ASTM | ASTM C127 | Standard Test Method for Density, Relative Density (Specific Gravity), and Absorption of Coarse Aggregate | 2015
1591 | 03 70 00 | MASS CONCRETE | 02/10, CHG 2: 08/20 | ASTM INTERNATIONAL | ASTM | ASTM C128 | Standard Test Method for Density, Relative Density (Specific Gravity), and Absorption of Fine Aggregate | 2022
1592 | 03 70 00 | MASS CONCRETE | 02/10, CHG 2: 08/20 | ASTM INTERNATIONAL | ASTM | ASTM C131/C131M | Standard Test Method for Resistance to Degradation of Small-Size Coarse Aggregate by Abrasion and Impact in the Los Angeles Machine | 2020
1593 | 03 70 00 | MASS CONCRETE | 02/10, CHG 2: 08/20 | ASTM INTERNATIONAL | ASTM | ASTM C136/C136M | Standard Test Method for Sieve Analysis of Fine and Coarse Aggregates | 2019
1594 | 03 70 00 | MASS CONCRETE | 02/10, CHG 2: 08/20 | ASTM INTERNATIONAL | ASTM | ASTM C142/C142M | Standard Test Method for Clay Lumps and Friable Particles in Aggregates | 2017; R 2023
1595 | 03 70 00 | MASS CONCRETE | 02/10, CHG 2: 08/20 | ASTM INTERNATIONAL | ASTM | ASTM C143/C143M | Standard Test Method for Slump of Hydraulic-Cement Concrete | 2020
1596 | 03 70 00 | MASS CONCRETE | 02/10, CHG 2: 08/20 | ASTM INTERNATIONAL | ASTM | ASTM C150/C150M | Standard Specification for Portland Cement | 2022
1597 | 03 70 00 | MASS CONCRETE | 02/10, CHG 2: 08/20 | ASTM INTERNATIONAL | ASTM | ASTM C171 | Standard Specification for Sheet Materials for Curing Concrete | 2020
1598 | 03 70 00 | MASS CONCRETE | 02/10, CHG 2: 08/20 | ASTM INTERNATIONAL | ASTM | ASTM C172/C172M | Standard Practice for Sampling Freshly Mixed Concrete | 2017
1599 | 03 70 00 | MASS CONCRETE | 02/10, CHG 2: 08/20 | ASTM INTERNATIONAL | ASTM | ASTM C231/C231M | Standard Test Method for Air Content of Freshly Mixed Concrete by the Pressure Method | 2024
1600 | 03 70 00 | MASS CONCRETE | 02/10, CHG 2: 08/20 | ASTM INTERNATIONAL | ASTM | ASTM C260/C260M | Standard Specification for Air-Entraining Admixtures for Concrete | 2010a; R 2016
1601 | 03 70 00 | MASS CONCRETE | 02/10, CHG 2: 08/20 | ASTM INTERNATIONAL | ASTM | ASTM C295/C295M | Standard Guide for Petrographic Examination of Aggregates for Concrete | 2019
1602 | 03 70 00 | MASS CONCRETE | 02/10, CHG 2: 08/20 | ASTM INTERNATIONAL | ASTM | ASTM C309 | Standard Specification for Liquid Membrane-Forming Compounds for Curing Concrete | 2019
1603 | 03 70 00 | MASS CONCRETE | 02/10, CHG 2: 08/20 | ASTM INTERNATIONAL | ASTM | ASTM C441/C441M | Standard Test Method for Effectiveness of Pozzolans or Ground Blast-Furnace Slag in Preventing Excessive Expansion of Concrete Due to the Alkali-Silica Reaction | 2017
1604 | 03 70 00 | MASS CONCRETE | 02/10, CHG 2: 08/20 | ASTM INTERNATIONAL | ASTM | ASTM C494/C494M | Standard Specification for Chemical Admixtures for Concrete | 2019; E 2022
1605 | 03 70 00 | MASS CONCRETE | 02/10, CHG 2: 08/20 | ASTM INTERNATIONAL | ASTM | ASTM C535 | Standard Test Method for Resistance to Degradation of Large-Size Coarse Aggregate by Abrasion and Impact in the Los Angeles Machine | 2016
1606 | 03 70 00 | MASS CONCRETE | 02/10, CHG 2: 08/20 | ASTM INTERNATIONAL | ASTM | ASTM C566 | Standard Test Method for Total Evaporable Moisture Content of Aggregate by Drying | 2013
1607 | 03 70 00 | MASS CONCRETE | 02/10, CHG 2: 08/20 | ASTM INTERNATIONAL | ASTM | ASTM C618 | Standard Specification for Coal Fly Ash and Raw or Calcined Natural Pozzolan for Use in Concrete | 2023; E 2023
1608 | 03 70 00 | MASS CONCRETE | 02/10, CHG 2: 08/20 | ASTM INTERNATIONAL | ASTM | ASTM C666/C666M | Resistance of Concrete to Rapid Freezing and Thawing | 2015
1609 | 03 70 00 | MASS CONCRETE | 02/10, CHG 2: 08/20 | ASTM INTERNATIONAL | ASTM | ASTM C881/C881M | Standard Specification for Epoxy-Resin-Base Bonding Systems for Concrete | 2020a
1610 | 03 70 00 | MASS CONCRETE | 02/10, CHG 2: 08/20 | ASTM INTERNATIONAL | ASTM | ASTM C928/C928M | Standard Specification for Packaged, Dry, Rapid-Hardening Cementitious Materials for Concrete Repairs | 2020a
1611 | 03 70 00 | MASS CONCRETE | 02/10, CHG 2: 08/20 | ASTM INTERNATIONAL | ASTM | ASTM C937 | Grout Fluidifier for Preplaced-Aggregate Concrete | 2023
1612 | 03 70 00 | MASS CONCRETE | 02/10, CHG 2: 08/20 | ASTM INTERNATIONAL | ASTM | ASTM C989/C989M | Standard Specification for Slag Cement for Use in Concrete and Mortars | 2024
1613 | 03 70 00 | MASS CONCRETE | 02/10, CHG 2: 08/20 | ASTM INTERNATIONAL | ASTM | ASTM C1059/C1059M | Standard Specification for Latex Agents for Bonding Fresh to Hardened Concrete | 2021
1614 | 03 70 00 | MASS CONCRETE | 02/10, CHG 2: 08/20 | ASTM INTERNATIONAL | ASTM | ASTM C1064/C1064M | Standard Test Method for Temperature of Freshly Mixed Hydraulic-Cement Concrete | 2023
1615 | 03 70 00 | MASS CONCRETE | 02/10, CHG 2: 08/20 | ASTM INTERNATIONAL | ASTM | ASTM C1077 | Standard Practice for Agencies Testing Concrete and Concrete Aggregates for Use in Construction and Criteria for Testing Agency Evaluation | 2024
1616 | 03 70 00 | MASS CONCRETE | 02/10, CHG 2: 08/20 | ASTM INTERNATIONAL | ASTM | ASTM C1107/C1107M | Standard Specification for Packaged Dry, Hydraulic-Cement Grout (Nonshrink) | 2020
1617 | 03 70 00 | MASS CONCRETE | 02/10, CHG 2: 08/20 | ASTM INTERNATIONAL | ASTM | ASTM C1240 | Standard Specification for Silica Fume Used in Cementitious Mixtures | 2020
1618 | 03 70 00 | MASS CONCRETE | 02/10, CHG 2: 08/20 | ASTM INTERNATIONAL | ASTM | ASTM C1260 | Standard Test Method for Potential Alkali Reactivity of Aggregates (Mortar-Bar Method) | 2023
1619 | 03 70 00 | MASS CONCRETE | 02/10, CHG 2: 08/20 | ASTM INTERNATIONAL | ASTM | ASTM C1567 | Standard Test Method for Potential Alkali-Silica Reactivity of Combinations of Cementitious Materials and Aggregate (Accelerated Mortar-Bar Method) | 2023
1620 | 03 70 00 | MASS CONCRETE | 02/10, CHG 2: 08/20 | ASTM INTERNATIONAL | ASTM | ASTM D4791 | Flat Particles, Elongated Particles, or Flat and Elongated Particles in Coarse Aggregate | 2019
1621 | 03 70 00 | MASS CONCRETE | 02/10, CHG 2: 08/20 | ASTM INTERNATIONAL | ASTM | ASTM E11 | Standard Specification for Woven Wire Test Sieve Cloth and Test Sieves | 2024
1622 | 03 70 00 | MASS CONCRETE | 02/10, CHG 2: 08/20 | NATIONAL INSTITUTE OF STANDARDS AND TECHNOLOGY | NIST | NIST HB 44 | Specifications, Tolerances, and Other Technical Requirements for Weighing and Measuring Devices | 2018
1623 | 03 70 00 | MASS CONCRETE | 02/10, CHG 2: 08/20 | NATIONAL READY MIXED CONCRETE ASSOCIATION | NRMCA | NRMCA CPMB 100 | Concrete Plant Standards | 2000; R 2006
1624 | 03 70 00 | MASS CONCRETE | 02/10, CHG 2: 08/20 | U.S. ARMY CORPS OF ENGINEERS | USACE | COE CRD-C 55 | Test Method for Within-Batch Uniformity of Freshly Mixed Concrete | 1992
1625 | 03 70 00 | MASS CONCRETE | 02/10, CHG 2: 08/20 | U.S. ARMY CORPS OF ENGINEERS | USACE | COE CRD-C 94 | Corps of Engineers Specification for Surface Retarders | 1995
1626 | 03 70 00 | MASS CONCRETE | 02/10, CHG 2: 08/20 | U.S. ARMY CORPS OF ENGINEERS | USACE | COE CRD-C 100 | Method of Sampling Concrete Aggregate and Aggregate Sources, and Selection of Material for Testing | 1975
1627 | 03 70 00 | MASS CONCRETE | 02/10, CHG 2: 08/20 | U.S. ARMY CORPS OF ENGINEERS | USACE | COE CRD-C 104 | Method of Calculation of the Fineness Modulus of Aggregate | 1980
1628 | 03 70 00 | MASS CONCRETE | 02/10, CHG 2: 08/20 | U.S. ARMY CORPS OF ENGINEERS | USACE | COE CRD-C 114 | Test Method for Soundness of Aggregates by Freezing and Thawing of Concrete Specimens | 1997
1629 | 03 70 00 | MASS CONCRETE | 02/10, CHG 2: 08/20 | U.S. ARMY CORPS OF ENGINEERS | USACE | COE CRD-C 130 | Standard Recommended Practice for Estimating Scratch Hardness of Coarse Aggregate Particles | 2001
1630 | 03 70 00 | MASS CONCRETE | 02/10, CHG 2: 08/20 | U.S. ARMY CORPS OF ENGINEERS | USACE | COE CRD-C 143 | Specifications for Meters for Automatic Indication of Moisture in Fine Aggregate | 1962
1631 | 03 70 00 | MASS CONCRETE | 02/10, CHG 2: 08/20 | U.S. ARMY CORPS OF ENGINEERS | USACE | COE CRD-C 144 | Standard Test Method for Resistance of Rock to Freezing and Thawing | 1992
1632 | 03 70 00 | MASS CONCRETE | 02/10, CHG 2: 08/20 | U.S. ARMY CORPS OF ENGINEERS | USACE | COE CRD-C 400 | Requirements for Water for Use in Mixing or Curing Concrete | 1963
1633 | 03 70 00 | MASS CONCRETE | 02/10, CHG 2: 08/20 | U.S. ARMY CORPS OF ENGINEERS | USACE | COE CRD-C 521 | Standard Test Method for Frequency and Amplitude of Vibrators for Concrete | 1981
1634 | 04 01 20.73 | MASONRY STRENGTHENING USING FRP BARS | 11/15, CHG 1: 08/17 | AMERICAN CONCRETE INSTITUTE | ACI | ACI 440.2R | Guide for the Design and Construction of Externally Bonded FRP Systems for Strengthening Concrete Structures | 2017
1635 | 04 01 20.73 | MASONRY STRENGTHENING USING FRP BARS | 11/15, CHG 1: 08/17 | AMERICAN CONCRETE INSTITUTE | ACI | ACI 440.7R | Guide for the Design and Construction of Externally Bonded Fiber-Reinforced Polymer Systems for Strengthening Unreinforced Masonry Structures | 2010
1636 | 04 01 20.73 | MASONRY STRENGTHENING USING FRP BARS | 11/15, CHG 1: 08/17 | AMERICAN CONCRETE INSTITUTE | ACI | ACI 503.1-503.4 | Four Epoxy Specifications | 1993, R 2003
1637 | 04 01 20.73 | MASONRY STRENGTHENING USING FRP BARS | 11/15, CHG 1: 08/17 | AMERICAN CONFERENCE OF GOVERNMENTAL INDUSTRIAL HYGIENISTS | ACGIH | ACGIH 0116 | TLVs and BEIs | 2016
1638 | 04 01 20.73 | MASONRY STRENGTHENING USING FRP BARS | 11/15, CHG 1: 08/17 | ASTM INTERNATIONAL | ASTM | ASTM D638 | Standard Test Method for Tensile Properties of Plastics | 2014
1639 | 04 01 20.73 | MASONRY STRENGTHENING USING FRP BARS | 11/15, CHG 1: 08/17 | ASTM INTERNATIONAL | ASTM | ASTM D882 | Tensile Properties of Thin Plastic Sheeting | 2012
1640 | 04 01 20.73 | MASONRY STRENGTHENING USING FRP BARS | 11/15, CHG 1: 08/17 | ASTM INTERNATIONAL | ASTM | ASTM D2240 | Standard Test Method for Rubber Property - Durometer Hardness | 2015; E 2017
1641 | 04 01 20.73 | MASONRY STRENGTHENING USING FRP BARS | 11/15, CHG 1: 08/17 | ASTM INTERNATIONAL | ASTM | ASTM D2563 | Classifying Visual Defects in Glass-Reinforced Plastic Laminate Parts | 2008
1642 | 04 01 20.73 | MASONRY STRENGTHENING USING FRP BARS | 11/15, CHG 1: 08/17 | ASTM INTERNATIONAL | ASTM | ASTM D3039/D3039M | Standard Test Method for Tensile Properties of Polymer Matrix Composite Materials | 2017
1643 | 04 01 20.73 | MASONRY STRENGTHENING USING FRP BARS | 11/15, CHG 1: 08/17 | ASTM INTERNATIONAL | ASTM | ASTM D3171 | Standard Test Method for Constituent Content of Composite Materials | 2011
1644 | 04 01 20.73 | MASONRY STRENGTHENING USING FRP BARS | 11/15, CHG 1: 08/17 | ASTM INTERNATIONAL | ASTM | ASTM D3916 | Standard Test Method for Tensile Properties of Pultruded Glass-Fiber-Reinforced Plastic Rod | 2008; R 2016
1645 | 04 01 20.73 | MASONRY STRENGTHENING USING FRP BARS | 11/15, CHG 1: 08/17 | ASTM INTERNATIONAL | ASTM | ASTM D4501 | Adhesive Bonds Between Rigid Substrates by the Block-Shear Method | 2001; R 2014
1646 | 04 01 20.73 | MASONRY STRENGTHENING USING FRP BARS | 11/15, CHG 1: 08/17 | ICC EVALUATION SERVICE, INC. | ICC-ES | ICC ES AC125 | Acceptance Criteria for Concrete and Reinforced and Unreinforced Masonry Strengthening Using Externally Bonded Fiber-reinforced Polymer (FRP) Composite Systems | 2014; R 2015
1647 | 04 01 20.73 | MASONRY STRENGTHENING USING FRP BARS | 11/15, CHG 1: 08/17 | ICC EVALUATION SERVICE, INC. | ICC-ES | ICC ES AC178 | Acceptance Criteria for Inspection and Verification of Concrete and Reinforced and Unreinforced Masonry Strengthening Using Fiber-reinforced Polymer (FRP) Composite Systems | 2013; R 2017
1648 | 04 01 20.73 | MASONRY STRENGTHENING USING FRP BARS | 11/15, CHG 1: 08/17 | U.S. NATIONAL ARCHIVES AND RECORDS ADMINISTRATION | NARA | 29 CFR 1910.1200 | Hazard Communication
1649 | 04 01 20.75 | MASONRY STRENGTHENING USING SURFACE APPLIED FRP COMPOSITES | 11/15, CHG 2: 05/21 | AMERICAN CONCRETE INSTITUTE | ACI | ACI 440.3R | Guide Test Methods for Fiber-Reinforced Polymer (FRP) for Reinforcing or Strengthening Concrete Structures | 2012
1650 | 04 01 20.75 | MASONRY STRENGTHENING USING SURFACE APPLIED FRP COMPOSITES | 11/15, CHG 2: 05/21 | AMERICAN CONCRETE INSTITUTE | ACI | ACI 440.7R | Guide for the Design and Construction of Externally Bonded Fiber-Reinforced Polymer Systems for Strengthening Unreinforced Masonry Structures | 2010
1651 | 04 01 20.75 | MASONRY STRENGTHENING USING SURFACE APPLIED FRP COMPOSITES | 11/15, CHG 2: 05/21 | AMERICAN CONCRETE INSTITUTE | ACI | ACI 503.1-503.4 | Four Epoxy Specifications | 1993, R 2003
1652 | 04 01 20.75 | MASONRY STRENGTHENING USING SURFACE APPLIED FRP COMPOSITES | 11/15, CHG 2: 05/21 | AMERICAN CONFERENCE OF GOVERNMENTAL INDUSTRIAL HYGIENISTS | ACGIH | ACGIH 0116 | TLVs and BEIs | 2016
1653 | 04 01 20.75 | MASONRY STRENGTHENING USING SURFACE APPLIED FRP COMPOSITES | 11/15, CHG 2: 05/21 | ASTM INTERNATIONAL | ASTM | ASTM C581 | Standard Practice for Determining Chemical Resistance of Thermosetting Resins Used in Glass-Fiber-Reinforced Structures, Intended for Liquid Service | 2020
1654 | 04 01 20.75 | MASONRY STRENGTHENING USING SURFACE APPLIED FRP COMPOSITES | 11/15, CHG 2: 05/21 | ASTM INTERNATIONAL | ASTM | ASTM D2240 | Standard Test Method for Rubber Property - Durometer Hardness | 2015; E 2017
1655 | 04 01 20.75 | MASONRY STRENGTHENING USING SURFACE APPLIED FRP COMPOSITES | 11/15, CHG 2: 05/21 | ASTM INTERNATIONAL | ASTM | ASTM D2563 | Classifying Visual Defects in Glass-Reinforced Plastic Laminate Parts | 2008
1656 | 04 01 20.75 | MASONRY STRENGTHENING USING SURFACE APPLIED FRP COMPOSITES | 11/15, CHG 2: 05/21 | ASTM INTERNATIONAL | ASTM | ASTM D3039/D3039M | Standard Test Method for Tensile Properties of Polymer Matrix Composite Materials | 2017
1657 | 04 01 20.75 | MASONRY STRENGTHENING USING SURFACE APPLIED FRP COMPOSITES | 11/15, CHG 2: 05/21 | ASTM INTERNATIONAL | ASTM | ASTM D3045 | Practice for Heat Aging of Plastics Without Load | 1992; R 2010
1658 | 04 01 20.75 | MASONRY STRENGTHENING USING SURFACE APPLIED FRP COMPOSITES | 11/15, CHG 2: 05/21 | ASTM INTERNATIONAL | ASTM | ASTM D3171 | Standard Test Method for Constituent Content of Composite Materials | 2011
1659 | 04 01 20.75 | MASONRY STRENGTHENING USING SURFACE APPLIED FRP COMPOSITES | 11/15, CHG 2: 05/21 | ASTM INTERNATIONAL | ASTM | ASTM D4541 | Standard Test Method for Pull-Off Strength of Coatings Using Portable Adhesion Testers | 2022
1660 | 04 01 20.75 | MASONRY STRENGTHENING USING SURFACE APPLIED FRP COMPOSITES | 11/15, CHG 2: 05/21 | ASTM INTERNATIONAL | ASTM | ASTM E84 | Standard Test Method for Surface Burning Characteristics of Building Materials | 2023
1661 | 04 01 20.75 | MASONRY STRENGTHENING USING SURFACE APPLIED FRP COMPOSITES | 11/15, CHG 2: 05/21 | ASTM INTERNATIONAL | ASTM | ASTM G154 | Standard Practice for Operating Fluorescent Ultraviolet (UV) Lamp Apparatus for Exposure of Materials | 2023
1662 | 04 01 20.75 | MASONRY STRENGTHENING USING SURFACE APPLIED FRP COMPOSITES | 11/15, CHG 2: 05/21 | ICC EVALUATION SERVICE, INC. | ICC-ES | ICC ES AC125 | Acceptance Criteria for Concrete and Reinforced and Unreinforced Masonry Strengthening Using Externally Bonded Fiber-reinforced Polymer (FRP) Composite Systems | 2014; R 2015
1663 | 04 01 20.75 | MASONRY STRENGTHENING USING SURFACE APPLIED FRP COMPOSITES | 11/15, CHG 2: 05/21 | ICC EVALUATION SERVICE, INC. | ICC-ES | ICC ES AC178 | Acceptance Criteria for Inspection and Verification of Concrete and Reinforced and Unreinforced Masonry Strengthening Using Fiber-reinforced Polymer (FRP) Composite Systems | 2013; R 2017
1664 | 04 01 20.75 | MASONRY STRENGTHENING USING SURFACE APPLIED FRP COMPOSITES | 11/15, CHG 2: 05/21 | U.S. NATIONAL ARCHIVES AND RECORDS ADMINISTRATION | NARA | 29 CFR 1910.1200 | Hazard Communication
1665 | 04 03 00 | CONSERVATION TREATMENT FOR PERIOD MASONRY | 11/17 | AMERICAN CONFERENCE OF GOVERNMENTAL INDUSTRIAL HYGIENISTS | ACGIH | ACGIH 0100 | Documentation of the Threshold Limit Values and Biological Exposure Indices | 2017; Suppl 2020
1666 | 04 03 00 | CONSERVATION TREATMENT FOR PERIOD MASONRY | 11/17 | ASTM INTERNATIONAL | ASTM | ASTM A36/A36M | Standard Specification for Carbon Structural Steel | 2019
1667 | 04 03 00 | CONSERVATION TREATMENT FOR PERIOD MASONRY | 11/17 | ASTM INTERNATIONAL | ASTM | ASTM C34 | Standard Specification for Structural Clay Loadbearing Wall Tile | 2023
1668 | 04 03 00 | CONSERVATION TREATMENT FOR PERIOD MASONRY | 11/17 | ASTM INTERNATIONAL | ASTM | ASTM C67/C67M | Standard Test Methods for Sampling and Testing Brick and Structural Clay Tile | 2023a
1669 | 04 03 00 | CONSERVATION TREATMENT FOR PERIOD MASONRY | 11/17 | ASTM INTERNATIONAL | ASTM | ASTM C170/C170M | Standard Test Method for Compressive Strength of Dimension Stone | 2024a
1670 | 04 03 00 | CONSERVATION TREATMENT FOR PERIOD MASONRY | 11/17 | ASTM INTERNATIONAL | ASTM | ASTM C207 | Standard Specification for Hydrated Lime for Masonry Purposes | 2024
1671 | 04 03 00 | CONSERVATION TREATMENT FOR PERIOD MASONRY | 11/17 | ASTM INTERNATIONAL | ASTM | ASTM C216 | Standard Specification for Facing Brick (Solid Masonry Units Made from Clay or Shale) | 2023
1672 | 04 03 00 | CONSERVATION TREATMENT FOR PERIOD MASONRY | 11/17 | ASTM INTERNATIONAL | ASTM | ASTM C926 | Standard Specification for Application of Portland Cement-Based Plaster | 2024
1673 | 04 03 00 | CONSERVATION TREATMENT FOR PERIOD MASONRY | 11/17 | ASTM INTERNATIONAL | ASTM | ASTM C1196 | Standard Test Method for In Situ Compressive Stress Within Solid Unit Masonry Esitmated Using Flatjack Measurements | 2014
1674 | 04 03 00 | CONSERVATION TREATMENT FOR PERIOD MASONRY | 11/17 | ASTM INTERNATIONAL | ASTM | ASTM C1197 | Standard Test Method for In Situ Measurement of Masonry Deformability Properties Using the Flatjack Method | 2014
1675 | 04 03 00 | CONSERVATION TREATMENT FOR PERIOD MASONRY | 11/17 | ASTM INTERNATIONAL | ASTM | ASTM C1324 | Standard Test Method for Examination and Analysis of Hardened Masonry Mortar | 2020
1676 | 04 03 00 | CONSERVATION TREATMENT FOR PERIOD MASONRY | 11/17 | ASTM INTERNATIONAL | ASTM | ASTM C1364 | Standard Specification for Architectural Cast Stone | 2023
1677 | 04 03 00 | CONSERVATION TREATMENT FOR PERIOD MASONRY | 11/17 | ASTM INTERNATIONAL | ASTM | ASTM C1489 | Standard Specification for Lime Putty for Structural Purposes | 2015; R 2022
1678 | 04 03 00 | CONSERVATION TREATMENT FOR PERIOD MASONRY | 11/17 | ASTM INTERNATIONAL | ASTM | ASTM C1531 | Standard Test Methods for In Situ Measurement of Masonry Mortar Joint Shear Strength Index | 2015
1679 | 04 03 00 | CONSERVATION TREATMENT FOR PERIOD MASONRY | 11/17 | ASTM INTERNATIONAL | ASTM | ASTM C1601 | Standard Test Method for Field Measurement of Water Penetration of Masonry Wall Surfaces | 2014
1680 | 04 03 00 | CONSERVATION TREATMENT FOR PERIOD MASONRY | 11/17 | ASTM INTERNATIONAL | ASTM | ASTM C1713 | Standard Specification for Mortars for the Repair of Historic Masonry | 2012
1681 | 04 03 00 | CONSERVATION TREATMENT FOR PERIOD MASONRY | 11/17 | ASTM INTERNATIONAL | ASTM | ASTM E96/E96M | Standard Test Methods for Gravimetric Determination of Water Vapor Transmission Rate of Materials | 2024
1682 | 04 03 00 | CONSERVATION TREATMENT FOR PERIOD MASONRY | 11/17 | ASTM INTERNATIONAL | ASTM | ASTM E2260 | Standard Guide for Repointing (Tuckpointing) Historic Masonry | 2012
1683 | 04 03 00 | CONSERVATION TREATMENT FOR PERIOD MASONRY | 11/17 | ASTM INTERNATIONAL | ASTM | ASTM E2659 | Standard Practice for Certificate Programs | 2018
1684 | 04 03 00 | CONSERVATION TREATMENT FOR PERIOD MASONRY | 11/17 | NATIONAL PARK SERVICE | NPS | NPS Hist Prop | National Standards for the Treatment of Historic Properties with Guidelines for Preserving, Rehabilitating, Restoring, and Reconstructing Historic Buildings | 2017
1685 | 04 03 00 | CONSERVATION TREATMENT FOR PERIOD MASONRY | 11/17 | NATIONAL PARK SERVICE | NPS | NPS TPS Brief 1 | Assessing Cleaning and Water-Repellent Treatments for Historic Masonry Buildings | 2000
1686 | 04 03 00 | CONSERVATION TREATMENT FOR PERIOD MASONRY | 11/17 | NATIONAL PARK SERVICE | NPS | NPS TPS Brief 2 | Repointing Mortar Joints in Historic Masonry Buildings | 1998
1687 | 04 03 00 | CONSERVATION TREATMENT FOR PERIOD MASONRY | 11/17 | THE MASONRY SOCIETY | TMS | TMS MSJC | Masonry Standard Joint Committee's (MSJC) Book - Building Code Requirements and Specification for Masonry Structures, Containing TMS 402/ACI 530/ASCE 5, TMS 602/ACI 530.1/ASCE 6, and Companion Commentaries | 2016
1688 | 04 03 00 | CONSERVATION TREATMENT FOR PERIOD MASONRY | 11/17 | U.S. GENERAL SERVICES ADMINISTRATION | GSA | GSA HPTP 07656-01 | Installing Lead Stone Flashing to Protect Masonry Joints
1689 | 04 20 00 | UNIT MASONRY | 11/15, CHG 2: 05/19 | AMERICAN CONCRETE INSTITUTE | ACI | ACI 216.1 | Code Requirements for Determining Fire Resistance of Concrete and Masonry Construction Assemblies | 2014
1690 | 04 20 00 | UNIT MASONRY | 11/15, CHG 2: 05/19 | AMERICAN CONCRETE INSTITUTE | ACI | ACI 318 | Building Code Requirements for Structural Concrete (ACI 318-19) and Commentary (ACI 318R-19) | 2019; R 2022
1691 | 04 20 00 | UNIT MASONRY | 11/15, CHG 2: 05/19 | AMERICAN CONCRETE INSTITUTE | ACI | ACI 318M | Building Code Requirements for Structural Concrete & Commentary | 2019; Errata 2022
1692 | 04 20 00 | UNIT MASONRY | 11/15, CHG 2: 05/19 | AMERICAN CONCRETE INSTITUTE | ACI | ACI SP-66 | ACI Detailing Manual | 2004
1693 | 04 20 00 | UNIT MASONRY | 11/15, CHG 2: 05/19 | ASTM INTERNATIONAL | ASTM | ASTM A153/A153M | Standard Specification for Zinc Coating (Hot-Dip) on Iron and Steel Hardware | 2023
1694 | 04 20 00 | UNIT MASONRY | 11/15, CHG 2: 05/19 | ASTM INTERNATIONAL | ASTM | ASTM A167 | Standard Specification for Stainless and Heat-Resisting Chromium-Nickel Steel Plate, Sheet, and Strip | 2011
1695 | 04 20 00 | UNIT MASONRY | 11/15, CHG 2: 05/19 | ASTM INTERNATIONAL | ASTM | ASTM A185/A185M | Standard Specification for Steel Welded Wire Reinforcement, Plain, for Concrete | 2007
1696 | 04 20 00 | UNIT MASONRY | 11/15, CHG 2: 05/19 | ASTM INTERNATIONAL | ASTM | ASTM A615/A615M | Standard Specification for Deformed and Plain Carbon-Steel Bars for Concrete Reinforcement | 2022
1697 | 04 20 00 | UNIT MASONRY | 11/15, CHG 2: 05/19 | ASTM INTERNATIONAL | ASTM | ASTM A641/A641M | Standard Specification for Zinc-Coated (Galvanized) Carbon Steel Wire | 2019
1698 | 04 20 00 | UNIT MASONRY | 11/15, CHG 2: 05/19 | ASTM INTERNATIONAL | ASTM | ASTM A653/A653M | Standard Specification for Steel Sheet, Zinc-Coated (Galvanized) or Zinc-Iron Alloy-Coated (Galvannealed) by the Hot-Dip Process | 2023
1699 | 04 20 00 | UNIT MASONRY | 11/15, CHG 2: 05/19 | ASTM INTERNATIONAL | ASTM | ASTM A951/A951M | Standard Specification for Steel Wire for Masonry Joint Reinforcement | 2011
1700 | 04 20 00 | UNIT MASONRY | 11/15, CHG 2: 05/19 | ASTM INTERNATIONAL | ASTM | ASTM A996/A996M | Standard Specification for Rail-Steel and Axle-Steel Deformed Bars for Concrete Reinforcement | 2016
1701 | 04 20 00 | UNIT MASONRY | 11/15, CHG 2: 05/19 | ASTM INTERNATIONAL | ASTM | ASTM A1008/A1008M | Standard Specification for Steel, Sheet, Cold-Rolled, Carbon, Structural, High-Strength Low-Alloy, High-Strength Low-Alloy with Improved Formability, Solution Hardened, and Bake Hardenable | 2024
1702 | 04 20 00 | UNIT MASONRY | 11/15, CHG 2: 05/19 | ASTM INTERNATIONAL | ASTM | ASTM A1064/A1064M | Standard Specification for Carbon-Steel Wire and Welded Wire Reinforcement, Plain and Deformed, for Concrete | 2024
1703 | 04 20 00 | UNIT MASONRY | 11/15, CHG 2: 05/19 | ASTM INTERNATIONAL | ASTM | ASTM B370 | Standard Specification for Copper Sheet and Strip for Building Construction | 2022
1704 | 04 20 00 | UNIT MASONRY | 11/15, CHG 2: 05/19 | ASTM INTERNATIONAL | ASTM | ASTM C27 | Fireclay and High-Alumina Refractory Brick | 1998; R 2022
1705 | 04 20 00 | UNIT MASONRY | 11/15, CHG 2: 05/19 | ASTM INTERNATIONAL | ASTM | ASTM C55 | Standard Specification for Concrete Building Brick | 2023
1706 | 04 20 00 | UNIT MASONRY | 11/15, CHG 2: 05/19 | ASTM INTERNATIONAL | ASTM | ASTM C62 | Standard Specification for Building Brick (Solid Masonry Units Made from Clay or Shale) | 2023
1707 | 04 20 00 | UNIT MASONRY | 11/15, CHG 2: 05/19 | ASTM INTERNATIONAL | ASTM | ASTM C67/C67M | Standard Test Methods for Sampling and Testing Brick and Structural Clay Tile | 2023a
1708 | 04 20 00 | UNIT MASONRY | 11/15, CHG 2: 05/19 | ASTM INTERNATIONAL | ASTM | ASTM C73 | Standard Specification for Calcium Silicate Brick (Sand-Lime Brick) | 2023
1709 | 04 20 00 | UNIT MASONRY | 11/15, CHG 2: 05/19 | ASTM INTERNATIONAL | ASTM | ASTM C90 | Standard Specification for Loadbearing Concrete Masonry Units | 2024
1710 | 04 20 00 | UNIT MASONRY | 11/15, CHG 2: 05/19 | ASTM INTERNATIONAL | ASTM | ASTM C126 | Standard Specification for Ceramic Glazed Structural Clay Facing Tile, Facing Brick, and Solid Masonry Units | 2022
1711 | 04 20 00 | UNIT MASONRY | 11/15, CHG 2: 05/19 | ASTM INTERNATIONAL | ASTM | ASTM C129 | Standard Specification for Nonloadbearing Concrete Masonry Units | 2023
1712 | 04 20 00 | UNIT MASONRY | 11/15, CHG 2: 05/19 | ASTM INTERNATIONAL | ASTM | ASTM C207 | Standard Specification for Hydrated Lime for Masonry Purposes | 2024
1713 | 04 20 00 | UNIT MASONRY | 11/15, CHG 2: 05/19 | ASTM INTERNATIONAL | ASTM | ASTM C216 | Standard Specification for Facing Brick (Solid Masonry Units Made from Clay or Shale) | 2023
1714 | 04 20 00 | UNIT MASONRY | 11/15, CHG 2: 05/19 | ASTM INTERNATIONAL | ASTM | ASTM C270 | Standard Specification for Mortar for Unit Masonry | 2019a; E 2019
1715 | 04 20 00 | UNIT MASONRY | 11/15, CHG 2: 05/19 | ASTM INTERNATIONAL | ASTM | ASTM C315 | Standard Specification for Clay Flue Linings and Chimney Pots | 2007; R 2021
1716 | 04 20 00 | UNIT MASONRY | 11/15, CHG 2: 05/19 | ASTM INTERNATIONAL | ASTM | ASTM C476 | Standard Specification for Grout for Masonry | 2023
1717 | 04 20 00 | UNIT MASONRY | 11/15, CHG 2: 05/19 | ASTM INTERNATIONAL | ASTM | ASTM C494/C494M | Standard Specification for Chemical Admixtures for Concrete | 2019; E 2022
1718 | 04 20 00 | UNIT MASONRY | 11/15, CHG 2: 05/19 | ASTM INTERNATIONAL | ASTM | ASTM C586 | Standard Test Method for Potential Alkali Reactivity of Carbonate Rocks as Concrete Aggregates (Rock-Cylinder Method) | 2011
1719 | 04 20 00 | UNIT MASONRY | 11/15, CHG 2: 05/19 | ASTM INTERNATIONAL | ASTM | ASTM C616/C615M | Standard Specification for Granite Dimension Stone | 2011
1720 | 04 20 00 | UNIT MASONRY | 11/15, CHG 2: 05/19 | ASTM INTERNATIONAL | ASTM | ASTM C616/C616M | Standard Specification for Quartz-Based Dimension Stone | 2010
1721 | 04 20 00 | UNIT MASONRY | 11/15, CHG 2: 05/19 | ASTM INTERNATIONAL | ASTM | ASTM C641 | Standard Test Method for Iron Staining Materials in Lightweight Concrete Aggregates | 2023
1722 | 04 20 00 | UNIT MASONRY | 11/15, CHG 2: 05/19 | ASTM INTERNATIONAL | ASTM | ASTM C652 | Standard Specification for Hollow Brick (Hollow Masonry Units Made from Clay or Shale) | 2022
1723 | 04 20 00 | UNIT MASONRY | 11/15, CHG 2: 05/19 | ASTM INTERNATIONAL | ASTM | ASTM C744 | Standard Specification for Prefaced Concrete and Calcium Silicate Masonry Units | 2021
1724 | 04 20 00 | UNIT MASONRY | 11/15, CHG 2: 05/19 | ASTM INTERNATIONAL | ASTM | ASTM C780 | Standard Test Method for Preconstruction and Construction Evaluation of Mortars for Plain and Reinforced Unit Masonry | 2023
1725 | 04 20 00 | UNIT MASONRY | 11/15, CHG 2: 05/19 | ASTM INTERNATIONAL | ASTM | ASTM C979/C979M | Standard Specification for Pigments for Integrally Colored Concrete | 2016
1726 | 04 20 00 | UNIT MASONRY | 11/15, CHG 2: 05/19 | ASTM INTERNATIONAL | ASTM | ASTM C1019 | Standard Test Method for Sampling and Testing Grout | 2019
1727 | 04 20 00 | UNIT MASONRY | 11/15, CHG 2: 05/19 | ASTM INTERNATIONAL | ASTM | ASTM C1314 | Standard Test Method for Compressive Strength of Masonry Prisms | 2014
1728 | 04 20 00 | UNIT MASONRY | 11/15, CHG 2: 05/19 | ASTM INTERNATIONAL | ASTM | ASTM C1384 | Standard Specification for Admixtures for Masonry Mortars | 2012a
1729 | 04 20 00 | UNIT MASONRY | 11/15, CHG 2: 05/19 | ASTM INTERNATIONAL | ASTM | ASTM C1405 | Standard Specification for Glazed Brick (Single Fired, Brick Units) | 2015
1730 | 04 20 00 | UNIT MASONRY | 11/15, CHG 2: 05/19 | ASTM INTERNATIONAL | ASTM | ASTM C1611/C1611M | Standard Test Method for Slump Flow of Self-Consolidating Concrete | 2021
1731 | 04 20 00 | UNIT MASONRY | 11/15, CHG 2: 05/19 | ASTM INTERNATIONAL | ASTM | ASTM C1634 | Standard Specification for Concrete Facing Brick | 2011
1732 | 04 20 00 | UNIT MASONRY | 11/15, CHG 2: 05/19 | ASTM INTERNATIONAL | ASTM | ASTM D2000 | Standard Classification System for Rubber Products in Automotive Applications | 2018
1733 | 04 20 00 | UNIT MASONRY | 11/15, CHG 2: 05/19 | ASTM INTERNATIONAL | ASTM | ASTM D2287 | Nonrigid Vinyl Chloride Polymer and Copolymer Molding and Extrusion Compounds | 2019
1734 | 04 20 00 | UNIT MASONRY | 11/15, CHG 2: 05/19 | ASTM INTERNATIONAL | ASTM | ASTM E514/E514M | Standard Test Method for Water Penetration and Leakage Through Masonry | 2020
1735 | 04 20 00 | UNIT MASONRY | 11/15, CHG 2: 05/19 | THE MASONRY SOCIETY | TMS | TMS MSJC | Masonry Standard Joint Committee's (MSJC) Book - Building Code Requirements and Specification for Masonry Structures, Containing TMS 402/ACI 530/ASCE 5, TMS 602/ACI 530.1/ASCE 6, and Companion Commentaries | 2016
1736 | 04 23 00 | GLASS UNIT MASONRY | 11/15 | ASTM INTERNATIONAL | ASTM | ASTM A153/A153M | Standard Specification for Zinc Coating (Hot-Dip) on Iron and Steel Hardware | 2023
1737 | 04 23 00 | GLASS UNIT MASONRY | 11/15 | ASTM INTERNATIONAL | ASTM | ASTM A580/A580M | Standard Specification for Stainless Steel Wire | 2023
1738 | 04 23 00 | GLASS UNIT MASONRY | 11/15 | ASTM INTERNATIONAL | ASTM | ASTM A951/A951M | Standard Specification for Steel Wire for Masonry Joint Reinforcement | 2011
1739 | 04 23 00 | GLASS UNIT MASONRY | 11/15 | ASTM INTERNATIONAL | ASTM | ASTM C270 | Standard Specification for Mortar for Unit Masonry | 2019a; E 2019
1740 | 04 23 00 | GLASS UNIT MASONRY | 11/15 | ASTM INTERNATIONAL | ASTM | ASTM C1384 | Standard Specification for Admixtures for Masonry Mortars | 2012a
1741 | 04 23 00 | GLASS UNIT MASONRY | 11/15 | ASTM INTERNATIONAL | ASTM | ASTM D1056 | Standard Specification for Flexible Cellular Materials - Sponge or Expanded Rubber | 2020
1742 | 04 23 00 | GLASS UNIT MASONRY | 11/15 | ASTM INTERNATIONAL | ASTM | ASTM D1187/D1187M | Standard Specification for Asphalt-Base Emulsions for Use as Protective Coatings for Metal | 1997; R 2018
1743 | 04 23 00 | GLASS UNIT MASONRY | 11/15 | ASTM INTERNATIONAL | ASTM | ASTM D1227 | Standard Specification for Emulsified Asphalt Used as a Protective Coating for Roofing | 2013; 2019
1744 | 04 23 00 | GLASS UNIT MASONRY | 11/15 | ASTM INTERNATIONAL | ASTM | ASTM D4819 | Standard Specification for Flexible Cellular Materials Made From Polyolefin Plastics | 2013
1745 | 04 23 00 | GLASS UNIT MASONRY | 11/15 | THE MASONRY SOCIETY | TMS | TMS MSJC | Masonry Standard Joint Committee's (MSJC) Book - Building Code Requirements and Specification for Masonry Structures, Containing TMS 402/ACI 530/ASCE 5, TMS 602/ACI 530.1/ASCE 6, and Companion Commentaries | 2016
1746 | 04 23 00 | GLASS UNIT MASONRY | 11/15 | UNDERWRITERS LABORATORIES | UL | UL 9 | Standard for Fire Tests of Window Assemblies | 2009; Reprint Mar 2020
1747 | 05 05 20 | POST-INSTALLED CONCRETE AND MASONRY ANCHORS | 05/22, CHG 1: 08/24 | AMERICAN CONCRETE INSTITUTE | ACI | ACI 355.2 | Qualification of Post-Installed Mechanical Anchors in Concrete and Commentary | 2007
1748 | 05 05 20 | POST-INSTALLED CONCRETE AND MASONRY ANCHORS | 05/22, CHG 1: 08/24 | AMERICAN CONCRETE INSTITUTE | ACI | ACI 355.4 | Qualification of Post-Installed Adhesive Anchors in Concrete (ACI 355.4) and Commentary | 2011
1749 | 05 05 20 | POST-INSTALLED CONCRETE AND MASONRY ANCHORS | 05/22, CHG 1: 08/24 | ASTM INTERNATIONAL | ASTM | ASTM A36/A36M | Standard Specification for Carbon Structural Steel | 2019
1750 | 05 05 20 | POST-INSTALLED CONCRETE AND MASONRY ANCHORS | 05/22, CHG 1: 08/24 | ASTM INTERNATIONAL | ASTM | ASTM A153/A153M | Standard Specification for Zinc Coating (Hot-Dip) on Iron and Steel Hardware | 2023
1751 | 05 05 20 | POST-INSTALLED CONCRETE AND MASONRY ANCHORS | 05/22, CHG 1: 08/24 | ASTM INTERNATIONAL | ASTM | ASTM A193/A193M | Standard Specification for Alloy-Steel and Stainless Steel Bolting Materials for High-Temperature Service and Other Special Purpose Applications | 2024
1752 | 05 05 20 | POST-INSTALLED CONCRETE AND MASONRY ANCHORS | 05/22, CHG 1: 08/24 | ASTM INTERNATIONAL | ASTM | ASTM A615/A615M | Standard Specification for Deformed and Plain Carbon-Steel Bars for Concrete Reinforcement | 2022
1753 | 05 05 20 | POST-INSTALLED CONCRETE AND MASONRY ANCHORS | 05/22, CHG 1: 08/24 | ASTM INTERNATIONAL | ASTM | ASTM E488/E488M | Standard Test Methods for Strength of Anchors in Concrete Elements | 2022
1754 | 05 05 20 | POST-INSTALLED CONCRETE AND MASONRY ANCHORS | 05/22, CHG 1: 08/24 | ASTM INTERNATIONAL | ASTM | ASTM F1554 | Standard Specification for Anchor Bolts, Steel, 36, 55, and 105-ksi Yield Strength | 2020
1755 | 05 05 20 | POST-INSTALLED CONCRETE AND MASONRY ANCHORS | 05/22, CHG 1: 08/24 | INTERNATIONAL CODE COUNCIL | ICC | ICC IBC | International Building Code | 2024
1756 | 05 05 20 | POST-INSTALLED CONCRETE AND MASONRY ANCHORS | 05/22, CHG 1: 08/24 | U.S. ARMY CORPS OF ENGINEERS | USACE | EM 385-1-1 | Safety -- Safety and Occupational Health (SOH) Requirements | 2024
1757 | 05 05 23.13 10 | ULTRASONIC INSPECTION OF WELDMENTS | 08/18 | AMERICAN SOCIETY FOR NONDESTRUCTIVE TESTING | ASNT | ANSI/ASNT CP-189 | ASNT Standard for Qualification and Certification of Nondestructive Testing Personnel | 2020
1758 | 05 05 23.13 10 | ULTRASONIC INSPECTION OF WELDMENTS | 08/18 | AMERICAN WELDING SOCIETY | AWS | AWS D1.1/D1.1M | Structural Welding Code - Steel | 2020; Errata 1 2021
1759 | 05 05 23.16 | STRUCTURAL WELDING | 08/18 | AMERICAN INSTITUTE OF STEEL CONSTRUCTION | AISC | AISC 360 | Specification for Structural Steel Buildings | 2016
1760 | 05 05 23.16 | STRUCTURAL WELDING | 08/18 | AMERICAN SOCIETY FOR NONDESTRUCTIVE TESTING | ASNT | ANSI/ASNT CP-189 | ASNT Standard for Qualification and Certification of Nondestructive Testing Personnel | 2020
1761 | 05 05 23.16 | STRUCTURAL WELDING | 08/18 | AMERICAN WELDING SOCIETY | AWS | AWS A2.4 | Standard Symbols for Welding, Brazing and Nondestructive Examination | 2012
1762 | 05 05 23.16 | STRUCTURAL WELDING | 08/18 | AMERICAN WELDING SOCIETY | AWS | AWS D1.1/D1.1M | Structural Welding Code - Steel | 2020; Errata 1 2021
1763 | 05 05 23.16 | STRUCTURAL WELDING | 08/18 | AMERICAN WELDING SOCIETY | AWS | AWS D1.3/D1.3M | Structural Welding Code - Sheet Steel | 2018
1764 | 05 05 23.16 | STRUCTURAL WELDING | 08/18 | AMERICAN WELDING SOCIETY | AWS | AWS D1.4/D1.4M | Structural Welding Code - Reinforcing Steel | 2018
1765 | 05 05 23.16 | STRUCTURAL WELDING | 08/18 | AMERICAN WELDING SOCIETY | AWS | AWS D1.8/D1.8M | Structural Welding Code—Seismic Supplement | 2016
1766 | 05 05 23.16 | STRUCTURAL WELDING | 08/18 | AMERICAN WELDING SOCIETY | AWS | AWS D14.4/D14.4M | Specification for Welded Joints for Machinery and Equipment | 2012
1767 | 05 05 23.16 | STRUCTURAL WELDING | 08/18 | AMERICAN WELDING SOCIETY | AWS | AWS QC1 | Specification for AWS Certification of Welding Inspectors | 2016
1768 | 05 05 23.16 | STRUCTURAL WELDING | 08/18 | AMERICAN WELDING SOCIETY | AWS | AWS Z49.1 | Safety in Welding and Cutting and Allied Processes | 2021
1769 | 05 05 23.16 | STRUCTURAL WELDING | 08/18 | ASTM INTERNATIONAL | ASTM | ASTM E165/E165M | Standard Practice for Liquid Penetrant Examination for General Industry | 2023
1770 | 05 05 23.16 | STRUCTURAL WELDING | 08/18 | ASTM INTERNATIONAL | ASTM | ASTM E709 | Standard Guide for Magnetic Particle Testing | 2021
1771 | 05 12 00 | STRUCTURAL STEEL | 08/18, CHG 2: 05/21 | AMERICAN ASSOCIATION OF STATE HIGHWAY AND TRANSPORTATION OFFICIALS | AASHTO | AASHTO LRFD | Bridge Design Specifications | 8th Edition; 2017
1772 | 05 12 00 | STRUCTURAL STEEL | 08/18, CHG 2: 05/21 | AMERICAN INSTITUTE OF STEEL CONSTRUCTION | AISC | AISC 207 | Certification Standard for Steel Fabrication and Erection, and Manufacturing of Metal Components | 2016; R 2017
1773 | 05 12 00 | STRUCTURAL STEEL | 08/18, CHG 2: 05/21 | AMERICAN INSTITUTE OF STEEL CONSTRUCTION | AISC | AISC 325 | Steel Construction Manual | 2017
1774 | 05 12 00 | STRUCTURAL STEEL | 08/18, CHG 2: 05/21 | AMERICAN INSTITUTE OF STEEL CONSTRUCTION | AISC | AISC 326 | Detailing for Steel Construction | 2009
1775 | 05 12 00 | STRUCTURAL STEEL | 08/18, CHG 2: 05/21 | AMERICAN INSTITUTE OF STEEL CONSTRUCTION | AISC | AISC 341 | Seismic Provisions for Structural Steel Buildings | 2016
1776 | 05 12 00 | STRUCTURAL STEEL | 08/18, CHG 2: 05/21 | AMERICAN INSTITUTE OF STEEL CONSTRUCTION | AISC | AISC 360 | Specification for Structural Steel Buildings | 2016
1777 | 05 12 00 | STRUCTURAL STEEL | 08/18, CHG 2: 05/21 | AMERICAN INSTITUTE OF STEEL CONSTRUCTION | AISC | AISC 420 | Certification Standard for Shop Application of Complex Protective Coating Systems | 2010
1778 | 05 12 00 | STRUCTURAL STEEL | 08/18, CHG 2: 05/21 | AMERICAN INSTITUTE OF STEEL CONSTRUCTION | AISC | AISC DESIGN GUIDE 10 | Erection Bracing of Low-Rise Structural Steel Buildings | 1997
1779 | 05 12 00 | STRUCTURAL STEEL | 08/18, CHG 2: 05/21 | AMERICAN INSTITUTE OF STEEL CONSTRUCTION | AISC | ANSI/AISC 303 | Code of Standard Practice for Structural Steel Buildings and Bridges | 2022
1780 | 05 12 00 | STRUCTURAL STEEL | 08/18, CHG 2: 05/21 | AMERICAN SOCIETY FOR NONDESTRUCTIVE TESTING | ASNT | ANSI/ASNT CP-189 | ASNT Standard for Qualification and Certification of Nondestructive Testing Personnel | 2020
1781 | 05 12 00 | STRUCTURAL STEEL | 08/18, CHG 2: 05/21 | AMERICAN SOCIETY OF MECHANICAL ENGINEERS | ASME | ASME B46.1 | Surface Texture, Surface Roughness, Waviness and Lay | 2020
1782 | 05 12 00 | STRUCTURAL STEEL | 08/18, CHG 2: 05/21 | AMERICAN WELDING SOCIETY | AWS | AWS A2.4 | Standard Symbols for Welding, Brazing and Nondestructive Examination | 2012
1783 | 05 12 00 | STRUCTURAL STEEL | 08/18, CHG 2: 05/21 | AMERICAN WELDING SOCIETY | AWS | AWS D1.1/D1.1M | Structural Welding Code - Steel | 2020; Errata 1 2021
1784 | 05 12 00 | STRUCTURAL STEEL | 08/18, CHG 2: 05/21 | AMERICAN WELDING SOCIETY | AWS | AWS D1.8/D1.8M | Structural Welding Code—Seismic Supplement | 2016
1785 | 05 12 00 | STRUCTURAL STEEL | 08/18, CHG 2: 05/21 | AMERICAN WELDING SOCIETY | AWS | AWS QC1 | Specification for AWS Certification of Welding Inspectors | 2016
1786 | 05 12 00 | STRUCTURAL STEEL | 08/18, CHG 2: 05/21 | ASTM INTERNATIONAL | ASTM | ASTM A6/A6M | Standard Specification for General Requirements for Rolled Structural Steel Bars, Plates, Shapes, and Sheet Piling | 2024a
1787 | 05 12 00 | STRUCTURAL STEEL | 08/18, CHG 2: 05/21 | ASTM INTERNATIONAL | ASTM | ASTM A29/A29M | Standard Specification for General Requirements for Steel Bars, Carbon and Alloy, Hot-Wrought | 2023
1788 | 05 12 00 | STRUCTURAL STEEL | 08/18, CHG 2: 05/21 | ASTM INTERNATIONAL | ASTM | ASTM A36/A36M | Standard Specification for Carbon Structural Steel | 2019
1789 | 05 12 00 | STRUCTURAL STEEL | 08/18, CHG 2: 05/21 | ASTM INTERNATIONAL | ASTM | ASTM A53/A53M | Standard Specification for Pipe, Steel, Black and Hot-Dipped, Zinc-Coated, Welded and Seamless | 2024
1790 | 05 12 00 | STRUCTURAL STEEL | 08/18, CHG 2: 05/21 | ASTM INTERNATIONAL | ASTM | ASTM A108 | Standard Specification for Steel Bar, Carbon and Alloy, Cold-Finished | 2024
1791 | 05 12 00 | STRUCTURAL STEEL | 08/18, CHG 2: 05/21 | ASTM INTERNATIONAL | ASTM | ASTM A123/A123M | Standard Specification for Zinc (Hot-Dip Galvanized) Coatings on Iron and Steel Products | 2017
1792 | 05 12 00 | STRUCTURAL STEEL | 08/18, CHG 2: 05/21 | ASTM INTERNATIONAL | ASTM | ASTM A143/A143M | Standard Practice for Safeguarding Against Embrittlement of Hot-Dip Galvanized Structural Steel Products and Procedure for Detecting Embrittlement | 2007; R 2020
1793 | 05 12 00 | STRUCTURAL STEEL | 08/18, CHG 2: 05/21 | ASTM INTERNATIONAL | ASTM | ASTM A193/A193M | Standard Specification for Alloy-Steel and Stainless Steel Bolting Materials for High-Temperature Service and Other Special Purpose Applications | 2024
1794 | 05 12 00 | STRUCTURAL STEEL | 08/18, CHG 2: 05/21 | ASTM INTERNATIONAL | ASTM | ASTM A276/A276M | Standard Specification for Stainless Steel Bars and Shapes | 2024
1795 | 05 12 00 | STRUCTURAL STEEL | 08/18, CHG 2: 05/21 | ASTM INTERNATIONAL | ASTM | ASTM A307 | Standard Specification for Carbon Steel Bolts, Studs, and Threaded Rod 60 000 PSI Tensile Strength | 2021
1796 | 05 12 00 | STRUCTURAL STEEL | 08/18, CHG 2: 05/21 | ASTM INTERNATIONAL | ASTM | ASTM A500/A500M | Standard Specification for Cold-Formed Welded and Seamless Carbon Steel Structural Tubing in Rounds and Shapes | 2023
1797 | 05 12 00 | STRUCTURAL STEEL | 08/18, CHG 2: 05/21 | ASTM INTERNATIONAL | ASTM | ASTM A563 | Standard Specification for Carbon and Alloy Steel Nuts | 2021; E 2022a
1798 | 05 12 00 | STRUCTURAL STEEL | 08/18, CHG 2: 05/21 | ASTM INTERNATIONAL | ASTM | ASTM A563M | Standard Specification for Carbon and Alloy Steel Nuts (Metric) | 2007; R 2013
1799 | 05 12 00 | STRUCTURAL STEEL | 08/18, CHG 2: 05/21 | ASTM INTERNATIONAL | ASTM | ASTM A668/A668M | Standard Specification for Steel Forgings, Carbon and Alloy, for General Industrial Use | 2023
1800 | 05 12 00 | STRUCTURAL STEEL | 08/18, CHG 2: 05/21 | ASTM INTERNATIONAL | ASTM | ASTM A780/A780M | Standard Practice for Repair of Damaged and Uncoated Areas of Hot-Dip Galvanized Coatings | 2020
1801 | 05 12 00 | STRUCTURAL STEEL | 08/18, CHG 2: 05/21 | ASTM INTERNATIONAL | ASTM | ASTM A992/A992M | Standard Specification for Structural Steel Shapes | 2022
1802 | 05 12 00 | STRUCTURAL STEEL | 08/18, CHG 2: 05/21 | ASTM INTERNATIONAL | ASTM | ASTM A1085/A1085M | Standard Specification for Cold-Formed Welded Carbon Steel Hollow Structural Sections (HSS) | 2015
1803 | 05 12 00 | STRUCTURAL STEEL | 08/18, CHG 2: 05/21 | ASTM INTERNATIONAL | ASTM | ASTM B695 | Standard Specification for Coatings of Zinc Mechanically Deposited on Iron and Steel | 2021
1804 | 05 12 00 | STRUCTURAL STEEL | 08/18, CHG 2: 05/21 | ASTM INTERNATIONAL | ASTM | ASTM C827/C827M | Standard Test Method for Change in Height at Early Ages of Cylindrical Specimens of Cementitious Mixtures | 2023
1805 | 05 12 00 | STRUCTURAL STEEL | 08/18, CHG 2: 05/21 | ASTM INTERNATIONAL | ASTM | ASTM C1107/C1107M | Standard Specification for Packaged Dry, Hydraulic-Cement Grout (Nonshrink) | 2020
1806 | 05 12 00 | STRUCTURAL STEEL | 08/18, CHG 2: 05/21 | ASTM INTERNATIONAL | ASTM | ASTM F436/F436M | Standard Specification for Hardened Steel Washers Inch and Metric Dimensions | 2019
1807 | 05 12 00 | STRUCTURAL STEEL | 08/18, CHG 2: 05/21 | ASTM INTERNATIONAL | ASTM | ASTM F844 | Standard Specification for Washers, Steel, Plain (Flat), Unhardened for General Use | 2019; R 2024
1808 | 05 12 00 | STRUCTURAL STEEL | 08/18, CHG 2: 05/21 | ASTM INTERNATIONAL | ASTM | ASTM F959/F959M | Standard Specification for Compressible-Washer-Type Direct Tension Indicators for Use with Structural Fasteners, Inch and Metric Series | 2017a; R 2023
1809 | 05 12 00 | STRUCTURAL STEEL | 08/18, CHG 2: 05/21 | ASTM INTERNATIONAL | ASTM | ASTM F1136/F1136M | Standard Specification for Zinc/Aluminum Corrosion Protective Coatings for Fasteners | 2011
1810 | 05 12 00 | STRUCTURAL STEEL | 08/18, CHG 2: 05/21 | ASTM INTERNATIONAL | ASTM | ASTM F1554 | Standard Specification for Anchor Bolts, Steel, 36, 55, and 105-ksi Yield Strength | 2020
1811 | 05 12 00 | STRUCTURAL STEEL | 08/18, CHG 2: 05/21 | ASTM INTERNATIONAL | ASTM | ASTM F2329/F2329M | Standard Specification for Zinc Coating, Hot-Dip, Requirements for Application to Carbon and Alloy Steel Bolts, Screws, Washers, Nuts, and Special Threaded Fasteners | 2015; R 2023
1812 | 05 12 00 | STRUCTURAL STEEL | 08/18, CHG 2: 05/21 | ASTM INTERNATIONAL | ASTM | ASTM F2833 | Standard Specification for Corrosion Protective Fastener Coatings with Zinc Rich Base Coat and Aluminum Organic/Inorganic Type | 2011; R 2017
1813 | 05 12 00 | STRUCTURAL STEEL | 08/18, CHG 2: 05/21 | ASTM INTERNATIONAL | ASTM | ASTM F3125/F3125M | Standard Specification for High Strength Structural Bolts and Assemblies, Steel and Alloy Steel, Heat Treated, Inch Dimensions 120 ksi and 150 ksi Minimum Tensile Strength, and Metric Dimensions 830 MPa and 1040 MPa Minimum Tensile Strength | 2019
1814 | 05 12 00 | STRUCTURAL STEEL | 08/18, CHG 2: 05/21 | CRANE MANUFACTURERS ASSOCIATION OF AMERICA | CMAA | CMAA 70 | Specification for Top Running Bridge and Gantry Type Multiple Girder Electric Overhead Traveling Cranes | 2020
1815 | 05 12 00 | STRUCTURAL STEEL | 08/18, CHG 2: 05/21 | SOCIETY FOR PROTECTIVE COATINGS | SSPC | SSPC PA 1 | Shop, Field, and Maintenance Coating of Metals | 2024
1816 | 05 12 00 | STRUCTURAL STEEL | 08/18, CHG 2: 05/21 | SOCIETY FOR PROTECTIVE COATINGS | SSPC | SSPC Paint 20 | Zinc-Rich Primers (Type I, Inorganic, and Type II, Organic) | 2019
1817 | 05 12 00 | STRUCTURAL STEEL | 08/18, CHG 2: 05/21 | SOCIETY FOR PROTECTIVE COATINGS | SSPC | SSPC Paint 29 | Zinc Dust Sacrificial Primer, Performance-Based | 2002; E 2004
1818 | 05 12 00 | STRUCTURAL STEEL | 08/18, CHG 2: 05/21 | SOCIETY FOR PROTECTIVE COATINGS | SSPC | SSPC SP 3 | Power Tool Cleaning | 2018
1819 | 05 12 00 | STRUCTURAL STEEL | 08/18, CHG 2: 05/21 | SOCIETY FOR PROTECTIVE COATINGS | SSPC | SSPC SP 6/NACE No.3 | Commercial Blast Cleaning | 2007
1820 | 05 12 00 | STRUCTURAL STEEL | 08/18, CHG 2: 05/21 | U.S. DEPARTMENT OF DEFENSE | DOD | UFC 3-301-01 | Structural Engineering | 2023; with Change 1, 2023
1821 | 05 12 00 | STRUCTURAL STEEL | 08/18, CHG 2: 05/21 | U.S. NATIONAL ARCHIVES AND RECORDS ADMINISTRATION | NARA | 29 CFR Part 1926, Subpart R | Steel Erection
1822 | 05 14 00.13 | WELDING STRUCTURAL ALUMINUM FRAMING | 11/19 | AMERICAN WELDING SOCIETY | AWS | AWS D1.2/D1.2M | Structural Welding Code - Aluminum | 2014; Errata 1 2014; Errata 2 2020
1823 | 05 14 00.13 | WELDING STRUCTURAL ALUMINUM FRAMING | 11/19 | AMERICAN WELDING SOCIETY | AWS | AWS QC1 | Specification for AWS Certification of Welding Inspectors | 2016
1824 | 05 14 00.13 | WELDING STRUCTURAL ALUMINUM FRAMING | 11/19 | AMERICAN WELDING SOCIETY | AWS | AWS QC7 | Standard for AWS Certified Welders | 1993; Suppl G
1825 | 05 14 00.13 | WELDING STRUCTURAL ALUMINUM FRAMING | 11/19 | AMERICAN WELDING SOCIETY | AWS | AWS Z49.1 | Safety in Welding and Cutting and Allied Processes | 2021
1826 | 05 14 00.13 | WELDING STRUCTURAL ALUMINUM FRAMING | 11/19 | ASTM INTERNATIONAL | ASTM | ASTM E164 | Standard Practice for Contact Ultrasonic Testing of Weldments | 2019
1827 | 05 14 00.13 | WELDING STRUCTURAL ALUMINUM FRAMING | 11/19 | ASTM INTERNATIONAL | ASTM | ASTM E165/E165M | Standard Practice for Liquid Penetrant Examination for General Industry | 2023
1828 | 05 14 00.13 | WELDING STRUCTURAL ALUMINUM FRAMING | 11/19 | ASTM INTERNATIONAL | ASTM | ASTM E1032 | Standard Practice for Radiographic Examination of Weldments Using Industrial X-Ray Film | 2019
1829 | 05 14 00.13 | WELDING STRUCTURAL ALUMINUM FRAMING | 11/19 | NATIONAL FIRE PROTECTION ASSOCIATION | NFPA | NFPA 51B | Standard for Fire Prevention During Welding, Cutting, and Other Hot Work | 2024
1830 | 05 21 00 | STEEL JOIST FRAMING | 05/15, CHG 1: 08/18 | AMERICAN WELDING SOCIETY | AWS | AWS D1.1/D1.1M | Structural Welding Code - Steel | 2020; Errata 1 2021
1831 | 05 21 00 | STEEL JOIST FRAMING | 05/15, CHG 1: 08/18 | ASTM INTERNATIONAL | ASTM | ASTM A36/A36M | Standard Specification for Carbon Structural Steel | 2019
1832 | 05 21 00 | STEEL JOIST FRAMING | 05/15, CHG 1: 08/18 | INTERNATIONAL CODE COUNCIL | ICC | ICC IBC | International Building Code | 2024
1833 | 05 21 00 | STEEL JOIST FRAMING | 05/15, CHG 1: 08/18 | SOCIETY FOR PROTECTIVE COATINGS | SSPC | SSPC PA 1 | Shop, Field, and Maintenance Coating of Metals | 2024
1834 | 05 21 00 | STEEL JOIST FRAMING | 05/15, CHG 1: 08/18 | SOCIETY FOR PROTECTIVE COATINGS | SSPC | SSPC Paint 15 | Steel Joist Shop Primer/Metal Building Primer | 1999; E 2004
1835 | 05 21 00 | STEEL JOIST FRAMING | 05/15, CHG 1: 08/18 | SOCIETY FOR PROTECTIVE COATINGS | SSPC | SSPC SP 2 | Hand Tool Cleaning | 2018
1836 | 05 21 00 | STEEL JOIST FRAMING | 05/15, CHG 1: 08/18 | STEEL JOIST INSTITUTE | SJI | SJI COMPOSITE JOISTS | Standard Specifications for Composite Steel Joist Catalog | 2007; Supplement 1 2010
1837 | 05 21 00 | STEEL JOIST FRAMING | 05/15, CHG 1: 08/18 | STEEL JOIST INSTITUTE | SJI | SJI LOAD TABLES | Standard Specifications Load Tables and Weight Tables for Steel Joists and Joist Girders - 45th Edition | 2020
1838 | 05 21 00 | STEEL JOIST FRAMING | 05/15, CHG 1: 08/18 | STEEL JOIST INSTITUTE | SJI | SJI MANUAL | 80 Years of Open Web Steel Joist Construction | 2009
1839 | 05 21 00 | STEEL JOIST FRAMING | 05/15, CHG 1: 08/18 | U.S. NATIONAL ARCHIVES AND RECORDS ADMINISTRATION | NARA | 29 CFR 1926 | Safety and Health Regulations for Construction
1840 | 05 21 00 | STEEL JOIST FRAMING | 05/15, CHG 1: 08/18 | U.S. NATIONAL ARCHIVES AND RECORDS ADMINISTRATION | NARA | 29 CFR 1926.756 | Steel Erection; Beams and Columns
1841 | 05 21 00 | STEEL JOIST FRAMING | 05/15, CHG 1: 08/18 | U.S. NATIONAL ARCHIVES AND RECORDS ADMINISTRATION | NARA | 29 CFR 1926.757 | Steel Erection; Open Web Steel Joists
1842 | 05 30 00 | STEEL DECKS | 05/15, CHG 2: 08/18 | AMERICAN IRON AND STEEL INSTITUTE | AISI | AISI D100 | Cold-Formed Steel Design Manual | 2017
1843 | 05 30 00 | STEEL DECKS | 05/15, CHG 2: 08/18 | AMERICAN WELDING SOCIETY | AWS | AWS D1.1/D1.1M | Structural Welding Code - Steel | 2020; Errata 1 2021
1844 | 05 30 00 | STEEL DECKS | 05/15, CHG 2: 08/18 | AMERICAN WELDING SOCIETY | AWS | AWS D1.3/D1.3M | Structural Welding Code - Sheet Steel | 2018
1845 | 05 30 00 | STEEL DECKS | 05/15, CHG 2: 08/18 | ASTM INTERNATIONAL | ASTM | ASTM A36/A36M | Standard Specification for Carbon Structural Steel | 2019
1846 | 05 30 00 | STEEL DECKS | 05/15, CHG 2: 08/18 | ASTM INTERNATIONAL | ASTM | ASTM A123/A123M | Standard Specification for Zinc (Hot-Dip Galvanized) Coatings on Iron and Steel Products | 2017
1847 | 05 30 00 | STEEL DECKS | 05/15, CHG 2: 08/18 | ASTM INTERNATIONAL | ASTM | ASTM A653/A653M | Standard Specification for Steel Sheet, Zinc-Coated (Galvanized) or Zinc-Iron Alloy-Coated (Galvannealed) by the Hot-Dip Process | 2023
1848 | 05 30 00 | STEEL DECKS | 05/15, CHG 2: 08/18 | ASTM INTERNATIONAL | ASTM | ASTM A780/A780M | Standard Practice for Repair of Damaged and Uncoated Areas of Hot-Dip Galvanized Coatings | 2020
1849 | 05 30 00 | STEEL DECKS | 05/15, CHG 2: 08/18 | ASTM INTERNATIONAL | ASTM | ASTM A792/A792M | Standard Specification for Steel Sheet, 55% Aluminum-Zinc Alloy-Coated by the Hot-Dip Process | 2022
1850 | 05 30 00 | STEEL DECKS | 05/15, CHG 2: 08/18 | ASTM INTERNATIONAL | ASTM | ASTM A1008/A1008M | Standard Specification for Steel, Sheet, Cold-Rolled, Carbon, Structural, High-Strength Low-Alloy, High-Strength Low-Alloy with Improved Formability, Solution Hardened, and Bake Hardenable | 2024
1851 | 05 30 00 | STEEL DECKS | 05/15, CHG 2: 08/18 | ASTM INTERNATIONAL | ASTM | ASTM C423 | Sound Absorption and Sound Absorption Coefficients by the Reverberation Room Method | 2023
1852 | 05 30 00 | STEEL DECKS | 05/15, CHG 2: 08/18 | ASTM INTERNATIONAL | ASTM | ASTM D746 | Standard Test Method for Brittleness Temperature of Plastics and Elastomers by Impact | 2014
1853 | 05 30 00 | STEEL DECKS | 05/15, CHG 2: 08/18 | ASTM INTERNATIONAL | ASTM | ASTM D1056 | Standard Specification for Flexible Cellular Materials - Sponge or Expanded Rubber | 2020
1854 | 05 30 00 | STEEL DECKS | 05/15, CHG 2: 08/18 | ASTM INTERNATIONAL | ASTM | ASTM D1149 | Standard Test Method for Rubber Deterioration - Cracking in an Ozone Controlled Environment | 2018
1855 | 05 30 00 | STEEL DECKS | 05/15, CHG 2: 08/18 | ASTM INTERNATIONAL | ASTM | ASTM E84 | Standard Test Method for Surface Burning Characteristics of Building Materials | 2023
1856 | 05 30 00 | STEEL DECKS | 05/15, CHG 2: 08/18 | FM GLOBAL | FM | FM APP GUIDE | Approval Guide https://www.approvalguide.com/ | updated on-line
1857 | 05 30 00 | STEEL DECKS | 05/15, CHG 2: 08/18 | FM GLOBAL | FM | FM DS 1-28R | Data Sheet: Roof Systems | 1998
1858 | 05 30 00 | STEEL DECKS | 05/15, CHG 2: 08/18 | NATIONAL FIRE PROTECTION ASSOCIATION | NFPA | NFPA 70 | National Electrical Code | 2023
1859 | 05 30 00 | STEEL DECKS | 05/15, CHG 2: 08/18 | SOCIETY FOR PROTECTIVE COATINGS | SSPC | SSPC Paint 20 | Zinc-Rich Primers (Type I, Inorganic, and Type II, Organic) | 2019
1860 | 05 30 00 | STEEL DECKS | 05/15, CHG 2: 08/18 | STEEL DECK INSTITUTE | SDI | ANSI/SDI C | Standard for Composite Steel Floor Deck - Slabs | 2017
1861 | 05 30 00 | STEEL DECKS | 05/15, CHG 2: 08/18 | STEEL DECK INSTITUTE | SDI | ANSI/SDI NC | Standard for Non-Composite Steel Floor Deck | 2017
1862 | 05 30 00 | STEEL DECKS | 05/15, CHG 2: 08/18 | STEEL DECK INSTITUTE | SDI | ANSI/SDI QA/QC | Standard for Quality Control and Quality Assurance for Installation of Steel Deck | 2017
1863 | 05 30 00 | STEEL DECKS | 05/15, CHG 2: 08/18 | STEEL DECK INSTITUTE | SDI | ANSI/SDI RD | Standard for Steel Roof Deck | 2017
1864 | 05 30 00 | STEEL DECKS | 05/15, CHG 2: 08/18 | STEEL DECK INSTITUTE | SDI | SDI DDM04 | Diaphragm Design Manual; 4th Edition | 2015; Errata 1-3 2016; Add 1 2015; Add 2 20162006
1865 | 05 30 00 | STEEL DECKS | 05/15, CHG 2: 08/18 | STEEL DECK INSTITUTE | SDI | SDI DDP | Deck Damage and Penetrations | 1987; R 2000
1866 | 05 30 00 | STEEL DECKS | 05/15, CHG 2: 08/18 | STEEL DECK INSTITUTE | SDI | SDI MOC3 | Manual of Construction with Steel Deck (3rd Edition) | 2016
1867 | 05 30 00 | STEEL DECKS | 05/15, CHG 2: 08/18 | U.S. DEPARTMENT OF DEFENSE | DOD | UFC 3-301-01 | Structural Engineering | 2023; with Change 1, 2023
1868 | 05 30 00 | STEEL DECKS | 05/15, CHG 2: 08/18 | U.S. NATIONAL ARCHIVES AND RECORDS ADMINISTRATION | NARA | 29 CFR 1926 | Safety and Health Regulations for Construction
1869 | 05 30 00 | STEEL DECKS | 05/15, CHG 2: 08/18 | UNDERWRITERS LABORATORIES | UL | UL 209 | UL Standard for Safety Cellular Metal Floor Raceways and Fittings | 2011; Reprint Apr 2024
1870 | 05 30 00 | STEEL DECKS | 05/15, CHG 2: 08/18 | UNDERWRITERS LABORATORIES | UL | UL 580 | UL Standard for Safety Tests for Uplift Resistance of Roof Assemblies | 2006; Reprint Apr 2024
1871 | 05 30 00 | STEEL DECKS | 05/15, CHG 2: 08/18 | UNDERWRITERS LABORATORIES | UL | UL Fire Resistance | Fire Resistance Directory | 2014
1872 | 05 40 00 | COLD-FORMED METAL FRAMING | 05/15, CHG 1: 08/18 | AMERICAN CONCRETE INSTITUTE | ACI | ACI 318 | Building Code Requirements for Structural Concrete (ACI 318-19) and Commentary (ACI 318R-19) | 2019; R 2022
1873 | 05 40 00 | COLD-FORMED METAL FRAMING | 05/15, CHG 1: 08/18 | AMERICAN IRON AND STEEL INSTITUTE | AISI | AISI S100 | North American Specification for the Design of Cold-Formed Steel Structural Members | 2012
1874 | 05 40 00 | COLD-FORMED METAL FRAMING | 05/15, CHG 1: 08/18 | AMERICAN IRON AND STEEL INSTITUTE | AISI | AISI S110 | Standard for Seismic Design of Cold-Formed Steel Structural Systems - Special Bolted Moment Frames | 2007; Suppl 1; Reaffirmed 2012
1875 | 05 40 00 | COLD-FORMED METAL FRAMING | 05/15, CHG 1: 08/18 | AMERICAN IRON AND STEEL INSTITUTE | AISI | AISI S200 | North American Standard for Cold-Formed Steel Framing - General Provision | 2007
1876 | 05 40 00 | COLD-FORMED METAL FRAMING | 05/15, CHG 1: 08/18 | AMERICAN IRON AND STEEL INSTITUTE | AISI | AISI S201 | North American Standard for Cold-Formed Steel Framing - Product Data | 2007
1877 | 05 40 00 | COLD-FORMED METAL FRAMING | 05/15, CHG 1: 08/18 | AMERICAN IRON AND STEEL INSTITUTE | AISI | AISI S202 | Code of Standard Practice for Cold-formed Steel Structural Framing | 2011
1878 | 05 40 00 | COLD-FORMED METAL FRAMING | 05/15, CHG 1: 08/18 | AMERICAN IRON AND STEEL INSTITUTE | AISI | AISI S211 | North American Standard for Cold-Formed Steel Framing - Wall Stud Design | 2007
1879 | 05 40 00 | COLD-FORMED METAL FRAMING | 05/15, CHG 1: 08/18 | AMERICAN IRON AND STEEL INSTITUTE | AISI | AISI S212 | North American Standard for Cold-Formed Steel Framing - Header Design | 2007
1880 | 05 40 00 | COLD-FORMED METAL FRAMING | 05/15, CHG 1: 08/18 | AMERICAN IRON AND STEEL INSTITUTE | AISI | AISI S213 | North American Standard for Cold-Formed Steel Framing - Lateral Design | 2007; Suppl 1 2009
1881 | 05 40 00 | COLD-FORMED METAL FRAMING | 05/15, CHG 1: 08/18 | AMERICAN IRON AND STEEL INSTITUTE | AISI | AISI S214 | North American Standard for Cold-Formed Steel Framing – Truss Design | 2012
1882 | 05 40 00 | COLD-FORMED METAL FRAMING | 05/15, CHG 1: 08/18 | AMERICAN WELDING SOCIETY | AWS | AWS D1.1/D1.1M | Structural Welding Code - Steel | 2020; Errata 1 2021
1883 | 05 40 00 | COLD-FORMED METAL FRAMING | 05/15, CHG 1: 08/18 | AMERICAN WELDING SOCIETY | AWS | AWS D1.3/D1.3M | Structural Welding Code - Sheet Steel | 2018
1884 | 05 40 00 | COLD-FORMED METAL FRAMING | 05/15, CHG 1: 08/18 | ASTM INTERNATIONAL | ASTM | ASTM A123/A123M | Standard Specification for Zinc (Hot-Dip Galvanized) Coatings on Iron and Steel Products | 2017
1885 | 05 40 00 | COLD-FORMED METAL FRAMING | 05/15, CHG 1: 08/18 | ASTM INTERNATIONAL | ASTM | ASTM A153/A153M | Standard Specification for Zinc Coating (Hot-Dip) on Iron and Steel Hardware | 2023
1886 | 05 40 00 | COLD-FORMED METAL FRAMING | 05/15, CHG 1: 08/18 | ASTM INTERNATIONAL | ASTM | ASTM A307 | Standard Specification for Carbon Steel Bolts, Studs, and Threaded Rod 60 000 PSI Tensile Strength | 2021
1887 | 05 40 00 | COLD-FORMED METAL FRAMING | 05/15, CHG 1: 08/18 | ASTM INTERNATIONAL | ASTM | ASTM A370 | Standard Test Methods and Definitions for Mechanical Testing of Steel Products | 2024
1888 | 05 40 00 | COLD-FORMED METAL FRAMING | 05/15, CHG 1: 08/18 | ASTM INTERNATIONAL | ASTM | ASTM A653/A653M | Standard Specification for Steel Sheet, Zinc-Coated (Galvanized) or Zinc-Iron Alloy-Coated (Galvannealed) by the Hot-Dip Process | 2023
1889 | 05 40 00 | COLD-FORMED METAL FRAMING | 05/15, CHG 1: 08/18 | ASTM INTERNATIONAL | ASTM | ASTM A1003/A1003M | Standard Specification for Steel Sheet, Carbon, Metallic- and Nonmetallic-Coated for Cold-Formed Framing Members | 2023
1890 | 05 40 00 | COLD-FORMED METAL FRAMING | 05/15, CHG 1: 08/18 | ASTM INTERNATIONAL | ASTM | ASTM C955 | Standard Specification for Cold-Formed Steel Structural Framing Members | 2017
1891 | 05 40 00 | COLD-FORMED METAL FRAMING | 05/15, CHG 1: 08/18 | ASTM INTERNATIONAL | ASTM | ASTM C1007 | Standard Specification for Installation of Load Bearing (Transverse and Axial) Steel Studs and Related Accessories | 2020
1892 | 05 40 00 | COLD-FORMED METAL FRAMING | 05/15, CHG 1: 08/18 | ASTM INTERNATIONAL | ASTM | ASTM C1513 | Standard Specification for Steel Tapping Screws for Cold-Formed Steel Framing Connections | 2018
1893 | 05 40 00 | COLD-FORMED METAL FRAMING | 05/15, CHG 1: 08/18 | ASTM INTERNATIONAL | ASTM | ASTM E119 | Standard Test Methods for Fire Tests of Building Construction and Materials | 2024
1894 | 05 40 00 | COLD-FORMED METAL FRAMING | 05/15, CHG 1: 08/18 | ASTM INTERNATIONAL | ASTM | ASTM E329 | Standard Specification for Agencies Engaged in Construction Inspection, Testing, or Special Inspection | 2023
1895 | 05 40 00 | COLD-FORMED METAL FRAMING | 05/15, CHG 1: 08/18 | ASTM INTERNATIONAL | ASTM | ASTM E488/E488M | Standard Test Methods for Strength of Anchors in Concrete Elements | 2022
1896 | 05 40 00 | COLD-FORMED METAL FRAMING | 05/15, CHG 1: 08/18 | ASTM INTERNATIONAL | ASTM | ASTM F1554 | Standard Specification for Anchor Bolts, Steel, 36, 55, and 105-ksi Yield Strength | 2020
1897 | 05 40 00 | COLD-FORMED METAL FRAMING | 05/15, CHG 1: 08/18 | ASTM INTERNATIONAL | ASTM | ASTM F1941 | Standard Specification for Electrodeposited Coatings on Threaded Fasteners (Unified Inch Screw Threads (UN/UNR)) | 2010
1898 | 05 40 00 | COLD-FORMED METAL FRAMING | 05/15, CHG 1: 08/18 | ASTM INTERNATIONAL | ASTM | ASTM F2329/F2329M | Standard Specification for Zinc Coating, Hot-Dip, Requirements for Application to Carbon and Alloy Steel Bolts, Screws, Washers, Nuts, and Special Threaded Fasteners | 2015; R 2023
1899 | 05 40 00 | COLD-FORMED METAL FRAMING | 05/15, CHG 1: 08/18 | INTERNATIONAL CODE COUNCIL | ICC | ICC IBC | International Building Code | 2024
1900 | 05 40 00 | COLD-FORMED METAL FRAMING | 05/15, CHG 1: 08/18 | U.S. DEPARTMENT OF DEFENSE | DOD | UFC 3-301-01 | Structural Engineering | 2023; with Change 1, 2023
1901 | 05 50 13 | MISCELLANEOUS METAL FABRICATIONS | 08/24 | ALUMINUM ASSOCIATION | AA | AA DAF45 | Designation System for Aluminum Finishes | 2003; Reaffirmed 2009
1902 | 05 50 13 | MISCELLANEOUS METAL FABRICATIONS | 08/24 | AMERICAN CONCRETE INSTITUTE | ACI | ACI 318 | Building Code Requirements for Structural Concrete (ACI 318-19) and Commentary (ACI 318R-19) | 2019; R 2022
1903 | 05 50 13 | MISCELLANEOUS METAL FABRICATIONS | 08/24 | AMERICAN INSTITUTE OF STEEL CONSTRUCTION | AISC | ANSI/AISC 303 | Code of Standard Practice for Structural Steel Buildings and Bridges | 2022
1904 | 05 50 13 | MISCELLANEOUS METAL FABRICATIONS | 08/24 | AMERICAN SOCIETY OF CIVIL ENGINEERS | ASCE | ASCE 7-16 | Minimum Design Loads and Associated Criteria for Buildings and Other Structures | 2017; Errata 2018; Supp 1 2018
1905 | 05 50 13 | MISCELLANEOUS METAL FABRICATIONS | 08/24 | AMERICAN SOCIETY OF MECHANICAL ENGINEERS | ASME | ASME B18.2.1 | Square, Hex, Heavy Hex, and Askew Head Bolts and Hex, Heavy Hex, Hex Flange, Lobed Head, and Lag Screws (Inch Series) | 2012; R 2021
1906 | 05 50 13 | MISCELLANEOUS METAL FABRICATIONS | 08/24 | AMERICAN SOCIETY OF MECHANICAL ENGINEERS | ASME | ASME B18.2.2 | Nuts for General Applications: Machine Screw Nuts, and Hex, Square, Hex Flange, and Coupling Nuts (Inch Series) | 2022
1907 | 05 50 13 | MISCELLANEOUS METAL FABRICATIONS | 08/24 | AMERICAN SOCIETY OF MECHANICAL ENGINEERS | ASME | ASME B18.6.2 | Square Head Set Screws and Slotted Headless Set Screws (Inch Series) | 2020
1908 | 05 50 13 | MISCELLANEOUS METAL FABRICATIONS | 08/24 | AMERICAN SOCIETY OF MECHANICAL ENGINEERS | ASME | ASME B18.6.3 | Machine Screws, Tapping Screws, and Metallic Drive Screws (Inch Series) | 2024
1909 | 05 50 13 | MISCELLANEOUS METAL FABRICATIONS | 08/24 | AMERICAN SOCIETY OF MECHANICAL ENGINEERS | ASME | ASME B18.21.1 | Washers: Helical Spring-Lock, Tooth Lock, and Plain Washers (Inch Series) | 2009; R 2016
1910 | 05 50 13 | MISCELLANEOUS METAL FABRICATIONS | 08/24 | AMERICAN SOCIETY OF MECHANICAL ENGINEERS | ASME | ASME B18.21.2M | Lock Washers (Metric Series) | 1999; R 2014
1911 | 05 50 13 | MISCELLANEOUS METAL FABRICATIONS | 08/24 | AMERICAN SOCIETY OF MECHANICAL ENGINEERS | ASME | ASME B18.22M | Metric Plain Washers | 1981; R 2017
1912 | 05 50 13 | MISCELLANEOUS METAL FABRICATIONS | 08/24 | AMERICAN SOCIETY OF SAFETY PROFESSIONALS | ASSP | ASSP A10.3 | Safety Requirements for Powder-Actuated Fastening Systems American National Standard for Construction and Demolition Operations | 2020
1913 | 05 50 13 | MISCELLANEOUS METAL FABRICATIONS | 08/24 | AMERICAN WELDING SOCIETY | AWS | AWS D1.1/D1.1M | Structural Welding Code - Steel | 2020; Errata 1 2021
1914 | 05 50 13 | MISCELLANEOUS METAL FABRICATIONS | 08/24 | AMERICAN WELDING SOCIETY | AWS | AWS D1.2/D1.2M | Structural Welding Code - Aluminum | 2014; Errata 1 2014; Errata 2 2020
1915 | 05 50 13 | MISCELLANEOUS METAL FABRICATIONS | 08/24 | ASTM INTERNATIONAL | ASTM | ASTM A36/A36M | Standard Specification for Carbon Structural Steel | 2019
1916 | 05 50 13 | MISCELLANEOUS METAL FABRICATIONS | 08/24 | ASTM INTERNATIONAL | ASTM | ASTM A47/A47M | Standard Specification for Ferritic Malleable Iron Castings | 1999; R 2022; E 2022
1917 | 05 50 13 | MISCELLANEOUS METAL FABRICATIONS | 08/24 | ASTM INTERNATIONAL | ASTM | ASTM A48/A48M | Standard Specification for Gray Iron Castings | 2022
1918 | 05 50 13 | MISCELLANEOUS METAL FABRICATIONS | 08/24 | ASTM INTERNATIONAL | ASTM | ASTM A53/A53M | Standard Specification for Pipe, Steel, Black and Hot-Dipped, Zinc-Coated, Welded and Seamless | 2024
1919 | 05 50 13 | MISCELLANEOUS METAL FABRICATIONS | 08/24 | ASTM INTERNATIONAL | ASTM | ASTM A123/A123M | Standard Specification for Zinc (Hot-Dip Galvanized) Coatings on Iron and Steel Products | 2017
1920 | 05 50 13 | MISCELLANEOUS METAL FABRICATIONS | 08/24 | ASTM INTERNATIONAL | ASTM | ASTM A153/A153M | Standard Specification for Zinc Coating (Hot-Dip) on Iron and Steel Hardware | 2023
1921 | 05 50 13 | MISCELLANEOUS METAL FABRICATIONS | 08/24 | ASTM INTERNATIONAL | ASTM | ASTM A276/A276M | Standard Specification for Stainless Steel Bars and Shapes | 2024
1922 | 05 50 13 | MISCELLANEOUS METAL FABRICATIONS | 08/24 | ASTM INTERNATIONAL | ASTM | ASTM A283/A283M | Standard Specification for Low and Intermediate Tensile Strength Carbon Steel Plates | 2024
1923 | 05 50 13 | MISCELLANEOUS METAL FABRICATIONS | 08/24 | ASTM INTERNATIONAL | ASTM | ASTM A307 | Standard Specification for Carbon Steel Bolts, Studs, and Threaded Rod 60 000 PSI Tensile Strength | 2021
1924 | 05 50 13 | MISCELLANEOUS METAL FABRICATIONS | 08/24 | ASTM INTERNATIONAL | ASTM | ASTM A467/A467M | Standard Specification for Machine Coil Chain | 2020
1925 | 05 50 13 | MISCELLANEOUS METAL FABRICATIONS | 08/24 | ASTM INTERNATIONAL | ASTM | ASTM A475 | Standard Specification for Metallic-Coated Steel Wire Strand | 2022
1926 | 05 50 13 | MISCELLANEOUS METAL FABRICATIONS | 08/24 | ASTM INTERNATIONAL | ASTM | ASTM A500/A500M | Standard Specification for Cold-Formed Welded and Seamless Carbon Steel Structural Tubing in Rounds and Shapes | 2023
1927 | 05 50 13 | MISCELLANEOUS METAL FABRICATIONS | 08/24 | ASTM INTERNATIONAL | ASTM | ASTM A536 | Standard Specification for Ductile Iron Castings | 1984; R 2019; E 2019
1928 | 05 50 13 | MISCELLANEOUS METAL FABRICATIONS | 08/24 | ASTM INTERNATIONAL | ASTM | ASTM A653/A653M | Standard Specification for Steel Sheet, Zinc-Coated (Galvanized) or Zinc-Iron Alloy-Coated (Galvannealed) by the Hot-Dip Process | 2023
1929 | 05 50 13 | MISCELLANEOUS METAL FABRICATIONS | 08/24 | ASTM INTERNATIONAL | ASTM | ASTM A780/A780M | Standard Practice for Repair of Damaged and Uncoated Areas of Hot-Dip Galvanized Coatings | 2020
1930 | 05 50 13 | MISCELLANEOUS METAL FABRICATIONS | 08/24 | ASTM INTERNATIONAL | ASTM | ASTM A786/A786M | Standard Specification for Hot-Rolled Carbon, Low-Alloy, High-Strength Low-Alloy, and Alloy Steel Floor Plates | 2015; R 2021
1931 | 05 50 13 | MISCELLANEOUS METAL FABRICATIONS | 08/24 | ASTM INTERNATIONAL | ASTM | ASTM A924/A924M | Standard Specification for General Requirements for Steel Sheet, Metallic-Coated by the Hot-Dip Process | 2022a
1932 | 05 50 13 | MISCELLANEOUS METAL FABRICATIONS | 08/24 | ASTM INTERNATIONAL | ASTM | ASTM B26/B26M | Standard Specification for Aluminum-Alloy Sand Castings | 2018; E 2018
1933 | 05 50 13 | MISCELLANEOUS METAL FABRICATIONS | 08/24 | ASTM INTERNATIONAL | ASTM | ASTM B108/B108M | Standard Specification for Aluminum-Alloy Permanent Mold Castings | 2019
1934 | 05 50 13 | MISCELLANEOUS METAL FABRICATIONS | 08/24 | ASTM INTERNATIONAL | ASTM | ASTM B209/B209M | Standard Specification for Aluminum and Aluminum-Alloy Sheet and Plate | 2021a
1935 | 05 50 13 | MISCELLANEOUS METAL FABRICATIONS | 08/24 | ASTM INTERNATIONAL | ASTM | ASTM B221 | Standard Specification for Aluminum and Aluminum-Alloy Extruded Bars, Rods, Wire, Profiles, and Tubes | 2021
1936 | 05 50 13 | MISCELLANEOUS METAL FABRICATIONS | 08/24 | ASTM INTERNATIONAL | ASTM | ASTM B221M | Standard Specification for Aluminum and Aluminum-Alloy Extruded Bars, Rods, Wire, Profiles, and Tubes (Metric) | 2021
1937 | 05 50 13 | MISCELLANEOUS METAL FABRICATIONS | 08/24 | ASTM INTERNATIONAL | ASTM | ASTM C1513 | Standard Specification for Steel Tapping Screws for Cold-Formed Steel Framing Connections | 2018
1938 | 05 50 13 | MISCELLANEOUS METAL FABRICATIONS | 08/24 | ASTM INTERNATIONAL | ASTM | ASTM D1187/D1187M | Standard Specification for Asphalt-Base Emulsions for Use as Protective Coatings for Metal | 1997; R 2018
1939 | 05 50 13 | MISCELLANEOUS METAL FABRICATIONS | 08/24 | ASTM INTERNATIONAL | ASTM | ASTM E488/E488M | Standard Test Methods for Strength of Anchors in Concrete Elements | 2022
1940 | 05 50 13 | MISCELLANEOUS METAL FABRICATIONS | 08/24 | ASTM INTERNATIONAL | ASTM | ASTM F1554 | Standard Specification for Anchor Bolts, Steel, 36, 55, and 105-ksi Yield Strength | 2020
1941 | 05 50 13 | MISCELLANEOUS METAL FABRICATIONS | 08/24 | MASTER PAINTERS INSTITUTE | MPI | MPI 79 | Primer, Alkyd, Anti-Corrosive for Metal | 2016
1942 | 05 50 13 | MISCELLANEOUS METAL FABRICATIONS | 08/24 | NATIONAL ASSOCIATION OF ARCHITECTURAL METAL MANUFACTURERS | NAAMM | NAAMM MBG 531 | Metal Bar Grating Manual | 2017
1943 | 05 50 13 | MISCELLANEOUS METAL FABRICATIONS | 08/24 | NATIONAL ASSOCIATION OF ARCHITECTURAL METAL MANUFACTURERS | NAAMM | NAAMM MBG 532 | Heavy Duty Metal Bar Grating Manual | 2019
1944 | 05 50 13 | MISCELLANEOUS METAL FABRICATIONS | 08/24 | NATIONAL FIRE PROTECTION ASSOCIATION | NFPA | NFPA 211 | Standard for Chimneys, Fireplaces, Vents, and Solid Fuel-Burning Appliances | 2019
1945 | 05 50 13 | MISCELLANEOUS METAL FABRICATIONS | 08/24 | SOCIETY FOR PROTECTIVE COATINGS | SSPC | SSPC PA 1 | Shop, Field, and Maintenance Coating of Metals | 2024
1946 | 05 50 13 | MISCELLANEOUS METAL FABRICATIONS | 08/24 | SOCIETY FOR PROTECTIVE COATINGS | SSPC | SSPC SP 3 | Power Tool Cleaning | 2018
1947 | 05 50 13 | MISCELLANEOUS METAL FABRICATIONS | 08/24 | SOCIETY FOR PROTECTIVE COATINGS | SSPC | SSPC SP 6/NACE No.3 | Commercial Blast Cleaning | 2007
1948 | 05 50 13 | MISCELLANEOUS METAL FABRICATIONS | 08/24 | U.S. ARMY CORPS OF ENGINEERS | USACE | EM 385-1-1 | Safety -- Safety and Occupational Health (SOH) Requirements | 2024
1949 | 05 50 14 | STRUCTURAL METAL FABRICATIONS | 08/18 | ALUMINUM ASSOCIATION | AA | AA ADM | Aluminum Design Manual | 2020
1950 | 05 50 14 | STRUCTURAL METAL FABRICATIONS | 08/18 | AMERICAN GEAR MANUFACTURERS ASSOCIATION | AGMA | AGMA ISO 22849-A12 | Design Recommendations for Bevel Gears | 2012
1951 | 05 50 14 | STRUCTURAL METAL FABRICATIONS | 08/18 | AMERICAN GEAR MANUFACTURERS ASSOCIATION | AGMA | AGMA ISO 23509-A08 | Bevel and Hypoid Gear Geometry | 2008
1952 | 05 50 14 | STRUCTURAL METAL FABRICATIONS | 08/18 | AMERICAN GEAR MANUFACTURERS ASSOCIATION | AGMA | ANSI/AGMA 6001 | Design and Selection of Components for Enclosed Gear Drives | 2008E; R 2014
1953 | 05 50 14 | STRUCTURAL METAL FABRICATIONS | 08/18 | AMERICAN SOCIETY FOR NONDESTRUCTIVE TESTING | ASNT | ANSI/ASNT CP-189 | ASNT Standard for Qualification and Certification of Nondestructive Testing Personnel | 2020
1954 | 05 50 14 | STRUCTURAL METAL FABRICATIONS | 08/18 | AMERICAN SOCIETY OF MECHANICAL ENGINEERS | ASME | ASME B4.1 | Preferred Limits and Fits for Cylindrical Parts | 1967; R 1994; R 2004; R 2009; R 2020
1955 | 05 50 14 | STRUCTURAL METAL FABRICATIONS | 08/18 | AMERICAN SOCIETY OF MECHANICAL ENGINEERS | ASME | ASME B46.1 | Surface Texture, Surface Roughness, Waviness and Lay | 2020
1956 | 05 50 14 | STRUCTURAL METAL FABRICATIONS | 08/18 | AMERICAN WELDING SOCIETY | AWS | AWS D1.1/D1.1M | Structural Welding Code - Steel | 2020; Errata 1 2021
1957 | 05 50 14 | STRUCTURAL METAL FABRICATIONS | 08/18 | AMERICAN WELDING SOCIETY | AWS | AWS D1.2/D1.2M | Structural Welding Code - Aluminum | 2014; Errata 1 2014; Errata 2 2020
1958 | 05 50 14 | STRUCTURAL METAL FABRICATIONS | 08/18 | AMERICAN WELDING SOCIETY | AWS | AWS QC1 | Specification for AWS Certification of Welding Inspectors | 2016
1959 | 05 50 14 | STRUCTURAL METAL FABRICATIONS | 08/18 | ASTM INTERNATIONAL | ASTM | ASTM A123/A123M | Standard Specification for Zinc (Hot-Dip Galvanized) Coatings on Iron and Steel Products | 2017
1960 | 05 50 14 | STRUCTURAL METAL FABRICATIONS | 08/18 | ASTM INTERNATIONAL | ASTM | ASTM A380/A380M | Standard Practice for Cleaning, Descaling, and Passivation of Stainless Steel Parts, Equipment, and Systems | 2017
1961 | 05 50 14 | STRUCTURAL METAL FABRICATIONS | 08/18 | ASTM INTERNATIONAL | ASTM | ASTM A780/A780M | Standard Practice for Repair of Damaged and Uncoated Areas of Hot-Dip Galvanized Coatings | 2020
1962 | 05 50 14 | STRUCTURAL METAL FABRICATIONS | 08/18 | ASTM INTERNATIONAL | ASTM | ASTM B177/B177M | Standard Guide for Engineering Chromium Electroplating | 2011; R 2021
1963 | 05 50 14 | STRUCTURAL METAL FABRICATIONS | 08/18 | ASTM INTERNATIONAL | ASTM | ASTM B766 | Standard Specification for Electrodeposited Coatings of Cadmium | 2023
1964 | 05 50 14 | STRUCTURAL METAL FABRICATIONS | 08/18 | ASTM INTERNATIONAL | ASTM | ASTM D962 | Aluminum Powder and Paste Pigments for Paints | 1981; R 2014
1965 | 05 50 14 | STRUCTURAL METAL FABRICATIONS | 08/18 | ASTM INTERNATIONAL | ASTM | ASTM E94/E94M | Standard Guide for Radiographic Examination Using Industrial Radiographic Film | 2022
1966 | 05 50 14 | STRUCTURAL METAL FABRICATIONS | 08/18 | ASTM INTERNATIONAL | ASTM | ASTM E165/E165M | Standard Practice for Liquid Penetrant Examination for General Industry | 2023
1967 | 05 50 14 | STRUCTURAL METAL FABRICATIONS | 08/18 | ASTM INTERNATIONAL | ASTM | ASTM E446 | Standard Reference Radiographs for Steel Castings Up to 2 In. (51mm) in Thickness | 2020
1968 | 05 50 14 | STRUCTURAL METAL FABRICATIONS | 08/18 | ASTM INTERNATIONAL | ASTM | ASTM E709 | Standard Guide for Magnetic Particle Testing | 2021
1969 | 05 50 14 | STRUCTURAL METAL FABRICATIONS | 08/18 | ASTM INTERNATIONAL | ASTM | ASTM F3125/F3125M | Standard Specification for High Strength Structural Bolts and Assemblies, Steel and Alloy Steel, Heat Treated, Inch Dimensions 120 ksi and 150 ksi Minimum Tensile Strength, and Metric Dimensions 830 MPa and 1040 MPa Minimum Tensile Strength | 2019
1970 | 05 50 14 | STRUCTURAL METAL FABRICATIONS | 08/18 | RESEARCH COUNCIL ON STRUCTURAL CONNECTIONS | RCSC | RCSC A348 | RCSC Specification for Structural Joints Using High-strength Bolts | 2020
1971 | 05 50 15 | CIVIL WORKS FABRICATIONS | 08/18 | ALUMINUM ASSOCIATION | AA | AA DAF45 | Designation System for Aluminum Finishes | 2003; Reaffirmed 2009
1972 | 05 50 15 | CIVIL WORKS FABRICATIONS | 08/18 | AMERICAN INSTITUTE OF STEEL CONSTRUCTION | AISC | AISC 360 | Specification for Structural Steel Buildings | 2016
1973 | 05 50 15 | CIVIL WORKS FABRICATIONS | 08/18 | AMERICAN SOCIETY OF MECHANICAL ENGINEERS | ASME | ASME B16.3 | Malleable Iron Threaded Fittings, Classes 150 and 300 | 2021
1974 | 05 50 15 | CIVIL WORKS FABRICATIONS | 08/18 | AMERICAN SOCIETY OF MECHANICAL ENGINEERS | ASME | ASME B16.5 | Pipe Flanges and Flanged Fittings NPS 1/2 Through NPS 24 Metric/Inch Standard | 2020
1975 | 05 50 15 | CIVIL WORKS FABRICATIONS | 08/18 | AMERICAN SOCIETY OF MECHANICAL ENGINEERS | ASME | ASME B16.9 | Factory-Made Wrought Buttwelding Fittings | 2018
1976 | 05 50 15 | CIVIL WORKS FABRICATIONS | 08/18 | AMERICAN SOCIETY OF MECHANICAL ENGINEERS | ASME | ASME B18.2.1 | Square, Hex, Heavy Hex, and Askew Head Bolts and Hex, Heavy Hex, Hex Flange, Lobed Head, and Lag Screws (Inch Series) | 2012; R 2021
1977 | 05 50 15 | CIVIL WORKS FABRICATIONS | 08/18 | AMERICAN SOCIETY OF MECHANICAL ENGINEERS | ASME | ASME B18.2.2 | Nuts for General Applications: Machine Screw Nuts, and Hex, Square, Hex Flange, and Coupling Nuts (Inch Series) | 2022
1978 | 05 50 15 | CIVIL WORKS FABRICATIONS | 08/18 | AMERICAN SOCIETY OF MECHANICAL ENGINEERS | ASME | ASME B18.6.2 | Square Head Set Screws and Slotted Headless Set Screws (Inch Series) | 2020
1979 | 05 50 15 | CIVIL WORKS FABRICATIONS | 08/18 | AMERICAN SOCIETY OF MECHANICAL ENGINEERS | ASME | ASME B18.6.3 | Machine Screws, Tapping Screws, and Metallic Drive Screws (Inch Series) | 2024
1980 | 05 50 15 | CIVIL WORKS FABRICATIONS | 08/18 | AMERICAN SOCIETY OF MECHANICAL ENGINEERS | ASME | ASME B18.21.1 | Washers: Helical Spring-Lock, Tooth Lock, and Plain Washers (Inch Series) | 2009; R 2016
1981 | 05 50 15 | CIVIL WORKS FABRICATIONS | 08/18 | AMERICAN SOCIETY OF MECHANICAL ENGINEERS | ASME | ASME B18.22M | Metric Plain Washers | 1981; R 2017
1982 | 05 50 15 | CIVIL WORKS FABRICATIONS | 08/18 | AMERICAN SOCIETY OF MECHANICAL ENGINEERS | ASME | ASME B18.27 | Tapered and Reduced Cross Section Retaining Rings (Inch Series) | 1998; R 2017
1983 | 05 50 15 | CIVIL WORKS FABRICATIONS | 08/18 | AMERICAN SOCIETY OF MECHANICAL ENGINEERS | ASME | ASME B27.7 | General Purpose Tapered and Reduced Cross Section Retaining Rings | 1977; R 2017
1984 | 05 50 15 | CIVIL WORKS FABRICATIONS | 08/18 | AMERICAN SOCIETY OF SAFETY PROFESSIONALS | ASSP | ASSP A10.3 | Safety Requirements for Powder-Actuated Fastening Systems American National Standard for Construction and Demolition Operations | 2020
1985 | 05 50 15 | CIVIL WORKS FABRICATIONS | 08/18 | AMERICAN WELDING SOCIETY | AWS | AWS D1.1/D1.1M | Structural Welding Code - Steel | 2020; Errata 1 2021
1986 | 05 50 15 | CIVIL WORKS FABRICATIONS | 08/18 | ASTM INTERNATIONAL | ASTM | ASTM A1 | Standard Specification for Carbon Steel Tee Rails | 2000; R 2018
1987 | 05 50 15 | CIVIL WORKS FABRICATIONS | 08/18 | ASTM INTERNATIONAL | ASTM | ASTM A20/A20M | Standard Specification for General Requirements for Steel Plates for Pressure Vessels | 2018
1988 | 05 50 15 | CIVIL WORKS FABRICATIONS | 08/18 | ASTM INTERNATIONAL | ASTM | ASTM A27/A27M | Standard Specification for Steel Castings, Carbon, for General Application | 2020
1989 | 05 50 15 | CIVIL WORKS FABRICATIONS | 08/18 | ASTM INTERNATIONAL | ASTM | ASTM A36/A36M | Standard Specification for Carbon Structural Steel | 2019
1990 | 05 50 15 | CIVIL WORKS FABRICATIONS | 08/18 | ASTM INTERNATIONAL | ASTM | ASTM A48/A48M | Standard Specification for Gray Iron Castings | 2022
1991 | 05 50 15 | CIVIL WORKS FABRICATIONS | 08/18 | ASTM INTERNATIONAL | ASTM | ASTM A53/A53M | Standard Specification for Pipe, Steel, Black and Hot-Dipped, Zinc-Coated, Welded and Seamless | 2024
1992 | 05 50 15 | CIVIL WORKS FABRICATIONS | 08/18 | ASTM INTERNATIONAL | ASTM | ASTM A109/A109M | Standard Specification for Steel, Strip, Carbon (0.25 Maximum Percent), Cold-Rolled | 2024
1993 | 05 50 15 | CIVIL WORKS FABRICATIONS | 08/18 | ASTM INTERNATIONAL | ASTM | ASTM A123/A123M | Standard Specification for Zinc (Hot-Dip Galvanized) Coatings on Iron and Steel Products | 2017
1994 | 05 50 15 | CIVIL WORKS FABRICATIONS | 08/18 | ASTM INTERNATIONAL | ASTM | ASTM A148/A148M | Standard Specification for Steel Castings, High Strength, for Structural Purposes | 2020; E 2020
1995 | 05 50 15 | CIVIL WORKS FABRICATIONS | 08/18 | ASTM INTERNATIONAL | ASTM | ASTM A193/A193M | Standard Specification for Alloy-Steel and Stainless Steel Bolting Materials for High-Temperature Service and Other Special Purpose Applications | 2024
1996 | 05 50 15 | CIVIL WORKS FABRICATIONS | 08/18 | ASTM INTERNATIONAL | ASTM | ASTM A194/A194M | Standard Specification for Carbon Steel, Alloy Steel, and Stainless Steel Nuts for Bolts for High-Pressure or High-Temperature Service, or Both | 2024
1997 | 05 50 15 | CIVIL WORKS FABRICATIONS | 08/18 | ASTM INTERNATIONAL | ASTM | ASTM A240/A240M | Standard Specification for Chromium and Chromium-Nickel Stainless Steel Plate, Sheet, and Strip for Pressure Vessels and for General Applications | 2024
1998 | 05 50 15 | CIVIL WORKS FABRICATIONS | 08/18 | ASTM INTERNATIONAL | ASTM | ASTM A263 | Standard Specification for Stainless Chromium Steel-Clad Plate | 2012; R 2019
1999 | 05 50 15 | CIVIL WORKS FABRICATIONS | 08/18 | ASTM INTERNATIONAL | ASTM | ASTM A264 | Standard Specification for Stainless Chromium-Nickel Steel-Clad Plate | 2012; R 2019
2000 | 05 50 15 | CIVIL WORKS FABRICATIONS | 08/18 | ASTM INTERNATIONAL | ASTM | ASTM A276/A276M | Standard Specification for Stainless Steel Bars and Shapes | 2024
2001 | 05 50 15 | CIVIL WORKS FABRICATIONS | 08/18 | ASTM INTERNATIONAL | ASTM | ASTM A307 | Standard Specification for Carbon Steel Bolts, Studs, and Threaded Rod 60 000 PSI Tensile Strength | 2021
2002 | 05 50 15 | CIVIL WORKS FABRICATIONS | 08/18 | ASTM INTERNATIONAL | ASTM | ASTM A312/A312M | Standard Specification for Seamless, Welded, and Heavily Cold Worked Austenitic Stainless Steel Pipes | 2022a
2003 | 05 50 15 | CIVIL WORKS FABRICATIONS | 08/18 | ASTM INTERNATIONAL | ASTM | ASTM A320/A320M | Standard Specification for Alloy-Steel and Stainless Steel Bolting for Low-Temperature Service | 2024
2004 | 05 50 15 | CIVIL WORKS FABRICATIONS | 08/18 | ASTM INTERNATIONAL | ASTM | ASTM A467/A467M | Standard Specification for Machine Coil Chain | 2020
2005 | 05 50 15 | CIVIL WORKS FABRICATIONS | 08/18 | ASTM INTERNATIONAL | ASTM | ASTM A475 | Standard Specification for Metallic-Coated Steel Wire Strand | 2022
2006 | 05 50 15 | CIVIL WORKS FABRICATIONS | 08/18 | ASTM INTERNATIONAL | ASTM | ASTM A484/A484M | Standard Specification for General Requirements for Stainless Steel Bars, Billets, and Forgings | 2024
2007 | 05 50 15 | CIVIL WORKS FABRICATIONS | 08/18 | ASTM INTERNATIONAL | ASTM | ASTM A500/A500M | Standard Specification for Cold-Formed Welded and Seamless Carbon Steel Structural Tubing in Rounds and Shapes | 2023
2008 | 05 50 15 | CIVIL WORKS FABRICATIONS | 08/18 | ASTM INTERNATIONAL | ASTM | ASTM A504/A504M | Standard Specification for Wrought Carbon Steel Wheels | 2018; R 2023
2009 | 05 50 15 | CIVIL WORKS FABRICATIONS | 08/18 | ASTM INTERNATIONAL | ASTM | ASTM A516/A516M | Standard Specification for Pressure Vessel Plates, Carbon Steel, for Moderate- and Lower-Temperature Service | 2017
2010 | 05 50 15 | CIVIL WORKS FABRICATIONS | 08/18 | ASTM INTERNATIONAL | ASTM | ASTM A519/A519M | Standard Specification for Seamless Carbon and Alloy Steel Mechanical Tubing | 2023
2011 | 05 50 15 | CIVIL WORKS FABRICATIONS | 08/18 | ASTM INTERNATIONAL | ASTM | ASTM A563 | Standard Specification for Carbon and Alloy Steel Nuts | 2021; E 2022a
2012 | 05 50 15 | CIVIL WORKS FABRICATIONS | 08/18 | ASTM INTERNATIONAL | ASTM | ASTM A563M | Standard Specification for Carbon and Alloy Steel Nuts (Metric) | 2007; R 2013
2013 | 05 50 15 | CIVIL WORKS FABRICATIONS | 08/18 | ASTM INTERNATIONAL | ASTM | ASTM A564/A564M | Standard Specification for Hot-Rolled and Cold-Finished Age-Hardening Stainless Steel Bars and Shapes | 2019
2014 | 05 50 15 | CIVIL WORKS FABRICATIONS | 08/18 | ASTM INTERNATIONAL | ASTM | ASTM A572/A572M | Standard Specification for High-Strength Low-Alloy Columbium-Vanadium Structural Steel | 2021; E 2021
2015 | 05 50 15 | CIVIL WORKS FABRICATIONS | 08/18 | ASTM INTERNATIONAL | ASTM | ASTM A588/A588M | Standard Specification for High-Strength Low-Alloy Structural Steel, up to 50 ksi [345 MPa] Minimum Yield Point, with Atmospheric Corrosion Resistance | 2019
2016 | 05 50 15 | CIVIL WORKS FABRICATIONS | 08/18 | ASTM INTERNATIONAL | ASTM | ASTM A653/A653M | Standard Specification for Steel Sheet, Zinc-Coated (Galvanized) or Zinc-Iron Alloy-Coated (Galvannealed) by the Hot-Dip Process | 2023
2017 | 05 50 15 | CIVIL WORKS FABRICATIONS | 08/18 | ASTM INTERNATIONAL | ASTM | ASTM A668/A668M | Standard Specification for Steel Forgings, Carbon and Alloy, for General Industrial Use | 2023
2018 | 05 50 15 | CIVIL WORKS FABRICATIONS | 08/18 | ASTM INTERNATIONAL | ASTM | ASTM A780/A780M | Standard Practice for Repair of Damaged and Uncoated Areas of Hot-Dip Galvanized Coatings | 2020
2019 | 05 50 15 | CIVIL WORKS FABRICATIONS | 08/18 | ASTM INTERNATIONAL | ASTM | ASTM A786/A786M | Standard Specification for Hot-Rolled Carbon, Low-Alloy, High-Strength Low-Alloy, and Alloy Steel Floor Plates | 2015; R 2021
2020 | 05 50 15 | CIVIL WORKS FABRICATIONS | 08/18 | ASTM INTERNATIONAL | ASTM | ASTM A924/A924M | Standard Specification for General Requirements for Steel Sheet, Metallic-Coated by the Hot-Dip Process | 2022a
2021 | 05 50 15 | CIVIL WORKS FABRICATIONS | 08/18 | ASTM INTERNATIONAL | ASTM | ASTM A992/A992M | Standard Specification for Structural Steel Shapes | 2022
2022 | 05 50 15 | CIVIL WORKS FABRICATIONS | 08/18 | ASTM INTERNATIONAL | ASTM | ASTM A1085/A1085M | Standard Specification for Cold-Formed Welded Carbon Steel Hollow Structural Sections (HSS) | 2015
2023 | 05 50 15 | CIVIL WORKS FABRICATIONS | 08/18 | ASTM INTERNATIONAL | ASTM | ASTM B6 | Standard Specification for Zinc | 2023
2024 | 05 50 15 | CIVIL WORKS FABRICATIONS | 08/18 | ASTM INTERNATIONAL | ASTM | ASTM B21/B21M | Standard Specification for Naval Brass Rod, Bar, and Shapes | 2020
2025 | 05 50 15 | CIVIL WORKS FABRICATIONS | 08/18 | ASTM INTERNATIONAL | ASTM | ASTM B23 | Standard Specification for White Metal Bearing Alloys (known Commercially as "Babbitt Metal") | 2020
2026 | 05 50 15 | CIVIL WORKS FABRICATIONS | 08/18 | ASTM INTERNATIONAL | ASTM | ASTM B26/B26M | Standard Specification for Aluminum-Alloy Sand Castings | 2018; E 2018
2027 | 05 50 15 | CIVIL WORKS FABRICATIONS | 08/18 | ASTM INTERNATIONAL | ASTM | ASTM B36/B36M | Standard Specification for Brass Plate, Sheet, Strip, and Rolled Bar | 2023
2028 | 05 50 15 | CIVIL WORKS FABRICATIONS | 08/18 | ASTM INTERNATIONAL | ASTM | ASTM B62 | Standard Specification for Composition Bronze or Ounce Metal Castings | 2017
2029 | 05 50 15 | CIVIL WORKS FABRICATIONS | 08/18 | ASTM INTERNATIONAL | ASTM | ASTM B121/B121M | Standard Specification for Leaded Brass Plate, Sheet, Strip, and Rolled Bar | 2023
2030 | 05 50 15 | CIVIL WORKS FABRICATIONS | 08/18 | ASTM INTERNATIONAL | ASTM | ASTM B124/B124M | Standard Specification for Copper and Copper Alloy Forging Rod, Bar, and Shapes | 2020
2031 | 05 50 15 | CIVIL WORKS FABRICATIONS | 08/18 | ASTM INTERNATIONAL | ASTM | ASTM B138/B138M | Standard Specification for Manganese Bronze Rod, Bar and Shapes | 2011; R 2017
2032 | 05 50 15 | CIVIL WORKS FABRICATIONS | 08/18 | ASTM INTERNATIONAL | ASTM | ASTM B148 | Standard Specification for Aluminum-Bronze Sand Castings | 2014
2033 | 05 50 15 | CIVIL WORKS FABRICATIONS | 08/18 | ASTM INTERNATIONAL | ASTM | ASTM B150/B150M | Standard Specification for Aluminum Bronze Rod, Bar, and Shapes | 2012; R 2017
2034 | 05 50 15 | CIVIL WORKS FABRICATIONS | 08/18 | ASTM INTERNATIONAL | ASTM | ASTM B152/B152M | Standard Specification for Copper Sheet, Strip, Plate, and Rolled Bar | 2019
2035 | 05 50 15 | CIVIL WORKS FABRICATIONS | 08/18 | ASTM INTERNATIONAL | ASTM | ASTM B176 | Standard Specification for Copper-Alloy Die Castings | 2018
2036 | 05 50 15 | CIVIL WORKS FABRICATIONS | 08/18 | ASTM INTERNATIONAL | ASTM | ASTM B209 | Standard Specification for Aluminum and Aluminum-Alloy Sheet and Plate | 2014
2037 | 05 50 15 | CIVIL WORKS FABRICATIONS | 08/18 | ASTM INTERNATIONAL | ASTM | ASTM B209M | Standard Specification for Aluminum and Aluminum-Alloy Sheet and Plate (Metric) | 2014
2038 | 05 50 15 | CIVIL WORKS FABRICATIONS | 08/18 | ASTM INTERNATIONAL | ASTM | ASTM B211/B211M | Standard Specification for Aluminum and Aluminum-Alloy Rolled or Cold Finished Bar, Rod, and Wire | 2023
2039 | 05 50 15 | CIVIL WORKS FABRICATIONS | 08/18 | ASTM INTERNATIONAL | ASTM | ASTM B221 | Standard Specification for Aluminum and Aluminum-Alloy Extruded Bars, Rods, Wire, Profiles, and Tubes | 2021
2040 | 05 50 15 | CIVIL WORKS FABRICATIONS | 08/18 | ASTM INTERNATIONAL | ASTM | ASTM B241/B241M | Standard Specification for Aluminum and Aluminum-Alloy Seamless Pipe and Seamless Extruded Tube | 2022
2041 | 05 50 15 | CIVIL WORKS FABRICATIONS | 08/18 | ASTM INTERNATIONAL | ASTM | ASTM B271/B271M | Standard Specification for Copper-Base Alloy Centrifugal Castings | 2023
2042 | 05 50 15 | CIVIL WORKS FABRICATIONS | 08/18 | ASTM INTERNATIONAL | ASTM | ASTM B308/B308M | Standard Specification for Aluminum-Alloy 6061-T6 Standard Structural Profiles | 2010; R 2020
2043 | 05 50 15 | CIVIL WORKS FABRICATIONS | 08/18 | ASTM INTERNATIONAL | ASTM | ASTM B429/B429M | Standard Specification for Aluminum-Alloy Extruded Structural Pipe and Tube | 2010; E 2012
2044 | 05 50 15 | CIVIL WORKS FABRICATIONS | 08/18 | ASTM INTERNATIONAL | ASTM | ASTM B505/B505M | Standard Specification for Copper Alloy Continuous Castings | 2023
2045 | 05 50 15 | CIVIL WORKS FABRICATIONS | 08/18 | ASTM INTERNATIONAL | ASTM | ASTM B584 | Standard Specification for Copper Alloy Sand Castings for General Applications | 2022
2046 | 05 50 15 | CIVIL WORKS FABRICATIONS | 08/18 | ASTM INTERNATIONAL | ASTM | ASTM B749 | Standard Specification for Lead and Lead Alloy Strip, Sheet and Plate Products | 2020
2047 | 05 50 15 | CIVIL WORKS FABRICATIONS | 08/18 | ASTM INTERNATIONAL | ASTM | ASTM B763/B763M | Standard Specification for Copper Alloy Sand Castings for Valve Application | 2023
2048 | 05 50 15 | CIVIL WORKS FABRICATIONS | 08/18 | ASTM INTERNATIONAL | ASTM | ASTM B806 | Standard Specification for Copper Alloy Permanent Mold Castings for General Applications | 2023
2049 | 05 50 15 | CIVIL WORKS FABRICATIONS | 08/18 | ASTM INTERNATIONAL | ASTM | ASTM B824 | Standard Specification for General Requirements for Copper Alloy Castings | 2017
2050 | 05 50 15 | CIVIL WORKS FABRICATIONS | 08/18 | ASTM INTERNATIONAL | ASTM | ASTM C1513 | Standard Specification for Steel Tapping Screws for Cold-Formed Steel Framing Connections | 2018
2051 | 05 50 15 | CIVIL WORKS FABRICATIONS | 08/18 | ASTM INTERNATIONAL | ASTM | ASTM D1187/D1187M | Standard Specification for Asphalt-Base Emulsions for Use as Protective Coatings for Metal | 1997; R 2018
2052 | 05 50 15 | CIVIL WORKS FABRICATIONS | 08/18 | ASTM INTERNATIONAL | ASTM | ASTM E488/E488M | Standard Test Methods for Strength of Anchors in Concrete Elements | 2022
2053 | 05 50 15 | CIVIL WORKS FABRICATIONS | 08/18 | ASTM INTERNATIONAL | ASTM | ASTM F436/F436M | Standard Specification for Hardened Steel Washers Inch and Metric Dimensions | 2019
2054 | 05 50 15 | CIVIL WORKS FABRICATIONS | 08/18 | ASTM INTERNATIONAL | ASTM | ASTM F844 | Standard Specification for Washers, Steel, Plain (Flat), Unhardened for General Use | 2019; R 2024
2055 | 05 50 15 | CIVIL WORKS FABRICATIONS | 08/18 | ASTM INTERNATIONAL | ASTM | ASTM F1554 | Standard Specification for Anchor Bolts, Steel, 36, 55, and 105-ksi Yield Strength | 2020
2056 | 05 50 15 | CIVIL WORKS FABRICATIONS | 08/18 | ASTM INTERNATIONAL | ASTM | ASTM F3125/F3125M | Standard Specification for High Strength Structural Bolts and Assemblies, Steel and Alloy Steel, Heat Treated, Inch Dimensions 120 ksi and 150 ksi Minimum Tensile Strength, and Metric Dimensions 830 MPa and 1040 MPa Minimum Tensile Strength | 2019
2057 | 05 50 15 | CIVIL WORKS FABRICATIONS | 08/18 | NATIONAL ASSOCIATION OF ARCHITECTURAL METAL MANUFACTURERS | NAAMM | NAAMM MBG 531 | Metal Bar Grating Manual | 2017
2058 | 05 50 15 | CIVIL WORKS FABRICATIONS | 08/18 | NATIONAL ASSOCIATION OF ARCHITECTURAL METAL MANUFACTURERS | NAAMM | NAAMM MBG 532 | Heavy Duty Metal Bar Grating Manual | 2019
2059 | 05 50 15 | CIVIL WORKS FABRICATIONS | 08/18 | SOCIETY FOR PROTECTIVE COATINGS | SSPC | SSPC Paint 20 | Zinc-Rich Primers (Type I, Inorganic, and Type II, Organic) | 2019
2060 | 05 50 15 | CIVIL WORKS FABRICATIONS | 08/18 | SOCIETY FOR PROTECTIVE COATINGS | SSPC | SSPC Paint 29 | Zinc Dust Sacrificial Primer, Performance-Based | 2002; E 2004
2061 | 05 50 15 | CIVIL WORKS FABRICATIONS | 08/18 | U.S. ARMY CORPS OF ENGINEERS | USACE | EM 385-1-1 | Safety -- Safety and Occupational Health (SOH) Requirements | 2024
2062 | 05 50 15 | CIVIL WORKS FABRICATIONS | 08/18 | U.S. GENERAL SERVICES ADMINISTRATION | GSA | CID A-A-60005 | Frames, Covers, Gratings, Steps, Sump And Catch Basin, Manhole | Basic; Notice 2
2063 | 05 50 15 | CIVIL WORKS FABRICATIONS | 08/18 | U.S. GENERAL SERVICES ADMINISTRATION | GSA | FS RR-C-271 | Chains and Attachments, Carbon And Alloy Steel | Rev H; Am 1
2064 | 05 50 15 | CIVIL WORKS FABRICATIONS | 08/18 | U.S. GENERAL SERVICES ADMINISTRATION | GSA | FS RR-W-410 | Wire Rope and Strand | 2022; Rev J
2065 | 05 51 00 | METAL STAIRS | 08/23 | AMERICAN ASSOCIATION OF STATE HIGHWAY AND TRANSPORTATION OFFICIALS | AASHTO | AASHTO M 314 | Standard Specification for Steel Anchor Bolts | 1990; R 2013
2066 | 05 51 00 | METAL STAIRS | 08/23 | AMERICAN INSTITUTE OF STEEL CONSTRUCTION | AISC | AISC 325 | Steel Construction Manual | 2017
2067 | 05 51 00 | METAL STAIRS | 08/23 | AMERICAN INSTITUTE OF STEEL CONSTRUCTION | AISC | AISC 326 | Detailing for Steel Construction | 2009
2068 | 05 51 00 | METAL STAIRS | 08/23 | AMERICAN INSTITUTE OF STEEL CONSTRUCTION | AISC | AISC 360 | Specification for Structural Steel Buildings | 2016
2069 | 05 51 00 | METAL STAIRS | 08/23 | AMERICAN IRON AND STEEL INSTITUTE | AISI | AISC/AISI 121 | Standard Definitions for Use in the Design of Steel Structures | 2007
2070 | 05 51 00 | METAL STAIRS | 08/23 | AMERICAN SOCIETY OF CIVIL ENGINEERS | ASCE | ASCE 7-22 | Minimum Design Loads and Associated Criteria for Buildings and Other Structures | 2022; Supp 1 2023; Supp 2 2023
2071 | 05 51 00 | METAL STAIRS | 08/23 | AMERICAN SOCIETY OF MECHANICAL ENGINEERS | ASME | ASME B18.2.1 | Square, Hex, Heavy Hex, and Askew Head Bolts and Hex, Heavy Hex, Hex Flange, Lobed Head, and Lag Screws (Inch Series) | 2012; R 2021
2072 | 05 51 00 | METAL STAIRS | 08/23 | AMERICAN SOCIETY OF MECHANICAL ENGINEERS | ASME | ASME B18.6.1 | Wood Screws (Inch Series) | 2016
2073 | 05 51 00 | METAL STAIRS | 08/23 | AMERICAN SOCIETY OF MECHANICAL ENGINEERS | ASME | ASME B18.6.3 | Machine Screws, Tapping Screws, and Metallic Drive Screws (Inch Series) | 2024
2074 | 05 51 00 | METAL STAIRS | 08/23 | AMERICAN SOCIETY OF MECHANICAL ENGINEERS | ASME | ASME B18.6.5M | Standard Specification for Metric Thread-Forming and Thread-Cutting Tapping Screws | 2000; R 2010
2075 | 05 51 00 | METAL STAIRS | 08/23 | AMERICAN SOCIETY OF MECHANICAL ENGINEERS | ASME | ASME B18.6.7M | Metric Machine Screws | 1999; R 2010
2076 | 05 51 00 | METAL STAIRS | 08/23 | AMERICAN SOCIETY OF MECHANICAL ENGINEERS | ASME | ASME B18.21.1 | Washers: Helical Spring-Lock, Tooth Lock, and Plain Washers (Inch Series) | 2009; R 2016
2077 | 05 51 00 | METAL STAIRS | 08/23 | AMERICAN SOCIETY OF MECHANICAL ENGINEERS | ASME | ASME B18.22M | Metric Plain Washers | 1981; R 2017
2078 | 05 51 00 | METAL STAIRS | 08/23 | AMERICAN WELDING SOCIETY | AWS | AWS A2.4 | Standard Symbols for Welding, Brazing and Nondestructive Examination | 2012
2079 | 05 51 00 | METAL STAIRS | 08/23 | AMERICAN WELDING SOCIETY | AWS | AWS D1.1/D1.1M | Structural Welding Code - Steel | 2020; Errata 1 2021
2080 | 05 51 00 | METAL STAIRS | 08/23 | ASTM INTERNATIONAL | ASTM | ASTM A6/A6M | Standard Specification for General Requirements for Rolled Structural Steel Bars, Plates, Shapes, and Sheet Piling | 2024a
2081 | 05 51 00 | METAL STAIRS | 08/23 | ASTM INTERNATIONAL | ASTM | ASTM A27/A27M | Standard Specification for Steel Castings, Carbon, for General Application | 2020
2082 | 05 51 00 | METAL STAIRS | 08/23 | ASTM INTERNATIONAL | ASTM | ASTM A29/A29M | Standard Specification for General Requirements for Steel Bars, Carbon and Alloy, Hot-Wrought | 2023
2083 | 05 51 00 | METAL STAIRS | 08/23 | ASTM INTERNATIONAL | ASTM | ASTM A36/A36M | Standard Specification for Carbon Structural Steel | 2019
2084 | 05 51 00 | METAL STAIRS | 08/23 | ASTM INTERNATIONAL | ASTM | ASTM A47/A47M | Standard Specification for Ferritic Malleable Iron Castings | 1999; R 2022; E 2022
2085 | 05 51 00 | METAL STAIRS | 08/23 | ASTM INTERNATIONAL | ASTM | ASTM A48/A48M | Standard Specification for Gray Iron Castings | 2022
2086 | 05 51 00 | METAL STAIRS | 08/23 | ASTM INTERNATIONAL | ASTM | ASTM A53/A53M | Standard Specification for Pipe, Steel, Black and Hot-Dipped, Zinc-Coated, Welded and Seamless | 2024
2087 | 05 51 00 | METAL STAIRS | 08/23 | ASTM INTERNATIONAL | ASTM | ASTM A108 | Standard Specification for Steel Bar, Carbon and Alloy, Cold-Finished | 2024
2088 | 05 51 00 | METAL STAIRS | 08/23 | ASTM INTERNATIONAL | ASTM | ASTM A123/A123M | Standard Specification for Zinc (Hot-Dip Galvanized) Coatings on Iron and Steel Products | 2017
2089 | 05 51 00 | METAL STAIRS | 08/23 | ASTM INTERNATIONAL | ASTM | ASTM A153/A153M | Standard Specification for Zinc Coating (Hot-Dip) on Iron and Steel Hardware | 2023
2090 | 05 51 00 | METAL STAIRS | 08/23 | ASTM INTERNATIONAL | ASTM | ASTM A283/A283M | Standard Specification for Low and Intermediate Tensile Strength Carbon Steel Plates | 2024
2091 | 05 51 00 | METAL STAIRS | 08/23 | ASTM INTERNATIONAL | ASTM | ASTM A307 | Standard Specification for Carbon Steel Bolts, Studs, and Threaded Rod 60 000 PSI Tensile Strength | 2021
2092 | 05 51 00 | METAL STAIRS | 08/23 | ASTM INTERNATIONAL | ASTM | ASTM A325M | Standard Specification for Structural Bolts, Steel, Heat Treated, 830 MPa Minimum Tensile Strength (Metric) | 2014
2093 | 05 51 00 | METAL STAIRS | 08/23 | ASTM INTERNATIONAL | ASTM | ASTM A449 | Standard Specification for Hex Cap Screws, Bolts, and Studs, Steel, Heat Treated, 120/105/90 ksi Minimum Tensile Strength, General Use | 2014; R 2020
2094 | 05 51 00 | METAL STAIRS | 08/23 | ASTM INTERNATIONAL | ASTM | ASTM A500/A500M | Standard Specification for Cold-Formed Welded and Seamless Carbon Steel Structural Tubing in Rounds and Shapes | 2023
2095 | 05 51 00 | METAL STAIRS | 08/23 | ASTM INTERNATIONAL | ASTM | ASTM A512 | Standard Specification for Cold-Drawn Buttweld Carbon Steel Mechanical Tubing | 2006; R 2012
2096 | 05 51 00 | METAL STAIRS | 08/23 | ASTM INTERNATIONAL | ASTM | ASTM A568/A568M | Standard Specification for Steel, Sheet, Carbon, Structural, and High-Strength, Low-Alloy, Hot-Rolled and Cold-Rolled, General Requirements for | 2019a
2097 | 05 51 00 | METAL STAIRS | 08/23 | ASTM INTERNATIONAL | ASTM | ASTM A575 | Standard Specification for Steel Bars, Carbon, Merchant Quality, M-Grades | 2020
2098 | 05 51 00 | METAL STAIRS | 08/23 | ASTM INTERNATIONAL | ASTM | ASTM A653/A653M | Standard Specification for Steel Sheet, Zinc-Coated (Galvanized) or Zinc-Iron Alloy-Coated (Galvannealed) by the Hot-Dip Process | 2023
2099 | 05 51 00 | METAL STAIRS | 08/23 | ASTM INTERNATIONAL | ASTM | ASTM A924/A924M | Standard Specification for General Requirements for Steel Sheet, Metallic-Coated by the Hot-Dip Process | 2022a
2100 | 05 51 00 | METAL STAIRS | 08/23 | ASTM INTERNATIONAL | ASTM | ASTM A1008/A1008M | Standard Specification for Steel, Sheet, Cold-Rolled, Carbon, Structural, High-Strength Low-Alloy, High-Strength Low-Alloy with Improved Formability, Solution Hardened, and Bake Hardenable | 2024
2101 | 05 51 00 | METAL STAIRS | 08/23 | ASTM INTERNATIONAL | ASTM | ASTM A1011/A1011M | Standard Specification for Steel Sheet and Strip, Hot-Rolled, Carbon, Structural, High-Strength Low-Alloy, High-Strength Low-Alloy with Improved Formability, and Ultra-High Strength | 2023
2102 | 05 51 00 | METAL STAIRS | 08/23 | ASTM INTERNATIONAL | ASTM | ASTM B209 | Standard Specification for Aluminum and Aluminum-Alloy Sheet and Plate | 2014
2103 | 05 51 00 | METAL STAIRS | 08/23 | ASTM INTERNATIONAL | ASTM | ASTM B209M | Standard Specification for Aluminum and Aluminum-Alloy Sheet and Plate (Metric) | 2014
2104 | 05 51 00 | METAL STAIRS | 08/23 | ASTM INTERNATIONAL | ASTM | ASTM C514 | Standard Specification for Nails for the Application of Gypsum Board | 2004; R 2020
2105 | 05 51 00 | METAL STAIRS | 08/23 | ASTM INTERNATIONAL | ASTM | ASTM C636/C636M | Standard Practice for Installation of Metal Ceiling Suspension Systems for Acoustical Tile and Lay-In Panels | 2013
2106 | 05 51 00 | METAL STAIRS | 08/23 | ASTM INTERNATIONAL | ASTM | ASTM E303 | Standard Test Method for Measuring Surface Frictional Properties Using the British Pendulum Tester | 2022
2107 | 05 51 00 | METAL STAIRS | 08/23 | ASTM INTERNATIONAL | ASTM | ASTM E488/E488M | Standard Test Methods for Strength of Anchors in Concrete Elements | 2022
2108 | 05 51 00 | METAL STAIRS | 08/23 | ASTM INTERNATIONAL | ASTM | ASTM F568M | Standard Specification for Carbon and Alloy Steel Externally Threaded Metric Fasteners | 2007
2109 | 05 51 00 | METAL STAIRS | 08/23 | ASTM INTERNATIONAL | ASTM | ASTM F3125/F3125M | Standard Specification for High Strength Structural Bolts and Assemblies, Steel and Alloy Steel, Heat Treated, Inch Dimensions 120 ksi and 150 ksi Minimum Tensile Strength, and Metric Dimensions 830 MPa and 1040 MPa Minimum Tensile Strength | 2019
2110 | 05 51 00 | METAL STAIRS | 08/23 | INTERNATIONAL ORGANIZATION FOR STANDARDIZATION | ISO | ISO 898-1 | Mechanical Properties of Fasteners Made of Carbon Steel and Alloy Steel — Part 1: Bolts, Screws and Studs with Specified Property Classes — Coarse Thread and Fine Pitch Thread | 2013
2111 | 05 51 00 | METAL STAIRS | 08/23 | NATIONAL ASSOCIATION OF ARCHITECTURAL METAL MANUFACTURERS | NAAMM | NAAMM MBG 531 | Metal Bar Grating Manual | 2017
2112 | 05 51 00 | METAL STAIRS | 08/23 | NATIONAL FIRE PROTECTION ASSOCIATION | NFPA | NFPA 101 | Life Safety Code | 2024
2113 | 05 51 33 | METAL LADDERS | 08/24 | ALUMINUM ASSOCIATION | AA | AA DAF45 | Designation System for Aluminum Finishes | 2003; Reaffirmed 2009
2114 | 05 51 33 | METAL LADDERS | 08/24 | AMERICAN LADDER INSTITUTE | ALI | ALI A14.3 | Ladders - Fixed - Safety Requirements | 2008; R 2018
2115 | 05 51 33 | METAL LADDERS | 08/24 | AMERICAN SOCIETY OF SAFETY PROFESSIONALS | ASSP | ASSP Z359.16 | Safety Requirements for Climbing Ladder Fall Arrest Systems | 2016
2116 | 05 51 33 | METAL LADDERS | 08/24 | AMERICAN WELDING SOCIETY | AWS | AWS D1.1/D1.1M | Structural Welding Code - Steel | 2020; Errata 1 2021
2117 | 05 51 33 | METAL LADDERS | 08/24 | ASTM INTERNATIONAL | ASTM | ASTM A36/A36M | Standard Specification for Carbon Structural Steel | 2019
2118 | 05 51 33 | METAL LADDERS | 08/24 | ASTM INTERNATIONAL | ASTM | ASTM A47/A47M | Standard Specification for Ferritic Malleable Iron Castings | 1999; R 2022; E 2022
2119 | 05 51 33 | METAL LADDERS | 08/24 | ASTM INTERNATIONAL | ASTM | ASTM A53/A53M | Standard Specification for Pipe, Steel, Black and Hot-Dipped, Zinc-Coated, Welded and Seamless | 2024
2120 | 05 51 33 | METAL LADDERS | 08/24 | ASTM INTERNATIONAL | ASTM | ASTM A123/A123M | Standard Specification for Zinc (Hot-Dip Galvanized) Coatings on Iron and Steel Products | 2017
2121 | 05 51 33 | METAL LADDERS | 08/24 | ASTM INTERNATIONAL | ASTM | ASTM A153/A153M | Standard Specification for Zinc Coating (Hot-Dip) on Iron and Steel Hardware | 2023
2122 | 05 51 33 | METAL LADDERS | 08/24 | ASTM INTERNATIONAL | ASTM | ASTM A500/A500M | Standard Specification for Cold-Formed Welded and Seamless Carbon Steel Structural Tubing in Rounds and Shapes | 2023
2123 | 05 51 33 | METAL LADDERS | 08/24 | ASTM INTERNATIONAL | ASTM | ASTM A653/A653M | Standard Specification for Steel Sheet, Zinc-Coated (Galvanized) or Zinc-Iron Alloy-Coated (Galvannealed) by the Hot-Dip Process | 2023
2124 | 05 51 33 | METAL LADDERS | 08/24 | ASTM INTERNATIONAL | ASTM | ASTM A780/A780M | Standard Practice for Repair of Damaged and Uncoated Areas of Hot-Dip Galvanized Coatings | 2020
2125 | 05 51 33 | METAL LADDERS | 08/24 | ASTM INTERNATIONAL | ASTM | ASTM A924/A924M | Standard Specification for General Requirements for Steel Sheet, Metallic-Coated by the Hot-Dip Process | 2022a
2126 | 05 51 33 | METAL LADDERS | 08/24 | ASTM INTERNATIONAL | ASTM | ASTM B26/B26M | Standard Specification for Aluminum-Alloy Sand Castings | 2018; E 2018
2127 | 05 51 33 | METAL LADDERS | 08/24 | ASTM INTERNATIONAL | ASTM | ASTM B108/B108M | Standard Specification for Aluminum-Alloy Permanent Mold Castings | 2019
2128 | 05 51 33 | METAL LADDERS | 08/24 | ASTM INTERNATIONAL | ASTM | ASTM B209/B209M | Standard Specification for Aluminum and Aluminum-Alloy Sheet and Plate | 2021a
2129 | 05 51 33 | METAL LADDERS | 08/24 | ASTM INTERNATIONAL | ASTM | ASTM B221 | Standard Specification for Aluminum and Aluminum-Alloy Extruded Bars, Rods, Wire, Profiles, and Tubes | 2021
2130 | 05 51 33 | METAL LADDERS | 08/24 | ASTM INTERNATIONAL | ASTM | ASTM B221M | Standard Specification for Aluminum and Aluminum-Alloy Extruded Bars, Rods, Wire, Profiles, and Tubes (Metric) | 2021
2131 | 05 51 33 | METAL LADDERS | 08/24 | ASTM INTERNATIONAL | ASTM | ASTM D1187/D1187M | Standard Specification for Asphalt-Base Emulsions for Use as Protective Coatings for Metal | 1997; R 2018
2132 | 05 51 33 | METAL LADDERS | 08/24 | MASTER PAINTERS INSTITUTE | MPI | MPI 79 | Primer, Alkyd, Anti-Corrosive for Metal | 2016
2133 | 05 51 33 | METAL LADDERS | 08/24 | SOCIETY FOR PROTECTIVE COATINGS | SSPC | SSPC SP 3 | Power Tool Cleaning | 2018
2134 | 05 51 33 | METAL LADDERS | 08/24 | SOCIETY FOR PROTECTIVE COATINGS | SSPC | SSPC SP 6/NACE No.3 | Commercial Blast Cleaning | 2007
2135 | 05 51 33 | METAL LADDERS | 08/24 | U.S. DEPARTMENT OF DEFENSE | DOD | UFC 1-200-01 | DoD Building Code | 2022; with Change 3, 2024
2136 | 05 51 33 | METAL LADDERS | 08/24 | U.S. NATIONAL ARCHIVES AND RECORDS ADMINISTRATION | NARA | 29 CFR 1910.23 | Ladders | Nov 2016
2137 | 05 51 33 | METAL LADDERS | 08/24 | U.S. NATIONAL ARCHIVES AND RECORDS ADMINISTRATION | NARA | 29 CFR 1910.25 | Stairways | Dec 2019
2138 | 05 51 33 | METAL LADDERS | 08/24 | U.S. NATIONAL ARCHIVES AND RECORDS ADMINISTRATION | NARA | 29 CFR 1910.28 | Duty to Have Fall Protection and Falling Object Protection | Nov 2016
2139 | 05 51 33 | METAL LADDERS | 08/24 | U.S. NATIONAL ARCHIVES AND RECORDS ADMINISTRATION | NARA | 29 CFR 1910.29 | Fall Protection System and Falling Object Protection - Criteria and Practices | Nov 2016
2140 | 05 52 00 | METAL RAILINGS | 08/23 | AMERICAN ASSOCIATION OF STATE HIGHWAY AND TRANSPORTATION OFFICIALS | AASHTO | AASHTO M 180 | Standard Specification for Corrugated Sheet Steel Beams for Highway Guardrail | 2012; R 2017
2141 | 05 52 00 | METAL RAILINGS | 08/23 | AMERICAN ASSOCIATION OF STATE HIGHWAY AND TRANSPORTATION OFFICIALS | AASHTO | AASHTO M 314 | Standard Specification for Steel Anchor Bolts | 1990; R 2013
2142 | 05 52 00 | METAL RAILINGS | 08/23 | AMERICAN INSTITUTE OF STEEL CONSTRUCTION | AISC | AISC 325 | Steel Construction Manual | 2017
2143 | 05 52 00 | METAL RAILINGS | 08/23 | AMERICAN INSTITUTE OF STEEL CONSTRUCTION | AISC | AISC 326 | Detailing for Steel Construction | 2009
2144 | 05 52 00 | METAL RAILINGS | 08/23 | AMERICAN INSTITUTE OF STEEL CONSTRUCTION | AISC | AISC 360 | Specification for Structural Steel Buildings | 2016
2145 | 05 52 00 | METAL RAILINGS | 08/23 | AMERICAN SOCIETY OF CIVIL ENGINEERS | ASCE | ASCE 7-22 | Minimum Design Loads and Associated Criteria for Buildings and Other Structures | 2022; Supp 1 2023; Supp 2 2023
2146 | 05 52 00 | METAL RAILINGS | 08/23 | AMERICAN SOCIETY OF MECHANICAL ENGINEERS | ASME | ASME B18.2.1 | Square, Hex, Heavy Hex, and Askew Head Bolts and Hex, Heavy Hex, Hex Flange, Lobed Head, and Lag Screws (Inch Series) | 2012; R 2021
2147 | 05 52 00 | METAL RAILINGS | 08/23 | AMERICAN SOCIETY OF MECHANICAL ENGINEERS | ASME | ASME B18.2.3.8M | Metric Hex Lag Screws | 1981; R 2005
2148 | 05 52 00 | METAL RAILINGS | 08/23 | AMERICAN SOCIETY OF MECHANICAL ENGINEERS | ASME | ASME B18.6.1 | Wood Screws (Inch Series) | 2016
2149 | 05 52 00 | METAL RAILINGS | 08/23 | AMERICAN SOCIETY OF MECHANICAL ENGINEERS | ASME | ASME B18.6.3 | Machine Screws, Tapping Screws, and Metallic Drive Screws (Inch Series) | 2024
2150 | 05 52 00 | METAL RAILINGS | 08/23 | AMERICAN SOCIETY OF MECHANICAL ENGINEERS | ASME | ASME B18.6.5M | Standard Specification for Metric Thread-Forming and Thread-Cutting Tapping Screws | 2000; R 2010
2151 | 05 52 00 | METAL RAILINGS | 08/23 | AMERICAN SOCIETY OF MECHANICAL ENGINEERS | ASME | ASME B18.6.7M | Metric Machine Screws | 1999; R 2010
2152 | 05 52 00 | METAL RAILINGS | 08/23 | AMERICAN SOCIETY OF MECHANICAL ENGINEERS | ASME | ASME B18.21.1 | Washers: Helical Spring-Lock, Tooth Lock, and Plain Washers (Inch Series) | 2009; R 2016
2153 | 05 52 00 | METAL RAILINGS | 08/23 | AMERICAN SOCIETY OF MECHANICAL ENGINEERS | ASME | ASME B18.22M | Metric Plain Washers | 1981; R 2017
2154 | 05 52 00 | METAL RAILINGS | 08/23 | AMERICAN WELDING SOCIETY | AWS | AWS A2.4 | Standard Symbols for Welding, Brazing and Nondestructive Examination | 2012
2155 | 05 52 00 | METAL RAILINGS | 08/23 | AMERICAN WELDING SOCIETY | AWS | AWS D1.1/D1.1M | Structural Welding Code - Steel | 2020; Errata 1 2021
2156 | 05 52 00 | METAL RAILINGS | 08/23 | ASTM INTERNATIONAL | ASTM | ASTM A27/A27M | Standard Specification for Steel Castings, Carbon, for General Application | 2020
2157 | 05 52 00 | METAL RAILINGS | 08/23 | ASTM INTERNATIONAL | ASTM | ASTM A36/A36M | Standard Specification for Carbon Structural Steel | 2019
2158 | 05 52 00 | METAL RAILINGS | 08/23 | ASTM INTERNATIONAL | ASTM | ASTM A47/A47M | Standard Specification for Ferritic Malleable Iron Castings | 1999; R 2022; E 2022
2159 | 05 52 00 | METAL RAILINGS | 08/23 | ASTM INTERNATIONAL | ASTM | ASTM A53/A53M | Standard Specification for Pipe, Steel, Black and Hot-Dipped, Zinc-Coated, Welded and Seamless | 2024
2160 | 05 52 00 | METAL RAILINGS | 08/23 | ASTM INTERNATIONAL | ASTM | ASTM A108 | Standard Specification for Steel Bar, Carbon and Alloy, Cold-Finished | 2024
2161 | 05 52 00 | METAL RAILINGS | 08/23 | ASTM INTERNATIONAL | ASTM | ASTM A123/A123M | Standard Specification for Zinc (Hot-Dip Galvanized) Coatings on Iron and Steel Products | 2017
2162 | 05 52 00 | METAL RAILINGS | 08/23 | ASTM INTERNATIONAL | ASTM | ASTM A153/A153M | Standard Specification for Zinc Coating (Hot-Dip) on Iron and Steel Hardware | 2023
2163 | 05 52 00 | METAL RAILINGS | 08/23 | ASTM INTERNATIONAL | ASTM | ASTM A283/A283M | Standard Specification for Low and Intermediate Tensile Strength Carbon Steel Plates | 2024
2164 | 05 52 00 | METAL RAILINGS | 08/23 | ASTM INTERNATIONAL | ASTM | ASTM A307 | Standard Specification for Carbon Steel Bolts, Studs, and Threaded Rod 60 000 PSI Tensile Strength | 2021
2165 | 05 52 00 | METAL RAILINGS | 08/23 | ASTM INTERNATIONAL | ASTM | ASTM A325M | Standard Specification for Structural Bolts, Steel, Heat Treated, 830 MPa Minimum Tensile Strength (Metric) | 2014
2166 | 05 52 00 | METAL RAILINGS | 08/23 | ASTM INTERNATIONAL | ASTM | ASTM A449 | Standard Specification for Hex Cap Screws, Bolts, and Studs, Steel, Heat Treated, 120/105/90 ksi Minimum Tensile Strength, General Use | 2014; R 2020
2167 | 05 52 00 | METAL RAILINGS | 08/23 | ASTM INTERNATIONAL | ASTM | ASTM A467/A467M | Standard Specification for Machine Coil Chain | 2020
2168 | 05 52 00 | METAL RAILINGS | 08/23 | ASTM INTERNATIONAL | ASTM | ASTM A500/A500M | Standard Specification for Cold-Formed Welded and Seamless Carbon Steel Structural Tubing in Rounds and Shapes | 2023
2169 | 05 52 00 | METAL RAILINGS | 08/23 | ASTM INTERNATIONAL | ASTM | ASTM A512 | Standard Specification for Cold-Drawn Buttweld Carbon Steel Mechanical Tubing | 2006; R 2012
2170 | 05 52 00 | METAL RAILINGS | 08/23 | ASTM INTERNATIONAL | ASTM | ASTM A575 | Standard Specification for Steel Bars, Carbon, Merchant Quality, M-Grades | 2020
2171 | 05 52 00 | METAL RAILINGS | 08/23 | ASTM INTERNATIONAL | ASTM | ASTM B26/B26M | Standard Specification for Aluminum-Alloy Sand Castings | 2018; E 2018
2172 | 05 52 00 | METAL RAILINGS | 08/23 | ASTM INTERNATIONAL | ASTM | ASTM B221 | Standard Specification for Aluminum and Aluminum-Alloy Extruded Bars, Rods, Wire, Profiles, and Tubes | 2021
2173 | 05 52 00 | METAL RAILINGS | 08/23 | ASTM INTERNATIONAL | ASTM | ASTM B221M | Standard Specification for Aluminum and Aluminum-Alloy Extruded Bars, Rods, Wire, Profiles, and Tubes (Metric) | 2021
2174 | 05 52 00 | METAL RAILINGS | 08/23 | ASTM INTERNATIONAL | ASTM | ASTM B429/B429M | Standard Specification for Aluminum-Alloy Extruded Structural Pipe and Tube | 2010; E 2012
2175 | 05 52 00 | METAL RAILINGS | 08/23 | ASTM INTERNATIONAL | ASTM | ASTM C514 | Standard Specification for Nails for the Application of Gypsum Board | 2004; R 2020
2176 | 05 52 00 | METAL RAILINGS | 08/23 | ASTM INTERNATIONAL | ASTM | ASTM C636/C636M | Standard Practice for Installation of Metal Ceiling Suspension Systems for Acoustical Tile and Lay-In Panels | 2013
2177 | 05 52 00 | METAL RAILINGS | 08/23 | ASTM INTERNATIONAL | ASTM | ASTM E488/E488M | Standard Test Methods for Strength of Anchors in Concrete Elements | 2022
2178 | 05 52 00 | METAL RAILINGS | 08/23 | ASTM INTERNATIONAL | ASTM | ASTM F3125/F3125M | Standard Specification for High Strength Structural Bolts and Assemblies, Steel and Alloy Steel, Heat Treated, Inch Dimensions 120 ksi and 150 ksi Minimum Tensile Strength, and Metric Dimensions 830 MPa and 1040 MPa Minimum Tensile Strength | 2019
2179 | 05 52 00 | METAL RAILINGS | 08/23 | INTERNATIONAL ORGANIZATION FOR STANDARDIZATION | ISO | ISO 898-1 | Mechanical Properties of Fasteners Made of Carbon Steel and Alloy Steel — Part 1: Bolts, Screws and Studs with Specified Property Classes — Coarse Thread and Fine Pitch Thread | 2013
2180 | 05 52 00 | METAL RAILINGS | 08/23 | NATIONAL ASSOCIATION OF ARCHITECTURAL METAL MANUFACTURERS | NAAMM | NAAMM AMP 521 | Pipe Railing Systems Manual | 2001; R 2012
2181 | 05 59 10 | ROLLING COVER FOR AVIATION REFUELING VAULTS | 11/22 | ALUMINUM ASSOCIATION | AA | AA ADM | Aluminum Design Manual | 2020
2182 | 05 59 10 | ROLLING COVER FOR AVIATION REFUELING VAULTS | 11/22 | AMERICAN SOCIETY OF MECHANICAL ENGINEERS | ASME | ASME B4.1 | Preferred Limits and Fits for Cylindrical Parts | 1967; R 1994; R 2004; R 2009; R 2020
2183 | 05 59 10 | ROLLING COVER FOR AVIATION REFUELING VAULTS | 11/22 | AMERICAN SOCIETY OF MECHANICAL ENGINEERS | ASME | ASME B46.1 | Surface Texture, Surface Roughness, Waviness and Lay | 2020
2184 | 05 59 10 | ROLLING COVER FOR AVIATION REFUELING VAULTS | 11/22 | AMERICAN SOCIETY OF MECHANICAL ENGINEERS | ASME | ASME BPVC SEC IX | BPVC Section IX-Welding, Brazing and Fusing Qualifications | 2017; Errata 2018
2185 | 05 59 10 | ROLLING COVER FOR AVIATION REFUELING VAULTS | 11/22 | AMERICAN WELDING SOCIETY | AWS | AWS D1.1/D1.1M | Structural Welding Code - Steel | 2020; Errata 1 2021
2186 | 05 59 10 | ROLLING COVER FOR AVIATION REFUELING VAULTS | 11/22 | AMERICAN WELDING SOCIETY | AWS | AWS D1.2/D1.2M | Structural Welding Code - Aluminum | 2014; Errata 1 2014; Errata 2 2020
2187 | 05 59 10 | ROLLING COVER FOR AVIATION REFUELING VAULTS | 11/22 | ASTM INTERNATIONAL | ASTM | ASTM A36/A36M | Standard Specification for Carbon Structural Steel | 2019
2188 | 05 59 10 | ROLLING COVER FOR AVIATION REFUELING VAULTS | 11/22 | ASTM INTERNATIONAL | ASTM | ASTM A123/A123M | Standard Specification for Zinc (Hot-Dip Galvanized) Coatings on Iron and Steel Products | 2017
2189 | 05 59 10 | ROLLING COVER FOR AVIATION REFUELING VAULTS | 11/22 | ASTM INTERNATIONAL | ASTM | ASTM A276/A276M | Standard Specification for Stainless Steel Bars and Shapes | 2024
2190 | 05 59 10 | ROLLING COVER FOR AVIATION REFUELING VAULTS | 11/22 | ASTM INTERNATIONAL | ASTM | ASTM A307 | Standard Specification for Carbon Steel Bolts, Studs, and Threaded Rod 60 000 PSI Tensile Strength | 2021
2191 | 05 59 10 | ROLLING COVER FOR AVIATION REFUELING VAULTS | 11/22 | ASTM INTERNATIONAL | ASTM | ASTM A563 | Standard Specification for Carbon and Alloy Steel Nuts | 2021; E 2022a
2192 | 05 59 10 | ROLLING COVER FOR AVIATION REFUELING VAULTS | 11/22 | ASTM INTERNATIONAL | ASTM | ASTM A1085/A1085M | Standard Specification for Cold-Formed Welded Carbon Steel Hollow Structural Sections (HSS) | 2015
2193 | 05 59 10 | ROLLING COVER FOR AVIATION REFUELING VAULTS | 11/22 | ASTM INTERNATIONAL | ASTM | ASTM B209 | Standard Specification for Aluminum and Aluminum-Alloy Sheet and Plate | 2014
2194 | 05 59 10 | ROLLING COVER FOR AVIATION REFUELING VAULTS | 11/22 | ASTM INTERNATIONAL | ASTM | ASTM B695 | Standard Specification for Coatings of Zinc Mechanically Deposited on Iron and Steel | 2021
2195 | 05 59 10 | ROLLING COVER FOR AVIATION REFUELING VAULTS | 11/22 | ASTM INTERNATIONAL | ASTM | ASTM F1136/F1136M | Standard Specification for Zinc/Aluminum Corrosion Protective Coatings for Fasteners | 2011
2196 | 05 59 10 | ROLLING COVER FOR AVIATION REFUELING VAULTS | 11/22 | ASTM INTERNATIONAL | ASTM | ASTM F2329/F2329M | Standard Specification for Zinc Coating, Hot-Dip, Requirements for Application to Carbon and Alloy Steel Bolts, Screws, Washers, Nuts, and Special Threaded Fasteners | 2015; R 2023
2197 | 05 59 10 | ROLLING COVER FOR AVIATION REFUELING VAULTS | 11/22 | ASTM INTERNATIONAL | ASTM | ASTM F2833 | Standard Specification for Corrosion Protective Fastener Coatings with Zinc Rich Base Coat and Aluminum Organic/Inorganic Type | 2011; R 2017
2198 | 05 59 20 | FABRICATION OF HYDRAULIC STEEL STRUCTURES | 05/21 | AMERICAN INSTITUTE OF STEEL CONSTRUCTION | AISC | AISC 325 | Steel Construction Manual | 2017
2199 | 05 59 20 | FABRICATION OF HYDRAULIC STEEL STRUCTURES | 05/21 | AMERICAN INSTITUTE OF STEEL CONSTRUCTION | AISC | AISC 326 | Detailing for Steel Construction | 2009
2200 | 05 59 20 | FABRICATION OF HYDRAULIC STEEL STRUCTURES | 05/21 | AMERICAN INSTITUTE OF STEEL CONSTRUCTION | AISC | AISC 360 | Specification for Structural Steel Buildings | 2016
2201 | 05 59 20 | FABRICATION OF HYDRAULIC STEEL STRUCTURES | 05/21 | AMERICAN INSTITUTE OF STEEL CONSTRUCTION | AISC | ANSI/AISC 303 | Code of Standard Practice for Structural Steel Buildings and Bridges | 2022
2202 | 05 59 20 | FABRICATION OF HYDRAULIC STEEL STRUCTURES | 05/21 | AMERICAN SOCIETY FOR NONDESTRUCTIVE TESTING | ASNT | ANSI/ASNT CP-189 | ASNT Standard for Qualification and Certification of Nondestructive Testing Personnel | 2020
2203 | 05 59 20 | FABRICATION OF HYDRAULIC STEEL STRUCTURES | 05/21 | AMERICAN WELDING SOCIETY | AWS | AWS D1.5M/D1.5 | Bridge Welding Code | 2020; Errata 1 2022
2204 | 05 59 20 | FABRICATION OF HYDRAULIC STEEL STRUCTURES | 05/21 | AMERICAN WELDING SOCIETY | AWS | AWS QC1 | Specification for AWS Certification of Welding Inspectors | 2016
2205 | 05 59 20 | FABRICATION OF HYDRAULIC STEEL STRUCTURES | 05/21 | ASTM INTERNATIONAL | ASTM | ASTM A563 | Standard Specification for Carbon and Alloy Steel Nuts | 2021; E 2022a
2206 | 05 59 20 | FABRICATION OF HYDRAULIC STEEL STRUCTURES | 05/21 | ASTM INTERNATIONAL | ASTM | ASTM A709/A709M | Standard Specification for Structural Steel for Bridges | 2021
2207 | 05 59 20 | FABRICATION OF HYDRAULIC STEEL STRUCTURES | 05/21 | ASTM INTERNATIONAL | ASTM | ASTM D395 | Standard Test Methods for Rubber Property - Compression Set | 2016; E 2017
2208 | 05 59 20 | FABRICATION OF HYDRAULIC STEEL STRUCTURES | 05/21 | ASTM INTERNATIONAL | ASTM | ASTM D412 | Standard Test Methods for Vulcanized Rubber and Thermoplastic Elastomers - Tension | 2016; R 2021
2209 | 05 59 20 | FABRICATION OF HYDRAULIC STEEL STRUCTURES | 05/21 | ASTM INTERNATIONAL | ASTM | ASTM D471 | Standard Test Method for Rubber Property - Effect of Liquids | 2016a
2210 | 05 59 20 | FABRICATION OF HYDRAULIC STEEL STRUCTURES | 05/21 | ASTM INTERNATIONAL | ASTM | ASTM D573 | Standard Test Method for Rubber - Deterioration in an Air Oven | 2004; R 2019
2211 | 05 59 20 | FABRICATION OF HYDRAULIC STEEL STRUCTURES | 05/21 | ASTM INTERNATIONAL | ASTM | ASTM D624 | Standard Test Method for Tear Strength of Conventional Vulcanized Rubber and Thermoplastic Elastomers | 2000; R 2020
2212 | 05 59 20 | FABRICATION OF HYDRAULIC STEEL STRUCTURES | 05/21 | ASTM INTERNATIONAL | ASTM | ASTM D1149 | Standard Test Method for Rubber Deterioration - Cracking in an Ozone Controlled Environment | 2018
2213 | 05 59 20 | FABRICATION OF HYDRAULIC STEEL STRUCTURES | 05/21 | ASTM INTERNATIONAL | ASTM | ASTM D1630 | Rubber Property - Abrasion Resistance (Footware Abrader) | 2006; R 2012
2214 | 05 59 20 | FABRICATION OF HYDRAULIC STEEL STRUCTURES | 05/21 | ASTM INTERNATIONAL | ASTM | ASTM D2240 | Standard Test Method for Rubber Property - Durometer Hardness | 2015; E 2017
2215 | 05 59 20 | FABRICATION OF HYDRAULIC STEEL STRUCTURES | 05/21 | ASTM INTERNATIONAL | ASTM | ASTM E165/E165M | Standard Practice for Liquid Penetrant Examination for General Industry | 2023
2216 | 05 59 20 | FABRICATION OF HYDRAULIC STEEL STRUCTURES | 05/21 | ASTM INTERNATIONAL | ASTM | ASTM E709 | Standard Guide for Magnetic Particle Testing | 2021
2217 | 05 59 20 | FABRICATION OF HYDRAULIC STEEL STRUCTURES | 05/21 | ASTM INTERNATIONAL | ASTM | ASTM F436/F436M | Standard Specification for Hardened Steel Washers Inch and Metric Dimensions | 2019
2218 | 05 59 20 | FABRICATION OF HYDRAULIC STEEL STRUCTURES | 05/21 | ASTM INTERNATIONAL | ASTM | ASTM F3125/F3125M | Standard Specification for High Strength Structural Bolts and Assemblies, Steel and Alloy Steel, Heat Treated, Inch Dimensions 120 ksi and 150 ksi Minimum Tensile Strength, and Metric Dimensions 830 MPa and 1040 MPa Minimum Tensile Strength | 2019
2219 | 05 59 20 | FABRICATION OF HYDRAULIC STEEL STRUCTURES | 05/21 | RESEARCH COUNCIL ON STRUCTURAL CONNECTIONS | RCSC | RCSC A348 | RCSC Specification for Structural Joints Using High-strength Bolts | 2020
2220 | 05 59 20 | FABRICATION OF HYDRAULIC STEEL STRUCTURES | 05/21 | U.S. ARMY CORPS OF ENGINEERS | USACE | EM 385-1-1 | Safety -- Safety and Occupational Health (SOH) Requirements | 2024
2221 | 05 72 00 | DECORATIVE METAL SPECIALTIES | 08/23 | ALUMINUM ASSOCIATION | AA | AA ADM | Aluminum Design Manual | 2020
2222 | 05 72 00 | DECORATIVE METAL SPECIALTIES | 08/23 | ALUMINUM ASSOCIATION | AA | AA DAF45 | Designation System for Aluminum Finishes | 2003; Reaffirmed 2009
2223 | 05 72 00 | DECORATIVE METAL SPECIALTIES | 08/23 | ALUMINUM ASSOCIATION | AA | AA PK-1 | Pink Sheets: Designations and Chemical Composition Limits for Aluminum Alloys in the Form of Castings & Ingot | 2015
2224 | 05 72 00 | DECORATIVE METAL SPECIALTIES | 08/23 | AMERICAN SOCIETY OF MECHANICAL ENGINEERS | ASME | ASME B18.2.1 | Square, Hex, Heavy Hex, and Askew Head Bolts and Hex, Heavy Hex, Hex Flange, Lobed Head, and Lag Screws (Inch Series) | 2012; R 2021
2225 | 05 72 00 | DECORATIVE METAL SPECIALTIES | 08/23 | AMERICAN SOCIETY OF MECHANICAL ENGINEERS | ASME | ASME B18.2.2 | Nuts for General Applications: Machine Screw Nuts, and Hex, Square, Hex Flange, and Coupling Nuts (Inch Series) | 2022
2226 | 05 72 00 | DECORATIVE METAL SPECIALTIES | 08/23 | AMERICAN SOCIETY OF MECHANICAL ENGINEERS | ASME | ASME B18.2.3.8M | Metric Hex Lag Screws | 1981; R 2005
2227 | 05 72 00 | DECORATIVE METAL SPECIALTIES | 08/23 | AMERICAN SOCIETY OF MECHANICAL ENGINEERS | ASME | ASME B18.2.6 | Fasteners for Use in Structural Applications | 2010; Supp 2011
2228 | 05 72 00 | DECORATIVE METAL SPECIALTIES | 08/23 | AMERICAN SOCIETY OF MECHANICAL ENGINEERS | ASME | ASME B18.3.3M | Hexagon Socket Head Shoulder Screws (Metric Series) | 1986; R 2008
2229 | 05 72 00 | DECORATIVE METAL SPECIALTIES | 08/23 | AMERICAN SOCIETY OF MECHANICAL ENGINEERS | ASME | ASME B18.6.1 | Wood Screws (Inch Series) | 2016
2230 | 05 72 00 | DECORATIVE METAL SPECIALTIES | 08/23 | AMERICAN SOCIETY OF MECHANICAL ENGINEERS | ASME | ASME B18.6.3 | Machine Screws, Tapping Screws, and Metallic Drive Screws (Inch Series) | 2024
2231 | 05 72 00 | DECORATIVE METAL SPECIALTIES | 08/23 | AMERICAN SOCIETY OF MECHANICAL ENGINEERS | ASME | ASME B18.6.5M | Standard Specification for Metric Thread-Forming and Thread-Cutting Tapping Screws | 2000; R 2010
2232 | 05 72 00 | DECORATIVE METAL SPECIALTIES | 08/23 | AMERICAN SOCIETY OF MECHANICAL ENGINEERS | ASME | ASME B18.6.7M | Metric Machine Screws | 1999; R 2010
2233 | 05 72 00 | DECORATIVE METAL SPECIALTIES | 08/23 | AMERICAN SOCIETY OF MECHANICAL ENGINEERS | ASME | ASME B18.13 | Screw and Washer Assemblies - Sems (Inch Series) | 2017; ERTA 2018
2234 | 05 72 00 | DECORATIVE METAL SPECIALTIES | 08/23 | AMERICAN SOCIETY OF MECHANICAL ENGINEERS | ASME | ASME B18.13.1M | Screw and Washer Assemblies: SEMS (Metric Series) | 2011; R 2016; R 2022
2235 | 05 72 00 | DECORATIVE METAL SPECIALTIES | 08/23 | AMERICAN SOCIETY OF MECHANICAL ENGINEERS | ASME | ASME B18.21.1 | Washers: Helical Spring-Lock, Tooth Lock, and Plain Washers (Inch Series) | 2009; R 2016
2236 | 05 72 00 | DECORATIVE METAL SPECIALTIES | 08/23 | AMERICAN SOCIETY OF MECHANICAL ENGINEERS | ASME | ASME B18.21.2M | Lock Washers (Metric Series) | 1999; R 2014
2237 | 05 72 00 | DECORATIVE METAL SPECIALTIES | 08/23 | AMERICAN SOCIETY OF MECHANICAL ENGINEERS | ASME | ASME B18.22M | Metric Plain Washers | 1981; R 2017
2238 | 05 72 00 | DECORATIVE METAL SPECIALTIES | 08/23 | AMERICAN SOCIETY OF MECHANICAL ENGINEERS | ASME | ASME B18.24 | Part Identifying Number (PIN) Code System Standard for B18 Fastener Products | 2023
2239 | 05 72 00 | DECORATIVE METAL SPECIALTIES | 08/23 | AMERICAN WELDING SOCIETY | AWS | AWS A5.3/A5.3M | Specification for Aluminum and Aluminum-Alloy Electrodes for Shielded Metal Arc Welding | 2023
2240 | 05 72 00 | DECORATIVE METAL SPECIALTIES | 08/23 | AMERICAN WELDING SOCIETY | AWS | AWS D1.2/D1.2M | Structural Welding Code - Aluminum | 2014; Errata 1 2014; Errata 2 2020
2241 | 05 72 00 | DECORATIVE METAL SPECIALTIES | 08/23 | ASTM INTERNATIONAL | ASTM | ASTM A27/A27M | Standard Specification for Steel Castings, Carbon, for General Application | 2020
2242 | 05 72 00 | DECORATIVE METAL SPECIALTIES | 08/23 | ASTM INTERNATIONAL | ASTM | ASTM A47/A47M | Standard Specification for Ferritic Malleable Iron Castings | 1999; R 2022; E 2022
2243 | 05 72 00 | DECORATIVE METAL SPECIALTIES | 08/23 | ASTM INTERNATIONAL | ASTM | ASTM A123/A123M | Standard Specification for Zinc (Hot-Dip Galvanized) Coatings on Iron and Steel Products | 2017
2244 | 05 72 00 | DECORATIVE METAL SPECIALTIES | 08/23 | ASTM INTERNATIONAL | ASTM | ASTM A153/A153M | Standard Specification for Zinc Coating (Hot-Dip) on Iron and Steel Hardware | 2023
2245 | 05 72 00 | DECORATIVE METAL SPECIALTIES | 08/23 | ASTM INTERNATIONAL | ASTM | ASTM A283/A283M | Standard Specification for Low and Intermediate Tensile Strength Carbon Steel Plates | 2024
2246 | 05 72 00 | DECORATIVE METAL SPECIALTIES | 08/23 | ASTM INTERNATIONAL | ASTM | ASTM B26/B26M | Standard Specification for Aluminum-Alloy Sand Castings | 2018; E 2018
2247 | 05 72 00 | DECORATIVE METAL SPECIALTIES | 08/23 | ASTM INTERNATIONAL | ASTM | ASTM B209 | Standard Specification for Aluminum and Aluminum-Alloy Sheet and Plate | 2014
2248 | 05 72 00 | DECORATIVE METAL SPECIALTIES | 08/23 | ASTM INTERNATIONAL | ASTM | ASTM B209M | Standard Specification for Aluminum and Aluminum-Alloy Sheet and Plate (Metric) | 2014
2249 | 05 72 00 | DECORATIVE METAL SPECIALTIES | 08/23 | ASTM INTERNATIONAL | ASTM | ASTM B211/B211M | Standard Specification for Aluminum and Aluminum-Alloy Rolled or Cold Finished Bar, Rod, and Wire | 2023
2250 | 05 72 00 | DECORATIVE METAL SPECIALTIES | 08/23 | ASTM INTERNATIONAL | ASTM | ASTM B221 | Standard Specification for Aluminum and Aluminum-Alloy Extruded Bars, Rods, Wire, Profiles, and Tubes | 2021
2251 | 05 72 00 | DECORATIVE METAL SPECIALTIES | 08/23 | ASTM INTERNATIONAL | ASTM | ASTM B221M | Standard Specification for Aluminum and Aluminum-Alloy Extruded Bars, Rods, Wire, Profiles, and Tubes (Metric) | 2021
2252 | 05 72 00 | DECORATIVE METAL SPECIALTIES | 08/23 | ASTM INTERNATIONAL | ASTM | ASTM B247 | Standard Specification for Aluminum and Aluminum-Alloy Die Forgings, Hand Forgings, and Rolled Ring Forgings | 2020
2253 | 05 72 00 | DECORATIVE METAL SPECIALTIES | 08/23 | ASTM INTERNATIONAL | ASTM | ASTM B247M | Standard Specification for Aluminum and Aluminum-Alloy Die Forgings, Hand Forgings, and Rolled Ring Forgings (Metric) | 2020
2254 | 05 72 00 | DECORATIVE METAL SPECIALTIES | 08/23 | ASTM INTERNATIONAL | ASTM | ASTM B316/B316M | Standard Specification for Aluminum and Aluminum-Alloy Rivet and Cold-Heading Wire and Rods | 2020
2255 | 05 72 00 | DECORATIVE METAL SPECIALTIES | 08/23 | ASTM INTERNATIONAL | ASTM | ASTM C514 | Standard Specification for Nails for the Application of Gypsum Board | 2004; R 2020
2256 | 05 72 00 | DECORATIVE METAL SPECIALTIES | 08/23 | ASTM INTERNATIONAL | ASTM | ASTM C636/C636M | Standard Practice for Installation of Metal Ceiling Suspension Systems for Acoustical Tile and Lay-In Panels | 2013
2257 | 05 72 00 | DECORATIVE METAL SPECIALTIES | 08/23 | ASTM INTERNATIONAL | ASTM | ASTM D1730 | Standard Practices for Preparation of Aluminum and Aluminum-Alloy Surfaces for Painting | 2009; R 2020
2258 | 05 72 00 | DECORATIVE METAL SPECIALTIES | 08/23 | ASTM INTERNATIONAL | ASTM | ASTM D1752 | Standard Specification for Preformed Sponge Rubber, Cork and Recycled PVC Expansion Joint Fillers for Concrete Paving and Structural Construction | 2018
2259 | 05 72 00 | DECORATIVE METAL SPECIALTIES | 08/23 | ASTM INTERNATIONAL | ASTM | ASTM G71 | Standard Guide for Conducting and Evaluating Galvanic Corrosion Tests in Electrolytes | 1981; R 2014
2260 | 05 72 00 | DECORATIVE METAL SPECIALTIES | 08/23 | ASTM INTERNATIONAL | ASTM | ASTM G82 | Standard Guide for Development and Use of a Galvanic Series for Predicting Galvanic Corrosion Performance | 1998; R 2021; E 2021
2261 | 05 72 00 | DECORATIVE METAL SPECIALTIES | 08/23 | SOCIETY FOR PROTECTIVE COATINGS | SSPC | CS 23.00/AWS C2.23M/NACE #12 | Specification for the Application of Thermal Spray Coatings (Metallizing) of Aluminum, Zinc, and Their Alloys and Composites for the Corrosion Protection of Steel | 2003
2262 | 05 72 00 | DECORATIVE METAL SPECIALTIES | 08/23 | SOCIETY FOR PROTECTIVE COATINGS | SSPC | SSPC PA 1 | Shop, Field, and Maintenance Coating of Metals | 2024
2263 | 05 72 00 | DECORATIVE METAL SPECIALTIES | 08/23 | SOCIETY FOR PROTECTIVE COATINGS | SSPC | SSPC PS 11.01 | Black (or Dark Red) Coal Tar Epoxy Polyamide Painting System | 1982; E 2004
2264 | 06 10 00 | ROUGH CARPENTRY | 08/16, CHG 2: 11/18 | AMERICAN FOREST FOUNDATION | AFF | ATFS STANDARDS | American Tree Farm System Standards of Sustainability | 2021
2265 | 06 10 00 | ROUGH CARPENTRY | 08/16, CHG 2: 11/18 | AMERICAN INSTITUTE OF TIMBER CONSTRUCTION | AITC | AITC 111 | Recommended Practice for Protection of Structural Glued Laminated Timber During Transit, Storage and Erection | 2005
2266 | 06 10 00 | ROUGH CARPENTRY | 08/16, CHG 2: 11/18 | AMERICAN INSTITUTE OF TIMBER CONSTRUCTION | AITC | AITC TCM | Timber Construction Manual, 5th Edition | 2012
2267 | 06 10 00 | ROUGH CARPENTRY | 08/16, CHG 2: 11/18 | AMERICAN INSTITUTE OF TIMBER CONSTRUCTION | AITC | ANSI/AITC A190.1 | American National Standard, Structural Glued Laminated Timber | 2007
2268 | 06 10 00 | ROUGH CARPENTRY | 08/16, CHG 2: 11/18 | AMERICAN LUMBER STANDARDS COMMITTEE | ALSC | ALSC PS 20 | American Softwood Lumber Standard | 2021
2269 | 06 10 00 | ROUGH CARPENTRY | 08/16, CHG 2: 11/18 | AMERICAN RAILWAY ENGINEERING AND MAINTENANCE-OF-WAY ASSOCIATION | AREMA | AREMA Eng Man | Manual for Railway Engineering | 2023
2270 | 06 10 00 | ROUGH CARPENTRY | 08/16, CHG 2: 11/18 | AMERICAN SOCIETY OF MECHANICAL ENGINEERS | ASME | ASME B18.2.1 | Square, Hex, Heavy Hex, and Askew Head Bolts and Hex, Heavy Hex, Hex Flange, Lobed Head, and Lag Screws (Inch Series) | 2012; R 2021
2271 | 06 10 00 | ROUGH CARPENTRY | 08/16, CHG 2: 11/18 | AMERICAN SOCIETY OF MECHANICAL ENGINEERS | ASME | ASME B18.2.2 | Nuts for General Applications: Machine Screw Nuts, and Hex, Square, Hex Flange, and Coupling Nuts (Inch Series) | 2022
2272 | 06 10 00 | ROUGH CARPENTRY | 08/16, CHG 2: 11/18 | AMERICAN SOCIETY OF MECHANICAL ENGINEERS | ASME | ASME B18.5.2.1M | Metric Round Head Short Square Neck Bolts | 2006; R 2011
2273 | 06 10 00 | ROUGH CARPENTRY | 08/16, CHG 2: 11/18 | AMERICAN SOCIETY OF MECHANICAL ENGINEERS | ASME | ASME B18.5.2.2M | Metric Round Head Square Neck Bolts | 1982; R 2010
2274 | 06 10 00 | ROUGH CARPENTRY | 08/16, CHG 2: 11/18 | AMERICAN SOCIETY OF MECHANICAL ENGINEERS | ASME | ASME B18.6.1 | Wood Screws (Inch Series) | 2016
2275 | 06 10 00 | ROUGH CARPENTRY | 08/16, CHG 2: 11/18 | AMERICAN WOOD COUNCIL | AWC | AWC NDS | National Design Specification (NDS) for Wood Construction | 2018
2276 | 06 10 00 | ROUGH CARPENTRY | 08/16, CHG 2: 11/18 | AMERICAN WOOD COUNCIL | AWC | AWC WFCM | Wood Frame Construction Manual for One- and Two-Family Dwellings | 2012
2277 | 06 10 00 | ROUGH CARPENTRY | 08/16, CHG 2: 11/18 | AMERICAN WOOD PROTECTION ASSOCIATION | AWPA | AWPA BOOK | AWPA Book of Standards | 2015
2278 | 06 10 00 | ROUGH CARPENTRY | 08/16, CHG 2: 11/18 | AMERICAN WOOD PROTECTION ASSOCIATION | AWPA | AWPA M2 | Standard for the Inspection of Preservative Treated Wood Products for Industrial Use | 2019
2279 | 06 10 00 | ROUGH CARPENTRY | 08/16, CHG 2: 11/18 | AMERICAN WOOD PROTECTION ASSOCIATION | AWPA | AWPA M6 | Brands Used on Preservative Treated Materials | 2024
2280 | 06 10 00 | ROUGH CARPENTRY | 08/16, CHG 2: 11/18 | AMERICAN WOOD PROTECTION ASSOCIATION | AWPA | AWPA P5 | Standard for Waterborne Preservatives | 2015
2281 | 06 10 00 | ROUGH CARPENTRY | 08/16, CHG 2: 11/18 | AMERICAN WOOD PROTECTION ASSOCIATION | AWPA | AWPA P18 | Nonpressure Preservatives | 2014
2282 | 06 10 00 | ROUGH CARPENTRY | 08/16, CHG 2: 11/18 | AMERICAN WOOD PROTECTION ASSOCIATION | AWPA | AWPA P49 | Standard for Fire Retardant FR-1 | 2015; R 2021
2283 | 06 10 00 | ROUGH CARPENTRY | 08/16, CHG 2: 11/18 | AMERICAN WOOD PROTECTION ASSOCIATION | AWPA | AWPA T1 | Use Category System: Processing and Treatment Standard | 2024
2284 | 06 10 00 | ROUGH CARPENTRY | 08/16, CHG 2: 11/18 | AMERICAN WOOD PROTECTION ASSOCIATION | AWPA | AWPA U1 | Use Category System: User Specification for Treated Wood | 2024
2285 | 06 10 00 | ROUGH CARPENTRY | 08/16, CHG 2: 11/18 | APA - THE ENGINEERED WOOD ASSOCIATION | APA | APA E30 | Engineered Wood Construction Guide | 2016
2286 | 06 10 00 | ROUGH CARPENTRY | 08/16, CHG 2: 11/18 | APA - THE ENGINEERED WOOD ASSOCIATION | APA | APA E445 | Performance Standards and Qualification Policy for Structural-Use Panels (APA PRP-108) | 2002
2287 | 06 10 00 | ROUGH CARPENTRY | 08/16, CHG 2: 11/18 | APA - THE ENGINEERED WOOD ASSOCIATION | APA | APA EWS R540 | Builder Tips: Proper Storage and Handling of Glulam Beams | 2013
2288 | 06 10 00 | ROUGH CARPENTRY | 08/16, CHG 2: 11/18 | APA - THE ENGINEERED WOOD ASSOCIATION | APA | APA EWS T300 | Technical Note: Glulam Connection Details | 2007
2289 | 06 10 00 | ROUGH CARPENTRY | 08/16, CHG 2: 11/18 | APA - THE ENGINEERED WOOD ASSOCIATION | APA | APA F405 | Product Guide: Performance Rated Panels | 19
2290 | 06 10 00 | ROUGH CARPENTRY | 08/16, CHG 2: 11/18 | APA - THE ENGINEERED WOOD ASSOCIATION | APA | APA L870 | Voluntary Product Standard, PS 1-09, Structural Plywood | 2010
2291 | 06 10 00 | ROUGH CARPENTRY | 08/16, CHG 2: 11/18 | APA - THE ENGINEERED WOOD ASSOCIATION | APA | APA S350 | PS 2-18, Performance Standard for Wood-Based Structural-Use Panels | 2019
2292 | 06 10 00 | ROUGH CARPENTRY | 08/16, CHG 2: 11/18 | ASTM INTERNATIONAL | ASTM | ASTM A153/A153M | Standard Specification for Zinc Coating (Hot-Dip) on Iron and Steel Hardware | 2023
2293 | 06 10 00 | ROUGH CARPENTRY | 08/16, CHG 2: 11/18 | ASTM INTERNATIONAL | ASTM | ASTM A307 | Standard Specification for Carbon Steel Bolts, Studs, and Threaded Rod 60 000 PSI Tensile Strength | 2021
2294 | 06 10 00 | ROUGH CARPENTRY | 08/16, CHG 2: 11/18 | ASTM INTERNATIONAL | ASTM | ASTM A653/A653M | Standard Specification for Steel Sheet, Zinc-Coated (Galvanized) or Zinc-Iron Alloy-Coated (Galvannealed) by the Hot-Dip Process | 2023
2295 | 06 10 00 | ROUGH CARPENTRY | 08/16, CHG 2: 11/18 | ASTM INTERNATIONAL | ASTM | ASTM C208 | Standard Specification for Cellulosic Fiber Insulating Board | 2022
2296 | 06 10 00 | ROUGH CARPENTRY | 08/16, CHG 2: 11/18 | ASTM INTERNATIONAL | ASTM | ASTM C1136 | Standard Specification for Flexible, Low Permeance Vapor Retarders for Thermal Insulation | 2023
2297 | 06 10 00 | ROUGH CARPENTRY | 08/16, CHG 2: 11/18 | ASTM INTERNATIONAL | ASTM | ASTM C1396/C1396M | Standard Specification for Gypsum Board | 2017
2298 | 06 10 00 | ROUGH CARPENTRY | 08/16, CHG 2: 11/18 | ASTM INTERNATIONAL | ASTM | ASTM D198 | Standard Test Methods of Static Tests of Lumber in Structural Sizes | 2015
2299 | 06 10 00 | ROUGH CARPENTRY | 08/16, CHG 2: 11/18 | ASTM INTERNATIONAL | ASTM | ASTM D696 | Standard Test Method for Coefficient of Linear Thermal Expansion of Plastics Between -30 degrees C and 30 degrees C With a Vitreous Silica Dilatometer | 2016
2300 | 06 10 00 | ROUGH CARPENTRY | 08/16, CHG 2: 11/18 | ASTM INTERNATIONAL | ASTM | ASTM D1435 | Standard Practice for Outdoor Weathering of Plastics | 2013
2301 | 06 10 00 | ROUGH CARPENTRY | 08/16, CHG 2: 11/18 | ASTM INTERNATIONAL | ASTM | ASTM D1972 | Standard Practice for Generic Marking of Plastic Products | 1997; R 2005
2302 | 06 10 00 | ROUGH CARPENTRY | 08/16, CHG 2: 11/18 | ASTM INTERNATIONAL | ASTM | ASTM D2344/D2344M | Standard Test Method for Short-Beam Strength of Polymer Matrix Composite Materials and Their Laminates | 2016
2303 | 06 10 00 | ROUGH CARPENTRY | 08/16, CHG 2: 11/18 | ASTM INTERNATIONAL | ASTM | ASTM D2898 | Standard Practice for Accelerated Weathering of Fire-Retardant-Treated Wood for Fire Testing | 2010; R 2017
2304 | 06 10 00 | ROUGH CARPENTRY | 08/16, CHG 2: 11/18 | ASTM INTERNATIONAL | ASTM | ASTM D3498 | Standard Specification for Adhesives for Field-Gluing Wood Structural Panels (Plywood or Oriented Stand Board) to Wood Based Floor System Framing | 2019a
2305 | 06 10 00 | ROUGH CARPENTRY | 08/16, CHG 2: 11/18 | ASTM INTERNATIONAL | ASTM | ASTM D6108 | Standard Test Method for Compressive Properties of Plastic Lumber and Shapes | 2013
2306 | 06 10 00 | ROUGH CARPENTRY | 08/16, CHG 2: 11/18 | ASTM INTERNATIONAL | ASTM | ASTM D6109 | Standard Test Methods for Flexural Properties of Unreinforced and Reinforced Plastic Lumber and Related Products | 2013
2307 | 06 10 00 | ROUGH CARPENTRY | 08/16, CHG 2: 11/18 | ASTM INTERNATIONAL | ASTM | ASTM D6111 | Standard Test Method for Bulk Density and Specific Gravity of Plastic Lumber and Shapes by Displacement | 2013a
2308 | 06 10 00 | ROUGH CARPENTRY | 08/16, CHG 2: 11/18 | ASTM INTERNATIONAL | ASTM | ASTM D6112 | Compressive and Flexural Creep and Creep-Rupture of Plastic Lumber and Shapes | 2013
2309 | 06 10 00 | ROUGH CARPENTRY | 08/16, CHG 2: 11/18 | ASTM INTERNATIONAL | ASTM | ASTM D6117 | Standard Test Methods for Mechanical Fasteners in Plastic Lumber and Shapes | 2016
2310 | 06 10 00 | ROUGH CARPENTRY | 08/16, CHG 2: 11/18 | ASTM INTERNATIONAL | ASTM | ASTM E96/E96M | Standard Test Methods for Gravimetric Determination of Water Vapor Transmission Rate of Materials | 2024
2311 | 06 10 00 | ROUGH CARPENTRY | 08/16, CHG 2: 11/18 | ASTM INTERNATIONAL | ASTM | ASTM F547 | Standard Terminology of Nails for Use with Wood and Wood-Base Materials | 2017
2312 | 06 10 00 | ROUGH CARPENTRY | 08/16, CHG 2: 11/18 | ASTM INTERNATIONAL | ASTM | ASTM F1667/F1667M | Standard Specification for Driven Fasteners: Nails, Spikes, and Staples | 2021a
2313 | 06 10 00 | ROUGH CARPENTRY | 08/16, CHG 2: 11/18 | CALIFORNIA AIR RESOURCES BOARD | CARB | CARB 93120 | Airborne Toxic Control Measure (ATCM) to Reduce Formaldehyde Emissions from Composite Wood Products | 2007
2314 | 06 10 00 | ROUGH CARPENTRY | 08/16, CHG 2: 11/18 | CALIFORNIA DEPARTMENT OF PUBLIC HEALTH | CDPH | CDPH SECTION 01350 | Standard Method for the Testing and Evaluation of Volatile Organic Chemical Emissions from Indoor Sources using Environmental Chambers | 2017; Version 1.2
2315 | 06 10 00 | ROUGH CARPENTRY | 08/16, CHG 2: 11/18 | COMPOSITE PANEL ASSOCIATION | CPA | ANSI/CPA A135.4 | Basic Hardboard | 2012; R2020
2316 | 06 10 00 | ROUGH CARPENTRY | 08/16, CHG 2: 11/18 | COMPOSITE PANEL ASSOCIATION | CPA | ANSI/CPA A208.1 | Particleboard | 2022
2317 | 06 10 00 | ROUGH CARPENTRY | 08/16, CHG 2: 11/18 | CSA GROUP | CSA | CSA Z809-08 | Sustainable Forest Management | R2013
2318 | 06 10 00 | ROUGH CARPENTRY | 08/16, CHG 2: 11/18 | FM GLOBAL | FM | FM 4435 | Roof Perimeter Flashing | 2017
2319 | 06 10 00 | ROUGH CARPENTRY | 08/16, CHG 2: 11/18 | FOREST STEWARDSHIP COUNCIL | FSC | FSC STD 01 001 | Principles and Criteria for Forest Stewardship | 2015
2320 | 06 10 00 | ROUGH CARPENTRY | 08/16, CHG 2: 11/18 | GREEN SEAL | GS | GS-36 | Adhesives for Commercial Use | 2013
2321 | 06 10 00 | ROUGH CARPENTRY | 08/16, CHG 2: 11/18 | INTERNATIONAL CODE COUNCIL | ICC | ICC IBC | International Building Code | 2024
2322 | 06 10 00 | ROUGH CARPENTRY | 08/16, CHG 2: 11/18 | NATIONAL HARDWOOD LUMBER ASSOCIATION | NHLA | NHLA Rules | Rules for the Measurement & Inspection of Hardwood & Cypress | 2023
2323 | 06 10 00 | ROUGH CARPENTRY | 08/16, CHG 2: 11/18 | NORTHEASTERN LUMBER MANUFACTURERS ASSOCIATION | NELMA | NELMA Grading Rules | Standard Grading Rules for Northeastern Lumber | 2021
2324 | 06 10 00 | ROUGH CARPENTRY | 08/16, CHG 2: 11/18 | PROGRAMME FOR ENDORSEMENT OF FOREST CERTIFICATION | PEFC | PEFC ST 2002:2013 | PEFC International Standard Chain of Custody of Forest Based Products Requirements | 2015
2325 | 06 10 00 | ROUGH CARPENTRY | 08/16, CHG 2: 11/18 | REDWOOD INSPECTION SERVICE | RIS) OF THE WESTERN WOOD PRODUCTS ASSOCIATION (WWPA | RIS Grade Use | California Redwood Lumber Grades and Uses | 2019
2326 | 06 10 00 | ROUGH CARPENTRY | 08/16, CHG 2: 11/18 | SOUTH COAST AIR QUALITY MANAGEMENT DISTRICT | SCAQMD | SCAQMD Rule 1168 | Adhesive and Sealant Applications | 2022
2327 | 06 10 00 | ROUGH CARPENTRY | 08/16, CHG 2: 11/18 | SOUTHERN CYPRESS MANUFACTURERS ASSOCIATION | SCMA | SCMA Spec | Standard Specifications for Grades of Southern Cypress | 1986; Supple. No. 1, Aug 1993
2328 | 06 10 00 | ROUGH CARPENTRY | 08/16, CHG 2: 11/18 | SOUTHERN PINE INSPECTION BUREAU | SPIB | SPIB 1003 | Standard Grading Rules for Southern Pine Lumber | 2021
2329 | 06 10 00 | ROUGH CARPENTRY | 08/16, CHG 2: 11/18 | SUSTAINABLE FOREST INITIATIVE | SFI | SFI 22 | Standards and Rules for Forest Management, Fiber Sourcing, Chain of Custody, and Certified Sourcing | 2022
2330 | 06 10 00 | ROUGH CARPENTRY | 08/16, CHG 2: 11/18 | TRUSS PLATE INSTITUTE | TPI | TPI 1 | National Design Standard for Metal Plate Connected Wood Truss Construction | 2022
2331 | 06 10 00 | ROUGH CARPENTRY | 08/16, CHG 2: 11/18 | TRUSS PLATE INSTITUTE | TPI | TPI HIB | Commentary and Recommendations for Handling, Installing and Bracing Metal Plate Connected Wood Trusses | 1991
2332 | 06 10 00 | ROUGH CARPENTRY | 08/16, CHG 2: 11/18 | U.S. DEPARTMENT OF COMMERCE | DOC | DOC/NIST PS56 | Structural Glued Laminated Timber | 1973
2333 | 06 10 00 | ROUGH CARPENTRY | 08/16, CHG 2: 11/18 | U.S. DEPARTMENT OF COMMERCE | DOC | DOC/NIST PS58 | Basic Hardboard (ANSI A135.4) | 1973
2334 | 06 10 00 | ROUGH CARPENTRY | 08/16, CHG 2: 11/18 | U.S. GENERAL SERVICES ADMINISTRATION | GSA | CID A-A-1923 | Shield, Expansion (Lag, Machine and Externally Threaded Wedge Bolt Anchors) | Rev A; Notice 1; Notice 2; Notice 3; Notice 4
2335 | 06 10 00 | ROUGH CARPENTRY | 08/16, CHG 2: 11/18 | U.S. GENERAL SERVICES ADMINISTRATION | GSA | CID A-A-1924 | Shield, Expansion (Self Drilling Tubular Expansion Shell Bolt Anchors | Rev A; Notice 3
2336 | 06 10 00 | ROUGH CARPENTRY | 08/16, CHG 2: 11/18 | U.S. GENERAL SERVICES ADMINISTRATION | GSA | CID A-A-1925 | Shield Expansion (Nail Anchors) | Rev A; Notice 1; Notice 2; Notice 3; Notice 4
2337 | 06 10 00 | ROUGH CARPENTRY | 08/16, CHG 2: 11/18 | U.S. GENERAL SERVICES ADMINISTRATION | GSA | FS UU-B-790 | Building Paper Vegetable Fiber: (Kraft, Waterproofed, Water Repellent and Fire Resistant) | Rev A; Notice 2
2338 | 06 10 00 | ROUGH CARPENTRY | 08/16, CHG 2: 11/18 | U.S. NATIONAL ARCHIVES AND RECORDS ADMINISTRATION | NARA | 40 CFR 770 | Formaldehyde Standards for Composite Wood Products
2339 | 06 10 00 | ROUGH CARPENTRY | 08/16, CHG 2: 11/18 | UNDERWRITERS LABORATORIES | UL | UL 2818 | GREENGUARD Certification Program For Chemical Emissions For Building Materials, Finishes And Furnishings | 2022
2340 | 06 10 00 | ROUGH CARPENTRY | 08/16, CHG 2: 11/18 | WEST COAST LUMBER INSPECTION BUREAU | WCLIB | WCLIB 17 | Standard Grading Rules for West Coast Lumber | 2015; R 2018
2341 | 06 10 00 | ROUGH CARPENTRY | 08/16, CHG 2: 11/18 | WESTERN WOOD PRODUCTS ASSOCIATION | WWPA | WWPA G-5 | Western Lumber Grading Rules | 2021
2342 | 06 13 33 | PIER TIMBERWORK | 11/16, CHG 1: 08/17 | AMERICAN WOOD PROTECTION ASSOCIATION | AWPA | AWPA A3 | Standard Method for Determining Penetration of Preservatives and Fire Retardants | 2015
2343 | 06 13 33 | PIER TIMBERWORK | 11/16, CHG 1: 08/17 | AMERICAN WOOD PROTECTION ASSOCIATION | AWPA | AWPA M4 | Standard for the Care of Preservative-Treated Wood Products | 2023
2344 | 06 13 33 | PIER TIMBERWORK | 11/16, CHG 1: 08/17 | AMERICAN WOOD PROTECTION ASSOCIATION | AWPA | AWPA M6 | Brands Used on Preservative Treated Materials | 2024
2345 | 06 13 33 | PIER TIMBERWORK | 11/16, CHG 1: 08/17 | AMERICAN WOOD PROTECTION ASSOCIATION | AWPA | AWPA P1/P13 | Standard for Creosote Preservative | 2024
2346 | 06 13 33 | PIER TIMBERWORK | 11/16, CHG 1: 08/17 | AMERICAN WOOD PROTECTION ASSOCIATION | AWPA | AWPA P2 | Standard for Creosote Solutions | 2024
2347 | 06 13 33 | PIER TIMBERWORK | 11/16, CHG 1: 08/17 | AMERICAN WOOD PROTECTION ASSOCIATION | AWPA | AWPA P5 | Standard for Waterborne Preservatives | 2015
2348 | 06 13 33 | PIER TIMBERWORK | 11/16, CHG 1: 08/17 | AMERICAN WOOD PROTECTION ASSOCIATION | AWPA | AWPA P34 | Standard for Copper Naphthenate, Waterbone (CuN-W) | 2014
2349 | 06 13 33 | PIER TIMBERWORK | 11/16, CHG 1: 08/17 | AMERICAN WOOD PROTECTION ASSOCIATION | AWPA | AWPA T1 | Use Category System: Processing and Treatment Standard | 2024
2350 | 06 13 33 | PIER TIMBERWORK | 11/16, CHG 1: 08/17 | AMERICAN WOOD PROTECTION ASSOCIATION | AWPA | AWPA U1 | Use Category System: User Specification for Treated Wood | 2024
2351 | 06 13 33 | PIER TIMBERWORK | 11/16, CHG 1: 08/17 | ASTM INTERNATIONAL | ASTM | ASTM A123/A123M | Standard Specification for Zinc (Hot-Dip Galvanized) Coatings on Iron and Steel Products | 2017
2352 | 06 13 33 | PIER TIMBERWORK | 11/16, CHG 1: 08/17 | ASTM INTERNATIONAL | ASTM | ASTM A153/A153M | Standard Specification for Zinc Coating (Hot-Dip) on Iron and Steel Hardware | 2023
2353 | 06 13 33 | PIER TIMBERWORK | 11/16, CHG 1: 08/17 | ASTM INTERNATIONAL | ASTM | ASTM A307 | Standard Specification for Carbon Steel Bolts, Studs, and Threaded Rod 60 000 PSI Tensile Strength | 2021
2354 | 06 13 33 | PIER TIMBERWORK | 11/16, CHG 1: 08/17 | ASTM INTERNATIONAL | ASTM | ASTM A1023/A1023M | Standard Specification for Stranded Carbon Steel Wire Ropes for General Purposes | 2021
2355 | 06 13 33 | PIER TIMBERWORK | 11/16, CHG 1: 08/17 | ASTM INTERNATIONAL | ASTM | ASTM D5643/D5643M | Standard Specification for Coal Tar Roof Cement, Asbestos Free | 2012
2356 | 06 13 33 | PIER TIMBERWORK | 11/16, CHG 1: 08/17 | U.S. DEPARTMENT OF DEFENSE | DOD | MIL-P-21035 | Paint, High Zinc Dust Content, Galvanizing Repair (Metric) | 1991; Rev B; Notice 2 2003; Notice 3 2021
2357 | 06 13 33 | PIER TIMBERWORK | 11/16, CHG 1: 08/17 | U.S. GENERAL SERVICES ADMINISTRATION | GSA | FS RR-W-410 | Wire Rope and Strand | 2022; Rev J
2358 | 06 13 33 | PIER TIMBERWORK | 11/16, CHG 1: 08/17 | WESTERN WOOD PRESERVERS INSTITUTE | WWPI | WWPI Mgt Practices | Best Management Practices for the Use of Treated Wood in Aquatic and Wetland Environments | 1996; R 2011
2359 | 06 17 19 | CROSS-LAMINATED TIMBER | 11/16, CHG 2: 05/21 | AMERICAN INSTITUTE OF STEEL CONSTRUCTION | AISC | AISC 360 | Specification for Structural Steel Buildings | 2016
2360 | 06 17 19 | CROSS-LAMINATED TIMBER | 11/16, CHG 2: 05/21 | AMERICAN INSTITUTE OF TIMBER CONSTRUCTION | AITC | AITC 109 | Standard for Preservative Treatment of Structural Glued Laminated Timber | 2007
2361 | 06 17 19 | CROSS-LAMINATED TIMBER | 11/16, CHG 2: 05/21 | AMERICAN SOCIETY OF CIVIL ENGINEERS | ASCE | ASCE 7-16 | Minimum Design Loads and Associated Criteria for Buildings and Other Structures | 2017; Errata 2018; Supp 1 2018
2362 | 06 17 19 | CROSS-LAMINATED TIMBER | 11/16, CHG 2: 05/21 | AMERICAN WOOD COUNCIL | AWC | AWC NDS | National Design Specification (NDS) for Wood Construction | 2018
2363 | 06 17 19 | CROSS-LAMINATED TIMBER | 11/16, CHG 2: 05/21 | AMERICAN WOOD PROTECTION ASSOCIATION | AWPA | AWPA T1 | Use Category System: Processing and Treatment Standard | 2024
2364 | 06 17 19 | CROSS-LAMINATED TIMBER | 11/16, CHG 2: 05/21 | AMERICAN WOOD PROTECTION ASSOCIATION | AWPA | AWPA U1 | Use Category System: User Specification for Treated Wood | 2024
2365 | 06 17 19 | CROSS-LAMINATED TIMBER | 11/16, CHG 2: 05/21 | APA - THE ENGINEERED WOOD ASSOCIATION | APA | ANSI/APA PRG 320 | Standard for Performance Rated Cross-Laminated Timber | 2012
2366 | 06 17 19 | CROSS-LAMINATED TIMBER | 11/16, CHG 2: 05/21 | APA - THE ENGINEERED WOOD ASSOCIATION | APA | APA EWS S580D | Technical Note: Preservative Treatment of Glued Laminated Timber | 2013
2367 | 06 17 19 | CROSS-LAMINATED TIMBER | 11/16, CHG 2: 05/21 | APA - THE ENGINEERED WOOD ASSOCIATION | APA | APA EWS T300 | Technical Note: Glulam Connection Details | 2007
2368 | 06 17 19 | CROSS-LAMINATED TIMBER | 11/16, CHG 2: 05/21 | ASTM INTERNATIONAL | ASTM | ASTM A36/A36M | Standard Specification for Carbon Structural Steel | 2019
2369 | 06 17 19 | CROSS-LAMINATED TIMBER | 11/16, CHG 2: 05/21 | ASTM INTERNATIONAL | ASTM | ASTM A276/A276M | Standard Specification for Stainless Steel Bars and Shapes | 2024
2370 | 06 17 19 | CROSS-LAMINATED TIMBER | 11/16, CHG 2: 05/21 | ASTM INTERNATIONAL | ASTM | ASTM A666 | Standard Specification for Annealed or Cold-Worked Austenitic Stainless Steel Sheet, Strip, Plate and Flat Bar | 2023
2371 | 06 17 19 | CROSS-LAMINATED TIMBER | 11/16, CHG 2: 05/21 | ASTM INTERNATIONAL | ASTM | ASTM A1011/A1011M | Standard Specification for Steel Sheet and Strip, Hot-Rolled, Carbon, Structural, High-Strength Low-Alloy, High-Strength Low-Alloy with Improved Formability, and Ultra-High Strength | 2023
2372 | 06 17 19 | CROSS-LAMINATED TIMBER | 11/16, CHG 2: 05/21 | FPInnovations | FPI | SP-529E | CLT Handbook, Cross-Laminated Timber (U.S. Edition) | 2013
2373 | 06 17 19 | CROSS-LAMINATED TIMBER | 11/16, CHG 2: 05/21 | INTERNATIONAL CODE COUNCIL | ICC | ICC IBC | International Building Code | 2024
2374 | 06 17 19 | CROSS-LAMINATED TIMBER | 11/16, CHG 2: 05/21 | INTERNATIONAL ORGANIZATION FOR STANDARDIZATION | ISO | ISO ISO/IEC 17020 | Conformity Assessment - Requirements for the Operation of Various Types of Bodies Performing Inspection | 2012
2375 | 06 17 19 | CROSS-LAMINATED TIMBER | 11/16, CHG 2: 05/21 | INTERNATIONAL ORGANIZATION FOR STANDARDIZATION | ISO | ISO ISO/IEC 17065 | Conformity Assessment - Requirements for Bodies Certifying Products, Processes and Services | 2012
2376 | 06 18 00 | GLUED-LAMINATED CONSTRUCTION | 08/23 | AMERICAN INSTITUTE OF TIMBER CONSTRUCTION | AITC | AITC 109 | Standard for Preservative Treatment of Structural Glued Laminated Timber | 2007
2377 | 06 18 00 | GLUED-LAMINATED CONSTRUCTION | 08/23 | AMERICAN INSTITUTE OF TIMBER CONSTRUCTION | AITC | AITC 111 | Recommended Practice for Protection of Structural Glued Laminated Timber During Transit, Storage and Erection | 2005
2378 | 06 18 00 | GLUED-LAMINATED CONSTRUCTION | 08/23 | AMERICAN INSTITUTE OF TIMBER CONSTRUCTION | AITC | AITC 113 | Standard for Dimensions of Structural Glued Laminated Timber | 2010
2379 | 06 18 00 | GLUED-LAMINATED CONSTRUCTION | 08/23 | AMERICAN INSTITUTE OF TIMBER CONSTRUCTION | AITC | AITC 119 | Standard Specifications for Structural Glued Laminated Timber of Hardwood Species | 1996
2380 | 06 18 00 | GLUED-LAMINATED CONSTRUCTION | 08/23 | AMERICAN SOCIETY OF CIVIL ENGINEERS | ASCE | ASCE 7-22 | Minimum Design Loads and Associated Criteria for Buildings and Other Structures | 2022; Supp 1 2023; Supp 2 2023
2381 | 06 18 00 | GLUED-LAMINATED CONSTRUCTION | 08/23 | AMERICAN SOCIETY OF MECHANICAL ENGINEERS | ASME | ASME B18.21.1 | Washers: Helical Spring-Lock, Tooth Lock, and Plain Washers (Inch Series) | 2009; R 2016
2382 | 06 18 00 | GLUED-LAMINATED CONSTRUCTION | 08/23 | AMERICAN SOCIETY OF MECHANICAL ENGINEERS | ASME | ASME B18.22M | Metric Plain Washers | 1981; R 2017
2383 | 06 18 00 | GLUED-LAMINATED CONSTRUCTION | 08/23 | AMERICAN WOOD COUNCIL | AWC | AWC NDS | National Design Specification (NDS) for Wood Construction | 2018
2384 | 06 18 00 | GLUED-LAMINATED CONSTRUCTION | 08/23 | AMERICAN WOOD PROTECTION ASSOCIATION | AWPA | AWPA T1 | Use Category System: Processing and Treatment Standard | 2024
2385 | 06 18 00 | GLUED-LAMINATED CONSTRUCTION | 08/23 | AMERICAN WOOD PROTECTION ASSOCIATION | AWPA | AWPA U1 | Use Category System: User Specification for Treated Wood | 2024
2386 | 06 18 00 | GLUED-LAMINATED CONSTRUCTION | 08/23 | APA - THE ENGINEERED WOOD ASSOCIATION | APA | ANSI 117 | Standard Specifications for Structural Glued Laminated Timber of Softwood Species | 2008
2387 | 06 18 00 | GLUED-LAMINATED CONSTRUCTION | 08/23 | APA - THE ENGINEERED WOOD ASSOCIATION | APA | ANSI 405 | Standard for Adhesives for use in Structural Glued Laminated Timber | 2012
2388 | 06 18 00 | GLUED-LAMINATED CONSTRUCTION | 08/23 | APA - THE ENGINEERED WOOD ASSOCIATION | APA | ANSI A190.1 | Standard for Wood Products - Structural Glued Laminated Timber | 2012
2389 | 06 18 00 | GLUED-LAMINATED CONSTRUCTION | 08/23 | APA - THE ENGINEERED WOOD ASSOCIATION | APA | APA E30 | Engineered Wood Construction Guide | 2016
2390 | 06 18 00 | GLUED-LAMINATED CONSTRUCTION | 08/23 | APA - THE ENGINEERED WOOD ASSOCIATION | APA | APA EWS R540 | Builder Tips: Proper Storage and Handling of Glulam Beams | 2013
2391 | 06 18 00 | GLUED-LAMINATED CONSTRUCTION | 08/23 | APA - THE ENGINEERED WOOD ASSOCIATION | APA | APA EWS T300 | Technical Note: Glulam Connection Details | 2007
2392 | 06 18 00 | GLUED-LAMINATED CONSTRUCTION | 08/23 | APA - THE ENGINEERED WOOD ASSOCIATION | APA | APA S580 | Preservative Treatment of Glued Laminated Timber | 2013
2393 | 06 18 00 | GLUED-LAMINATED CONSTRUCTION | 08/23 | ASTM INTERNATIONAL | ASTM | ASTM A36/A36M | Standard Specification for Carbon Structural Steel | 2019
2394 | 06 18 00 | GLUED-LAMINATED CONSTRUCTION | 08/23 | ASTM INTERNATIONAL | ASTM | ASTM A153/A153M | Standard Specification for Zinc Coating (Hot-Dip) on Iron and Steel Hardware | 2023
2395 | 06 18 00 | GLUED-LAMINATED CONSTRUCTION | 08/23 | ASTM INTERNATIONAL | ASTM | ASTM A276/A276M | Standard Specification for Stainless Steel Bars and Shapes | 2024
2396 | 06 18 00 | GLUED-LAMINATED CONSTRUCTION | 08/23 | ASTM INTERNATIONAL | ASTM | ASTM A307 | Standard Specification for Carbon Steel Bolts, Studs, and Threaded Rod 60 000 PSI Tensile Strength | 2021
2397 | 06 18 00 | GLUED-LAMINATED CONSTRUCTION | 08/23 | ASTM INTERNATIONAL | ASTM | ASTM A666 | Standard Specification for Annealed or Cold-Worked Austenitic Stainless Steel Sheet, Strip, Plate and Flat Bar | 2023
2398 | 06 18 00 | GLUED-LAMINATED CONSTRUCTION | 08/23 | ASTM INTERNATIONAL | ASTM | ASTM A1011/A1011M | Standard Specification for Steel Sheet and Strip, Hot-Rolled, Carbon, Structural, High-Strength Low-Alloy, High-Strength Low-Alloy with Improved Formability, and Ultra-High Strength | 2023
2399 | 06 18 00 | GLUED-LAMINATED CONSTRUCTION | 08/23 | ASTM INTERNATIONAL | ASTM | ASTM D2559 | Standard Specification for Adhesives for Bonded Structural Wood Products for Use Under Exterior Exposure Conditions | 2012a; E 2016
2400 | 06 18 00 | GLUED-LAMINATED CONSTRUCTION | 08/23 | ASTM INTERNATIONAL | ASTM | ASTM D3737 | Standard Practice for Establishing Allowable Properties for Structural Glued Laminated Timber (Glulam) | 2018; E2018
2401 | 06 18 00 | GLUED-LAMINATED CONSTRUCTION | 08/23 | ASTM INTERNATIONAL | ASTM | ASTM E84 | Standard Test Method for Surface Burning Characteristics of Building Materials | 2023
2402 | 06 18 00 | GLUED-LAMINATED CONSTRUCTION | 08/23 | INTERNATIONAL CODE COUNCIL | ICC | ICC IBC | International Building Code | 2024
2403 | 06 18 00 | GLUED-LAMINATED CONSTRUCTION | 08/23 | SOUTHERN PINE INSPECTION BUREAU | SPIB | SPIB 1003 | Standard Grading Rules for Southern Pine Lumber | 2021
2404 | 06 18 00 | GLUED-LAMINATED CONSTRUCTION | 08/23 | U.S. NAVAL SEA SYSTEMS COMMAND | NAVSEA | QPL-19140 | Lumber and Plywood, Fire-Retardant Treated | 2023
2405 | 06 18 00 | GLUED-LAMINATED CONSTRUCTION | 08/23 | UNDERWRITERS LABORATORIES | UL | UL 723 | UL Standard for Safety Test for Surface Burning Characteristics of Building Materials | 2020
2406 | 06 18 00 | GLUED-LAMINATED CONSTRUCTION | 08/23 | WESTERN WOOD PRODUCTS ASSOCIATION | WWPA | WWPA G-5 | Western Lumber Grading Rules | 2021
2407 | 06 20 00 | FINISH CARPENTRY | 08/24 | AMERICAN FOREST FOUNDATION | AFF | ATFS STANDARDS | American Tree Farm System Standards of Sustainability | 2021
2408 | 06 20 00 | FINISH CARPENTRY | 08/24 | AMERICAN LUMBER STANDARDS COMMITTEE | ALSC | ALSC PS 20 | American Softwood Lumber Standard | 2021
2409 | 06 20 00 | FINISH CARPENTRY | 08/24 | AMERICAN SOCIETY OF MECHANICAL ENGINEERS | ASME | ASME B18.2.1 | Square, Hex, Heavy Hex, and Askew Head Bolts and Hex, Heavy Hex, Hex Flange, Lobed Head, and Lag Screws (Inch Series) | 2012; R 2021
2410 | 06 20 00 | FINISH CARPENTRY | 08/24 | AMERICAN SOCIETY OF MECHANICAL ENGINEERS | ASME | ASME B18.2.2 | Nuts for General Applications: Machine Screw Nuts, and Hex, Square, Hex Flange, and Coupling Nuts (Inch Series) | 2022
2411 | 06 20 00 | FINISH CARPENTRY | 08/24 | AMERICAN SOCIETY OF MECHANICAL ENGINEERS | ASME | ASME B18.6.1 | Wood Screws (Inch Series) | 2016
2412 | 06 20 00 | FINISH CARPENTRY | 08/24 | AMERICAN WOOD PROTECTION ASSOCIATION | AWPA | AWPA M4 | Standard for the Care of Preservative-Treated Wood Products | 2023
2413 | 06 20 00 | FINISH CARPENTRY | 08/24 | AMERICAN WOOD PROTECTION ASSOCIATION | AWPA | AWPA U1 | Use Category System: User Specification for Treated Wood | 2024
2414 | 06 20 00 | FINISH CARPENTRY | 08/24 | APA - THE ENGINEERED WOOD ASSOCIATION | APA | APA E445 | Performance Standards and Qualification Policy for Structural-Use Panels (APA PRP-108) | 2002
2415 | 06 20 00 | FINISH CARPENTRY | 08/24 | APA - THE ENGINEERED WOOD ASSOCIATION | APA | APA L870 | Voluntary Product Standard, PS 1-09, Structural Plywood | 2010
2416 | 06 20 00 | FINISH CARPENTRY | 08/24 | APA - THE ENGINEERED WOOD ASSOCIATION | APA | APA S350 | PS 2-18, Performance Standard for Wood-Based Structural-Use Panels | 2019
2417 | 06 20 00 | FINISH CARPENTRY | 08/24 | ARCHITECTURAL WOODWORK INSTITUTE | AWI | ANSI/AWI 0400 | Factory Finishing Standard | 2022
2418 | 06 20 00 | FINISH CARPENTRY | 08/24 | ARCHITECTURAL WOODWORK INSTITUTE | AWI | ANSI/AWI 0620 | Finish Carpentry/Installation Standard | 2018
2419 | 06 20 00 | FINISH CARPENTRY | 08/24 | ARCHITECTURAL WOODWORK INSTITUTE | AWI | ANSI/AWI 0641 | Architectural Wood Casework Standard | 2019
2420 | 06 20 00 | FINISH CARPENTRY | 08/24 | ARCHITECTURAL WOODWORK INSTITUTE | AWI | ANSI/AWI 1232 | Manufactured Wood Casework | 2022
2421 | 06 20 00 | FINISH CARPENTRY | 08/24 | ARCHITECTURAL WOODWORK INSTITUTE | AWI | ANSI/AWI 1236 | Countertops Standard | 2022
2422 | 06 20 00 | FINISH CARPENTRY | 08/24 | ARCHITECTURAL WOODWORK INSTITUTE | AWI | AWI 100 | Architectural Woodwork Institute Submittal Standards | 2018
2423 | 06 20 00 | FINISH CARPENTRY | 08/24 | ARCHITECTURAL WOODWORK INSTITUTE | AWI | AWI 200 | Architectural Woodwork Institute Care & Storage Standards | 2018
2424 | 06 20 00 | FINISH CARPENTRY | 08/24 | ASTM INTERNATIONAL | ASTM | ASTM D2898 | Standard Practice for Accelerated Weathering of Fire-Retardant-Treated Wood for Fire Testing | 2010; R 2017
2425 | 06 20 00 | FINISH CARPENTRY | 08/24 | ASTM INTERNATIONAL | ASTM | ASTM F547 | Standard Terminology of Nails for Use with Wood and Wood-Base Materials | 2017
2426 | 06 20 00 | FINISH CARPENTRY | 08/24 | BUILDERS HARDWARE MANUFACTURERS ASSOCIATION | BHMA | ANSI/BHMA A156.9 | Cabinet Hardware | 2020
2427 | 06 20 00 | FINISH CARPENTRY | 08/24 | CALIFORNIA AIR RESOURCES BOARD | CARB | CARB 93120 | Airborne Toxic Control Measure (ATCM) to Reduce Formaldehyde Emissions from Composite Wood Products | 2007
2428 | 06 20 00 | FINISH CARPENTRY | 08/24 | CALIFORNIA DEPARTMENT OF PUBLIC HEALTH | CDPH | CDPH SECTION 01350 | Standard Method for the Testing and Evaluation of Volatile Organic Chemical Emissions from Indoor Sources using Environmental Chambers | 2017; Version 1.2
2429 | 06 20 00 | FINISH CARPENTRY | 08/24 | COMPOSITE PANEL ASSOCIATION | CPA | ANSI/CPA A135.4 | Basic Hardboard | 2012; R2020
2430 | 06 20 00 | FINISH CARPENTRY | 08/24 | COMPOSITE PANEL ASSOCIATION | CPA | ANSI/CPA A135.6 | Engineered Wood Siding | 2012; R2020
2431 | 06 20 00 | FINISH CARPENTRY | 08/24 | COMPOSITE PANEL ASSOCIATION | CPA | ANSI/CPA A208.1 | Particleboard | 2022
2432 | 06 20 00 | FINISH CARPENTRY | 08/24 | CSA GROUP | CSA | CSA Z809-08 | Sustainable Forest Management | R2013
2433 | 06 20 00 | FINISH CARPENTRY | 08/24 | FOREST STEWARDSHIP COUNCIL | FSC | FSC STD 01 001 | Principles and Criteria for Forest Stewardship | 2015
2434 | 06 20 00 | FINISH CARPENTRY | 08/24 | GREEN SEAL | GS | GS-36 | Adhesives for Commercial Use | 2013
2435 | 06 20 00 | FINISH CARPENTRY | 08/24 | HARDWOOD PLYWOOD AND VENEER ASSOCIATION | HPVA | ANSI/HPVA HP-1 | American National Standard for Hardwood and Decorative Plywood | 2020
2436 | 06 20 00 | FINISH CARPENTRY | 08/24 | INTERNATIONAL CODE COUNCIL | ICC | ICC IBC | International Building Code | 2024
2437 | 06 20 00 | FINISH CARPENTRY | 08/24 | MOULDING AND MILLWORK PRODUCERS ASSOCIATION | MMPA | WMMPA WM 6 | Quality Industry Standards Booklet
2438 | 06 20 00 | FINISH CARPENTRY | 08/24 | NATIONAL ELECTRICAL MANUFACTURERS ASSOCIATION | NEMA | ANSI/NEMA LD 3 | Standard for High-Pressure Decorative Laminates | 2005
2439 | 06 20 00 | FINISH CARPENTRY | 08/24 | NATIONAL HARDWOOD LUMBER ASSOCIATION | NHLA | NHLA Rules | Rules for the Measurement & Inspection of Hardwood & Cypress | 2023
2440 | 06 20 00 | FINISH CARPENTRY | 08/24 | NORTHEASTERN LUMBER MANUFACTURERS ASSOCIATION | NELMA | NELMA Grading Rules | Standard Grading Rules for Northeastern Lumber | 2021
2441 | 06 20 00 | FINISH CARPENTRY | 08/24 | PROGRAMME FOR ENDORSEMENT OF FOREST CERTIFICATION | PEFC | PEFC ST 2002:2013 | PEFC International Standard Chain of Custody of Forest Based Products Requirements | 2015
2442 | 06 20 00 | FINISH CARPENTRY | 08/24 | REDWOOD INSPECTION SERVICE | RIS) OF THE WESTERN WOOD PRODUCTS ASSOCIATION (WWPA | RIS Grade Use | California Redwood Lumber Grades and Uses | 2019
2443 | 06 20 00 | FINISH CARPENTRY | 08/24 | SOUTH COAST AIR QUALITY MANAGEMENT DISTRICT | SCAQMD | SCAQMD Rule 1168 | Adhesive and Sealant Applications | 2022
2444 | 06 20 00 | FINISH CARPENTRY | 08/24 | SOUTHERN PINE INSPECTION BUREAU | SPIB | SPIB 1003 | Standard Grading Rules for Southern Pine Lumber | 2021
2445 | 06 20 00 | FINISH CARPENTRY | 08/24 | SUSTAINABLE FOREST INITIATIVE | SFI | SFI 22 | Standards and Rules for Forest Management, Fiber Sourcing, Chain of Custody, and Certified Sourcing | 2022
2446 | 06 20 00 | FINISH CARPENTRY | 08/24 | U.S. NATIONAL ARCHIVES AND RECORDS ADMINISTRATION | NARA | 40 CFR 770 | Formaldehyde Standards for Composite Wood Products
2447 | 06 20 00 | FINISH CARPENTRY | 08/24 | UNDERWRITERS LABORATORIES | UL | UL 2818 | GREENGUARD Certification Program For Chemical Emissions For Building Materials, Finishes And Furnishings | 2022
2448 | 06 20 00 | FINISH CARPENTRY | 08/24 | WEST COAST LUMBER INSPECTION BUREAU | WCLIB | WCLIB 17 | Standard Grading Rules for West Coast Lumber | 2015; R 2018
2449 | 06 20 00 | FINISH CARPENTRY | 08/24 | WESTERN WOOD PRODUCTS ASSOCIATION | WWPA | WWPA G-5 | Western Lumber Grading Rules | 2021
2450 | 06 20 00 | FINISH CARPENTRY | 08/24 | WINDOW AND DOOR MANUFACTURERS ASSOCIATION | WDMA | WDMA I.S.4 | Preservative Treatment for Millwork | 2019
2451 | 06 20 00 | FINISH CARPENTRY | 08/24 | WOODWORK INSTITUTE | WI | NAAWS 4.0 | North American Architectural Woodwork Standards | 2021 Errata Edition
2452 | 06 41 16.00 10 | PLASTIC-LAMINATE-CLAD ARCHITECTURAL CABINETS | 08/10, CHG 1: 11/18 | AMERICAN NATIONAL STANDARDS INSTITUTE | ANSI | ANSI A161.2 | Decorative Laminate Countertops, Performance Standards for Fabricated High Pressure | 1998
2453 | 06 41 16.00 10 | PLASTIC-LAMINATE-CLAD ARCHITECTURAL CABINETS | 08/10, CHG 1: 11/18 | ASTM INTERNATIONAL | ASTM | ASTM D1037 | Standard Test Methods for Evaluating Properties of Wood-Base Fiber and Particle Panel Materials | 2012; R 2020
2454 | 06 41 16.00 10 | PLASTIC-LAMINATE-CLAD ARCHITECTURAL CABINETS | 08/10, CHG 1: 11/18 | ASTM INTERNATIONAL | ASTM | ASTM E84 | Standard Test Method for Surface Burning Characteristics of Building Materials | 2023
2455 | 06 41 16.00 10 | PLASTIC-LAMINATE-CLAD ARCHITECTURAL CABINETS | 08/10, CHG 1: 11/18 | ASTM INTERNATIONAL | ASTM | ASTM F547 | Standard Terminology of Nails for Use with Wood and Wood-Base Materials | 2017
2456 | 06 41 16.00 10 | PLASTIC-LAMINATE-CLAD ARCHITECTURAL CABINETS | 08/10, CHG 1: 11/18 | BUILDERS HARDWARE MANUFACTURERS ASSOCIATION | BHMA | ANSI/BHMA A156.9 | Cabinet Hardware | 2020
2457 | 06 41 16.00 10 | PLASTIC-LAMINATE-CLAD ARCHITECTURAL CABINETS | 08/10, CHG 1: 11/18 | COMPOSITE PANEL ASSOCIATION | CPA | ANSI/CPA A208.1 | Particleboard | 2022
2458 | 06 41 16.00 10 | PLASTIC-LAMINATE-CLAD ARCHITECTURAL CABINETS | 08/10, CHG 1: 11/18 | COMPOSITE PANEL ASSOCIATION | CPA | CPA A208.2 | Medium Density Fiberboard (MDF) for Interior Applications | 2016
2459 | 06 41 16.00 10 | PLASTIC-LAMINATE-CLAD ARCHITECTURAL CABINETS | 08/10, CHG 1: 11/18 | NATIONAL ELECTRICAL MANUFACTURERS ASSOCIATION | NEMA | ANSI/NEMA LD 3 | Standard for High-Pressure Decorative Laminates | 2005
2460 | 06 41 16.00 10 | PLASTIC-LAMINATE-CLAD ARCHITECTURAL CABINETS | 08/10, CHG 1: 11/18 | SCIENTIFIC CERTIFICATION SYSTEMS | SCS | SCS | SCS Global Services (SCS) Indoor Advantage
2461 | 06 41 16.00 10 | PLASTIC-LAMINATE-CLAD ARCHITECTURAL CABINETS | 08/10, CHG 1: 11/18 | U.S. GREEN BUILDING COUNCIL | USGBC | LEED BD+C | Leadership in Energy and Environmental Design(tm) Building Design and Construction (LEED-NC) | 2009; R 2010
2462 | 06 41 16.00 10 | PLASTIC-LAMINATE-CLAD ARCHITECTURAL CABINETS | 08/10, CHG 1: 11/18 | UL ENVIRONMENT | ULE | ULE Greenguard | UL Greenguard Certification Program
2463 | 06 41 16.00 10 | PLASTIC-LAMINATE-CLAD ARCHITECTURAL CABINETS | 08/10, CHG 1: 11/18 | WINDOW AND DOOR MANUFACTURERS ASSOCIATION | WDMA | ANSI/WDMA I.S.1A | Interior Architectural Wood Flush Doors | 2013
2464 | 06 41 16.00 10 | PLASTIC-LAMINATE-CLAD ARCHITECTURAL CABINETS | 08/10, CHG 1: 11/18 | WOODWORK INSTITUTE | WI | NAAWS 4.0 | North American Architectural Woodwork Standards | 2021 Errata Edition
2465 | 06 61 16 | SOLID SURFACING FABRICATIONS | 08/20 | ASTM INTERNATIONAL | ASTM | ASTM C920 | Standard Specification for Elastomeric Joint Sealants | 2018
2466 | 06 61 16 | SOLID SURFACING FABRICATIONS | 08/20 | ASTM INTERNATIONAL | ASTM | ASTM D570 | Standard Test Method for Water Absorption of Plastics | 1998; E 2010; R 2010
2467 | 06 61 16 | SOLID SURFACING FABRICATIONS | 08/20 | ASTM INTERNATIONAL | ASTM | ASTM D638 | Standard Test Method for Tensile Properties of Plastics | 2014
2468 | 06 61 16 | SOLID SURFACING FABRICATIONS | 08/20 | ASTM INTERNATIONAL | ASTM | ASTM D696 | Standard Test Method for Coefficient of Linear Thermal Expansion of Plastics Between -30 degrees C and 30 degrees C With a Vitreous Silica Dilatometer | 2016
2469 | 06 61 16 | SOLID SURFACING FABRICATIONS | 08/20 | ASTM INTERNATIONAL | ASTM | ASTM D790 | Standard Test Methods for Flexural Properties of Unreinforced and Reinforced Plastics and Electrical Insulating Materials | 2017
2470 | 06 61 16 | SOLID SURFACING FABRICATIONS | 08/20 | ASTM INTERNATIONAL | ASTM | ASTM D2583 | Indentation Hardness of Rigid Plastics by Means of a Barcol Impressor | 2013a
2471 | 06 61 16 | SOLID SURFACING FABRICATIONS | 08/20 | ASTM INTERNATIONAL | ASTM | ASTM E84 | Standard Test Method for Surface Burning Characteristics of Building Materials | 2023
2472 | 06 61 16 | SOLID SURFACING FABRICATIONS | 08/20 | ASTM INTERNATIONAL | ASTM | ASTM G21 | Standard Practice for Determining Resistance of Synthetic Polymeric Materials to Fungi | 2015; R 2021; E 2021
2473 | 06 61 16 | SOLID SURFACING FABRICATIONS | 08/20 | CALIFORNIA DEPARTMENT OF PUBLIC HEALTH | CDPH | CDPH SECTION 01350 | Standard Method for the Testing and Evaluation of Volatile Organic Chemical Emissions from Indoor Sources using Environmental Chambers | 2017; Version 1.2
2474 | 06 61 16 | SOLID SURFACING FABRICATIONS | 08/20 | CSA GROUP | CSA | CSA B45.5-17/IAPMO Z124 | Plastic Plumbing Fixtures | 2017; Errata 2017; Errata 2018
2475 | 06 61 16 | SOLID SURFACING FABRICATIONS | 08/20 | INTERNATIONAL CAST POLYMER ASSOCIATION | ICPA | ICPA SS-1 | Performance Standard for Solid Surface Materials | 2001
2476 | 06 61 16 | SOLID SURFACING FABRICATIONS | 08/20 | NATIONAL ELECTRICAL MANUFACTURERS ASSOCIATION | NEMA | ANSI/NEMA LD 3 | Standard for High-Pressure Decorative Laminates | 2005
2477 | 06 61 16 | SOLID SURFACING FABRICATIONS | 08/20 | NSF INTERNATIONAL | NSF | NSF/ANSI 51 | Food Equipment Materials | 2023
2478 | 06 71 33 | FIBERGLASS REINFORCED PLASTIC (FRP) LADDERS | 08/23 | AMERICAN LADDER INSTITUTE | ALI | ALI A14.3 | Ladders - Fixed - Safety Requirements | 2008; R 2018
2479 | 06 71 33 | FIBERGLASS REINFORCED PLASTIC (FRP) LADDERS | 08/23 | AMERICAN SOCIETY OF CIVIL ENGINEERS | ASCE | ASCE 7-22 | Minimum Design Loads and Associated Criteria for Buildings and Other Structures | 2022; Supp 1 2023; Supp 2 2023
2480 | 06 71 33 | FIBERGLASS REINFORCED PLASTIC (FRP) LADDERS | 08/23 | ASTM INTERNATIONAL | ASTM | ASTM D430 | Standard Test Methods for Rubber Deterioration - Dynamic Fatigue | 2006; R 2012
2481 | 06 71 33 | FIBERGLASS REINFORCED PLASTIC (FRP) LADDERS | 08/23 | ASTM INTERNATIONAL | ASTM | ASTM D495 | Standard Test Method for High-Voltage, Low-Current, Dry Arc Resistance of Solid Electrical Insulation | 1999; R 2004
2482 | 06 71 33 | FIBERGLASS REINFORCED PLASTIC (FRP) LADDERS | 08/23 | ASTM INTERNATIONAL | ASTM | ASTM D638 | Standard Test Method for Tensile Properties of Plastics | 2014
2483 | 06 71 33 | FIBERGLASS REINFORCED PLASTIC (FRP) LADDERS | 08/23 | ASTM INTERNATIONAL | ASTM | ASTM D696 | Standard Test Method for Coefficient of Linear Thermal Expansion of Plastics Between -30 degrees C and 30 degrees C With a Vitreous Silica Dilatometer | 2016
2484 | 06 71 33 | FIBERGLASS REINFORCED PLASTIC (FRP) LADDERS | 08/23 | ASTM INTERNATIONAL | ASTM | ASTM D790 | Standard Test Methods for Flexural Properties of Unreinforced and Reinforced Plastics and Electrical Insulating Materials | 2017
2485 | 06 71 33 | FIBERGLASS REINFORCED PLASTIC (FRP) LADDERS | 08/23 | ASTM INTERNATIONAL | ASTM | ASTM D1148 | Standard Test Method for Rubber Deterioration—Discoloration from Ultraviolet (UV) or UV/Visible Radiation and Heat Exposure of Light-Colored Surfaces | 2013; R 2018
2486 | 06 71 33 | FIBERGLASS REINFORCED PLASTIC (FRP) LADDERS | 08/23 | ASTM INTERNATIONAL | ASTM | ASTM D2344/D2344M | Standard Test Method for Short-Beam Strength of Polymer Matrix Composite Materials and Their Laminates | 2016
2487 | 06 71 33 | FIBERGLASS REINFORCED PLASTIC (FRP) LADDERS | 08/23 | ASTM INTERNATIONAL | ASTM | ASTM D3039/D3039M | Standard Test Method for Tensile Properties of Polymer Matrix Composite Materials | 2017
2488 | 06 71 33 | FIBERGLASS REINFORCED PLASTIC (FRP) LADDERS | 08/23 | ASTM INTERNATIONAL | ASTM | ASTM D4000 | Standard Classification System for Specifying Plastic Materials | 2016
2489 | 06 71 33 | FIBERGLASS REINFORCED PLASTIC (FRP) LADDERS | 08/23 | ASTM INTERNATIONAL | ASTM | ASTM D7264/D7264M | Standard Test Method for Flexural Properties of Polymer Matrix Composite Materials | 2021
2490 | 06 71 33 | FIBERGLASS REINFORCED PLASTIC (FRP) LADDERS | 08/23 | ASTM INTERNATIONAL | ASTM | ASTM E84 | Standard Test Method for Surface Burning Characteristics of Building Materials | 2023
2491 | 06 71 33 | FIBERGLASS REINFORCED PLASTIC (FRP) LADDERS | 08/23 | NATIONAL FIRE PROTECTION ASSOCIATION | NFPA | NFPA 101 | Life Safety Code | 2024
2492 | 06 71 33 | FIBERGLASS REINFORCED PLASTIC (FRP) LADDERS | 08/23 | U.S. NATIONAL ARCHIVES AND RECORDS ADMINISTRATION | NARA | 29 CFR 1910.23 | Ladders | Nov 2016
2493 | 06 71 33 | FIBERGLASS REINFORCED PLASTIC (FRP) LADDERS | 08/23 | U.S. NATIONAL ARCHIVES AND RECORDS ADMINISTRATION | NARA | 29 CFR 1910.27 | Scaffolds and Roope Descent Systems | Nov 2016
2494 | 06 71 33 | FIBERGLASS REINFORCED PLASTIC (FRP) LADDERS | 08/23 | U.S. NATIONAL ARCHIVES AND RECORDS ADMINISTRATION | NARA | 29 CFR 1910.28 | Duty to Have Fall Protection and Falling Object Protection | Nov 2016
2495 | 06 71 33 | FIBERGLASS REINFORCED PLASTIC (FRP) LADDERS | 08/23 | U.S. NATIONAL ARCHIVES AND RECORDS ADMINISTRATION | NARA | 29 CFR 1926 | Safety and Health Regulations for Construction
2496 | 06 73 01 | FIBERGLASS REINFORCED PLASTIC (FRP) GRATING | 08/23 | AMERICAN SOCIETY OF CIVIL ENGINEERS | ASCE | ASCE 7-22 | Minimum Design Loads and Associated Criteria for Buildings and Other Structures | 2022; Supp 1 2023; Supp 2 2023
2497 | 06 73 01 | FIBERGLASS REINFORCED PLASTIC (FRP) GRATING | 08/23 | ASTM INTERNATIONAL | ASTM | ASTM D635 | Standard Test Method for Rate of Burning and/or Extent and Time of Burning of Plastics in a Horizontal Position | 2018
2498 | 06 73 01 | FIBERGLASS REINFORCED PLASTIC (FRP) GRATING | 08/23 | ASTM INTERNATIONAL | ASTM | ASTM D696 | Standard Test Method for Coefficient of Linear Thermal Expansion of Plastics Between -30 degrees C and 30 degrees C With a Vitreous Silica Dilatometer | 2016
2499 | 06 73 01 | FIBERGLASS REINFORCED PLASTIC (FRP) GRATING | 08/23 | ASTM INTERNATIONAL | ASTM | ASTM D953 | Standard Test Method for Pin-Bearing Strength of Plastics | 2019
2500 | 06 73 01 | FIBERGLASS REINFORCED PLASTIC (FRP) GRATING | 08/23 | ASTM INTERNATIONAL | ASTM | ASTM D2344/D2344M | Standard Test Method for Short-Beam Strength of Polymer Matrix Composite Materials and Their Laminates | 2016
2501 | 06 73 01 | FIBERGLASS REINFORCED PLASTIC (FRP) GRATING | 08/23 | ASTM INTERNATIONAL | ASTM | ASTM D2863 | Standard Test Method for Measuring the Minimum Oxygen Concentration to Support Candle-Like Combustion of Plastics (Oxygen Index) | 2019
2502 | 06 73 01 | FIBERGLASS REINFORCED PLASTIC (FRP) GRATING | 08/23 | ASTM INTERNATIONAL | ASTM | ASTM D3039/D3039M | Standard Test Method for Tensile Properties of Polymer Matrix Composite Materials | 2017
2503 | 06 73 01 | FIBERGLASS REINFORCED PLASTIC (FRP) GRATING | 08/23 | ASTM INTERNATIONAL | ASTM | ASTM D7264/D7264M | Standard Test Method for Flexural Properties of Polymer Matrix Composite Materials | 2021
2504 | 06 73 01 | FIBERGLASS REINFORCED PLASTIC (FRP) GRATING | 08/23 | ASTM INTERNATIONAL | ASTM | ASTM D7869 | Standard Practice for Xenon Arc Exposure Test with Enhanced Light and Water Exposure for Transportation Coatings | 2017
2505 | 06 73 01 | FIBERGLASS REINFORCED PLASTIC (FRP) GRATING | 08/23 | ASTM INTERNATIONAL | ASTM | ASTM E84 | Standard Test Method for Surface Burning Characteristics of Building Materials | 2023
2506 | 06 73 01 | FIBERGLASS REINFORCED PLASTIC (FRP) GRATING | 08/23 | ASTM INTERNATIONAL | ASTM | ASTM E662 | Standard Test Method for Specific Optical Density of Smoke Generated by Solid Materials | 2021a; E 2021
2507 | 06 73 01 | FIBERGLASS REINFORCED PLASTIC (FRP) GRATING | 08/23 | ASTM INTERNATIONAL | ASTM | ASTM G154 | Standard Practice for Operating Fluorescent Ultraviolet (UV) Lamp Apparatus for Exposure of Materials | 2023
2508 | 06 73 01 | FIBERGLASS REINFORCED PLASTIC (FRP) GRATING | 08/23 | INTERNATIONAL CODE COUNCIL | ICC | ICC IBC | International Building Code | 2024
2509 | 06 73 01 | FIBERGLASS REINFORCED PLASTIC (FRP) GRATING | 08/23 | U.S. DEPARTMENT OF DEFENSE | DOD | SMP 800-C | Bombardier Test Method for Toxic Gas Generation from Material Combustion
2510 | 06 73 01 | FIBERGLASS REINFORCED PLASTIC (FRP) GRATING | 08/23 | UNDERWRITERS LABORATORIES | UL | UL 94 | UL Standard for Safety Tests for Flammability of Plastic Materials for Parts in Devices and Appliances | 2023; Reprint Jan 2024
2511 | 06 82 14 | FIBERGLASS REINFORCED PLASTIC (FRP) PIPE AND TUBE RAILINGS | 08/23 | AMERICAN SOCIETY OF CIVIL ENGINEERS | ASCE | ASCE 7-22 | Minimum Design Loads and Associated Criteria for Buildings and Other Structures | 2022; Supp 1 2023; Supp 2 2023
2512 | 06 82 14 | FIBERGLASS REINFORCED PLASTIC (FRP) PIPE AND TUBE RAILINGS | 08/23 | AMERICAN SOCIETY OF MECHANICAL ENGINEERS | ASME | ASME B18.2.1 | Square, Hex, Heavy Hex, and Askew Head Bolts and Hex, Heavy Hex, Hex Flange, Lobed Head, and Lag Screws (Inch Series) | 2012; R 2021
2513 | 06 82 14 | FIBERGLASS REINFORCED PLASTIC (FRP) PIPE AND TUBE RAILINGS | 08/23 | AMERICAN SOCIETY OF MECHANICAL ENGINEERS | ASME | ASME B18.2.2 | Nuts for General Applications: Machine Screw Nuts, and Hex, Square, Hex Flange, and Coupling Nuts (Inch Series) | 2022
2514 | 06 82 14 | FIBERGLASS REINFORCED PLASTIC (FRP) PIPE AND TUBE RAILINGS | 08/23 | AMERICAN SOCIETY OF MECHANICAL ENGINEERS | ASME | ASME B18.6.2 | Square Head Set Screws and Slotted Headless Set Screws (Inch Series) | 2020
2515 | 06 82 14 | FIBERGLASS REINFORCED PLASTIC (FRP) PIPE AND TUBE RAILINGS | 08/23 | AMERICAN SOCIETY OF MECHANICAL ENGINEERS | ASME | ASME B18.6.3 | Machine Screws, Tapping Screws, and Metallic Drive Screws (Inch Series) | 2024
2516 | 06 82 14 | FIBERGLASS REINFORCED PLASTIC (FRP) PIPE AND TUBE RAILINGS | 08/23 | AMERICAN SOCIETY OF MECHANICAL ENGINEERS | ASME | ASME B18.21.1 | Washers: Helical Spring-Lock, Tooth Lock, and Plain Washers (Inch Series) | 2009; R 2016
2517 | 06 82 14 | FIBERGLASS REINFORCED PLASTIC (FRP) PIPE AND TUBE RAILINGS | 08/23 | AMERICAN SOCIETY OF MECHANICAL ENGINEERS | ASME | ASME B18.21.2M | Lock Washers (Metric Series) | 1999; R 2014
2518 | 06 82 14 | FIBERGLASS REINFORCED PLASTIC (FRP) PIPE AND TUBE RAILINGS | 08/23 | AMERICAN SOCIETY OF SAFETY PROFESSIONALS | ASSP | ASSP A10.3 | Safety Requirements for Powder-Actuated Fastening Systems American National Standard for Construction and Demolition Operations | 2020
2519 | 06 82 14 | FIBERGLASS REINFORCED PLASTIC (FRP) PIPE AND TUBE RAILINGS | 08/23 | ASTM INTERNATIONAL | ASTM | ASTM A307 | Standard Specification for Carbon Steel Bolts, Studs, and Threaded Rod 60 000 PSI Tensile Strength | 2021
2520 | 06 82 14 | FIBERGLASS REINFORCED PLASTIC (FRP) PIPE AND TUBE RAILINGS | 08/23 | ASTM INTERNATIONAL | ASTM | ASTM C1107/C1107M | Standard Specification for Packaged Dry, Hydraulic-Cement Grout (Nonshrink) | 2020
2521 | 06 82 14 | FIBERGLASS REINFORCED PLASTIC (FRP) PIPE AND TUBE RAILINGS | 08/23 | ASTM INTERNATIONAL | ASTM | ASTM D430 | Standard Test Methods for Rubber Deterioration - Dynamic Fatigue | 2006; R 2012
2522 | 06 82 14 | FIBERGLASS REINFORCED PLASTIC (FRP) PIPE AND TUBE RAILINGS | 08/23 | ASTM INTERNATIONAL | ASTM | ASTM D638 | Standard Test Method for Tensile Properties of Plastics | 2014
2523 | 06 82 14 | FIBERGLASS REINFORCED PLASTIC (FRP) PIPE AND TUBE RAILINGS | 08/23 | ASTM INTERNATIONAL | ASTM | ASTM D696 | Standard Test Method for Coefficient of Linear Thermal Expansion of Plastics Between -30 degrees C and 30 degrees C With a Vitreous Silica Dilatometer | 2016
2524 | 06 82 14 | FIBERGLASS REINFORCED PLASTIC (FRP) PIPE AND TUBE RAILINGS | 08/23 | ASTM INTERNATIONAL | ASTM | ASTM D790 | Standard Test Methods for Flexural Properties of Unreinforced and Reinforced Plastics and Electrical Insulating Materials | 2017
2525 | 06 82 14 | FIBERGLASS REINFORCED PLASTIC (FRP) PIPE AND TUBE RAILINGS | 08/23 | ASTM INTERNATIONAL | ASTM | ASTM D1148 | Standard Test Method for Rubber Deterioration—Discoloration from Ultraviolet (UV) or UV/Visible Radiation and Heat Exposure of Light-Colored Surfaces | 2013; R 2018
2526 | 06 82 14 | FIBERGLASS REINFORCED PLASTIC (FRP) PIPE AND TUBE RAILINGS | 08/23 | ASTM INTERNATIONAL | ASTM | ASTM D2344/D2344M | Standard Test Method for Short-Beam Strength of Polymer Matrix Composite Materials and Their Laminates | 2016
2527 | 06 82 14 | FIBERGLASS REINFORCED PLASTIC (FRP) PIPE AND TUBE RAILINGS | 08/23 | ASTM INTERNATIONAL | ASTM | ASTM D3039/D3039M | Standard Test Method for Tensile Properties of Polymer Matrix Composite Materials | 2017
2528 | 06 82 14 | FIBERGLASS REINFORCED PLASTIC (FRP) PIPE AND TUBE RAILINGS | 08/23 | ASTM INTERNATIONAL | ASTM | ASTM D7264/D7264M | Standard Test Method for Flexural Properties of Polymer Matrix Composite Materials | 2021
2529 | 06 82 14 | FIBERGLASS REINFORCED PLASTIC (FRP) PIPE AND TUBE RAILINGS | 08/23 | ASTM INTERNATIONAL | ASTM | ASTM E84 | Standard Test Method for Surface Burning Characteristics of Building Materials | 2023
2530 | 06 82 14 | FIBERGLASS REINFORCED PLASTIC (FRP) PIPE AND TUBE RAILINGS | 08/23 | ASTM INTERNATIONAL | ASTM | ASTM E488/E488M | Standard Test Methods for Strength of Anchors in Concrete Elements | 2022
2531 | 06 82 14 | FIBERGLASS REINFORCED PLASTIC (FRP) PIPE AND TUBE RAILINGS | 08/23 | INTERNATIONAL CODE COUNCIL | ICC | ICC IBC | International Building Code | 2024
2532 | 06 82 14 | FIBERGLASS REINFORCED PLASTIC (FRP) PIPE AND TUBE RAILINGS | 08/23 | NATIONAL FIRE PROTECTION ASSOCIATION | NFPA | NFPA 101 | Life Safety Code | 2024
2533 | 06 82 14 | FIBERGLASS REINFORCED PLASTIC (FRP) PIPE AND TUBE RAILINGS | 08/23 | U.S. NATIONAL ARCHIVES AND RECORDS ADMINISTRATION | NARA | 29 CFR 1910.23 | Ladders | Nov 2016
2534 | 06 82 14 | FIBERGLASS REINFORCED PLASTIC (FRP) PIPE AND TUBE RAILINGS | 08/23 | U.S. NATIONAL ARCHIVES AND RECORDS ADMINISTRATION | NARA | 29 CFR 1926 | Safety and Health Regulations for Construction
2535 | 07 11 13 | BITUMINOUS DAMPPROOFING | 08/23 | ASTM INTERNATIONAL | ASTM | ASTM C208 | Standard Specification for Cellulosic Fiber Insulating Board | 2022
2536 | 07 11 13 | BITUMINOUS DAMPPROOFING | 08/23 | ASTM INTERNATIONAL | ASTM | ASTM C728 | Standard Specification for Perlite Thermal Insulation Board | 2017a; R 2022
2537 | 07 11 13 | BITUMINOUS DAMPPROOFING | 08/23 | ASTM INTERNATIONAL | ASTM | ASTM D41/D41M | Standard Specification for Asphalt Primer Used in Roofing, Dampproofing, and Waterproofing | 2011; R 2016
2538 | 07 11 13 | BITUMINOUS DAMPPROOFING | 08/23 | ASTM INTERNATIONAL | ASTM | ASTM D43/D43M | Standard Specification for Coal Tar Primer Used in Roofing, Dampproofing, and Waterproofing | 2000; R 2018
2539 | 07 11 13 | BITUMINOUS DAMPPROOFING | 08/23 | ASTM INTERNATIONAL | ASTM | ASTM D226/D226M | Standard Specification for Asphalt-Saturated Organic Felt Used in Roofing and Waterproofing | 2017
2540 | 07 11 13 | BITUMINOUS DAMPPROOFING | 08/23 | ASTM INTERNATIONAL | ASTM | ASTM D227/D227M | Standard Specification for Coal-Tar-Saturated Organic Felt Used in Roofing and Waterproofing | 2003; R 2018
2541 | 07 11 13 | BITUMINOUS DAMPPROOFING | 08/23 | ASTM INTERNATIONAL | ASTM | ASTM D449/D449M | Standard Specification for Asphalt Used in Dampproofing and Waterproofing | 2003; R 2021
2542 | 07 11 13 | BITUMINOUS DAMPPROOFING | 08/23 | ASTM INTERNATIONAL | ASTM | ASTM D450/D450M | Standard Specification for Coal-Tar Pitch Used in Roofing, Dampproofing, and Waterproofing | 2007; R 2018
2543 | 07 11 13 | BITUMINOUS DAMPPROOFING | 08/23 | ASTM INTERNATIONAL | ASTM | ASTM D1187/D1187M | Standard Specification for Asphalt-Base Emulsions for Use as Protective Coatings for Metal | 1997; R 2018
2544 | 07 11 13 | BITUMINOUS DAMPPROOFING | 08/23 | ASTM INTERNATIONAL | ASTM | ASTM D1227/D1227M | Standard Specification for Emulsified Asphalt Used as a Protective Coating for Roofing | 2013; R 2019; e1
2545 | 07 11 13 | BITUMINOUS DAMPPROOFING | 08/23 | ASTM INTERNATIONAL | ASTM | ASTM D4263 | Standard Test Method for Indicating Moisture in Concrete by the Plastic Sheet Method | 1983; R 2018
2546 | 07 11 13 | BITUMINOUS DAMPPROOFING | 08/23 | ASTM INTERNATIONAL | ASTM | ASTM D4479/D4479M | Standard Specification for Asphalt Roof Coatings-Asbestos-Free | 2007; R 2018
2547 | 07 11 13 | BITUMINOUS DAMPPROOFING | 08/23 | U.S. NATIONAL ARCHIVES AND RECORDS ADMINISTRATION | NARA | 29 CFR 1926 | Safety and Health Regulations for Construction
2548 | 07 12 00 | BUILT-UP BITUMINOUS WATERPROOFING | 02/16 | ASTM INTERNATIONAL | ASTM | ASTM C208 | Standard Specification for Cellulosic Fiber Insulating Board | 2022
2549 | 07 12 00 | BUILT-UP BITUMINOUS WATERPROOFING | 02/16 | ASTM INTERNATIONAL | ASTM | ASTM C726 | Standard Specification for Mineral Wool Roof Insulation Board | 2017
2550 | 07 12 00 | BUILT-UP BITUMINOUS WATERPROOFING | 02/16 | ASTM INTERNATIONAL | ASTM | ASTM D41/D41M | Standard Specification for Asphalt Primer Used in Roofing, Dampproofing, and Waterproofing | 2011; R 2016
2551 | 07 12 00 | BUILT-UP BITUMINOUS WATERPROOFING | 02/16 | ASTM INTERNATIONAL | ASTM | ASTM D173/D173M | Bitumen-Saturated Cotton Fabrics Used in Roofing and Waterproofing | 2003; R 2011; E 2012
2552 | 07 12 00 | BUILT-UP BITUMINOUS WATERPROOFING | 02/16 | ASTM INTERNATIONAL | ASTM | ASTM D226/D226M | Standard Specification for Asphalt-Saturated Organic Felt Used in Roofing and Waterproofing | 2017
2553 | 07 12 00 | BUILT-UP BITUMINOUS WATERPROOFING | 02/16 | ASTM INTERNATIONAL | ASTM | ASTM D449/D449M | Standard Specification for Asphalt Used in Dampproofing and Waterproofing | 2003; R 2021
2554 | 07 12 00 | BUILT-UP BITUMINOUS WATERPROOFING | 02/16 | ASTM INTERNATIONAL | ASTM | ASTM D517 | Asphalt Plank | 1998; R 2008
2555 | 07 12 00 | BUILT-UP BITUMINOUS WATERPROOFING | 02/16 | ASTM INTERNATIONAL | ASTM | ASTM D1327/D1327M | Standard Specification for Bitumen-Saturated Woven Burlap Fabrics Used in Roofing and Waterproofing | 2004; R 2020
2556 | 07 12 00 | BUILT-UP BITUMINOUS WATERPROOFING | 02/16 | ASTM INTERNATIONAL | ASTM | ASTM D1668/D1668M | Glass Fabrics (Woven and Treated) for Roofing and Waterproofing | 1997a; R 2014; E 2014
2557 | 07 12 00 | BUILT-UP BITUMINOUS WATERPROOFING | 02/16 | ASTM INTERNATIONAL | ASTM | ASTM D2178/D2178M | Standard Specification for Asphalt Glass Felt Used in Roofing and Waterproofing | 2015a; R 2021
2558 | 07 12 00 | BUILT-UP BITUMINOUS WATERPROOFING | 02/16 | ASTM INTERNATIONAL | ASTM | ASTM D4586/D4586M | Asphalt Roof Cement, Asbestos-Free | 2007; R 2018
2559 | 07 13 53 | ELASTOMERIC SHEET WATERPROOFING | 02/16, CHG 1: 08/17 | ASTM INTERNATIONAL | ASTM | ASTM C1305 | Standard Test Method for Crack Bridging Ability of Liquid-Applied Waterproofing Membrane | 2008
2560 | 07 13 53 | ELASTOMERIC SHEET WATERPROOFING | 02/16, CHG 1: 08/17 | ASTM INTERNATIONAL | ASTM | ASTM D41/D41M | Standard Specification for Asphalt Primer Used in Roofing, Dampproofing, and Waterproofing | 2011; R 2016
2561 | 07 13 53 | ELASTOMERIC SHEET WATERPROOFING | 02/16, CHG 1: 08/17 | ASTM INTERNATIONAL | ASTM | ASTM D146/D146M | Sampling and Testing Bitumen-Saturated Felts and Woven Fabrics for Roofing and Waterproofing | 2004; E 2012; R 2012
2562 | 07 13 53 | ELASTOMERIC SHEET WATERPROOFING | 02/16, CHG 1: 08/17 | ASTM INTERNATIONAL | ASTM | ASTM D297 | Rubber Products - Chemical Analysis | 2015; R 2019
2563 | 07 13 53 | ELASTOMERIC SHEET WATERPROOFING | 02/16, CHG 1: 08/17 | ASTM INTERNATIONAL | ASTM | ASTM D412 | Standard Test Methods for Vulcanized Rubber and Thermoplastic Elastomers - Tension | 2016; R 2021
2564 | 07 13 53 | ELASTOMERIC SHEET WATERPROOFING | 02/16, CHG 1: 08/17 | ASTM INTERNATIONAL | ASTM | ASTM D429 | Rubber Property-Adhesion to Rigid Substrates | 2014
2565 | 07 13 53 | ELASTOMERIC SHEET WATERPROOFING | 02/16, CHG 1: 08/17 | ASTM INTERNATIONAL | ASTM | ASTM D471 | Standard Test Method for Rubber Property - Effect of Liquids | 2016a
2566 | 07 13 53 | ELASTOMERIC SHEET WATERPROOFING | 02/16, CHG 1: 08/17 | ASTM INTERNATIONAL | ASTM | ASTM D570 | Standard Test Method for Water Absorption of Plastics | 1998; E 2010; R 2010
2567 | 07 13 53 | ELASTOMERIC SHEET WATERPROOFING | 02/16, CHG 1: 08/17 | ASTM INTERNATIONAL | ASTM | ASTM D573 | Standard Test Method for Rubber - Deterioration in an Air Oven | 2004; R 2019
2568 | 07 13 53 | ELASTOMERIC SHEET WATERPROOFING | 02/16, CHG 1: 08/17 | ASTM INTERNATIONAL | ASTM | ASTM D624 | Standard Test Method for Tear Strength of Conventional Vulcanized Rubber and Thermoplastic Elastomers | 2000; R 2020
2569 | 07 13 53 | ELASTOMERIC SHEET WATERPROOFING | 02/16, CHG 1: 08/17 | ASTM INTERNATIONAL | ASTM | ASTM D638 | Standard Test Method for Tensile Properties of Plastics | 2014
2570 | 07 13 53 | ELASTOMERIC SHEET WATERPROOFING | 02/16, CHG 1: 08/17 | ASTM INTERNATIONAL | ASTM | ASTM D746 | Standard Test Method for Brittleness Temperature of Plastics and Elastomers by Impact | 2014
2571 | 07 13 53 | ELASTOMERIC SHEET WATERPROOFING | 02/16, CHG 1: 08/17 | ASTM INTERNATIONAL | ASTM | ASTM D751 | Standard Test Methods for Coated Fabrics | 2019
2572 | 07 13 53 | ELASTOMERIC SHEET WATERPROOFING | 02/16, CHG 1: 08/17 | ASTM INTERNATIONAL | ASTM | ASTM D903 | Standard Test Method for Peel or Stripping Strength of Adhesive Bonds | 1998; R 2017
2573 | 07 13 53 | ELASTOMERIC SHEET WATERPROOFING | 02/16, CHG 1: 08/17 | ASTM INTERNATIONAL | ASTM | ASTM D1004 | Initial Tear Resistance of Plastic Film and Sheeting | 2013
2574 | 07 13 53 | ELASTOMERIC SHEET WATERPROOFING | 02/16, CHG 1: 08/17 | ASTM INTERNATIONAL | ASTM | ASTM D1149 | Standard Test Method for Rubber Deterioration - Cracking in an Ozone Controlled Environment | 2018
2575 | 07 13 53 | ELASTOMERIC SHEET WATERPROOFING | 02/16, CHG 1: 08/17 | ASTM INTERNATIONAL | ASTM | ASTM D1204 | Linear Dimensional Changes of Nonrigid Thermoplastic Sheeting or Film at Elevated Temperature | 2014; R 2020
2576 | 07 13 53 | ELASTOMERIC SHEET WATERPROOFING | 02/16, CHG 1: 08/17 | ASTM INTERNATIONAL | ASTM | ASTM D1876 | Standard Test Method for Peel Resistance of Adhesives (T-Peel Test) | 2008; R 2015; E 2015
2577 | 07 13 53 | ELASTOMERIC SHEET WATERPROOFING | 02/16, CHG 1: 08/17 | ASTM INTERNATIONAL | ASTM | ASTM D2136 | Coated Fabrics - Low-Temperature Bend Test | 2002; R 2012
2578 | 07 13 53 | ELASTOMERIC SHEET WATERPROOFING | 02/16, CHG 1: 08/17 | ASTM INTERNATIONAL | ASTM | ASTM D2240 | Standard Test Method for Rubber Property - Durometer Hardness | 2015; E 2017
2579 | 07 13 53 | ELASTOMERIC SHEET WATERPROOFING | 02/16, CHG 1: 08/17 | ASTM INTERNATIONAL | ASTM | ASTM D3045 | Practice for Heat Aging of Plastics Without Load | 1992; R 2010
2580 | 07 13 53 | ELASTOMERIC SHEET WATERPROOFING | 02/16, CHG 1: 08/17 | ASTM INTERNATIONAL | ASTM | ASTM D5385/D5385M | Standard Test Method for Hydrostatic Pressure Resistance of Waterproofing Membranes | 1993; R 2014; E 2014
2581 | 07 13 53 | ELASTOMERIC SHEET WATERPROOFING | 02/16, CHG 1: 08/17 | ASTM INTERNATIONAL | ASTM | ASTM E96/E96M | Standard Test Methods for Gravimetric Determination of Water Vapor Transmission Rate of Materials | 2024
2582 | 07 13 53 | ELASTOMERIC SHEET WATERPROOFING | 02/16, CHG 1: 08/17 | ASTM INTERNATIONAL | ASTM | ASTM E154/E154M | Standard Test Methods for Water Vapor Retarders Used in Contact with Earth Under Concrete Slabs, on Walls, or as Ground Cover | 2008a; R 2019
2583 | 07 13 53 | ELASTOMERIC SHEET WATERPROOFING | 02/16, CHG 1: 08/17 | INTERNATIONAL CODE COUNCIL | ICC | ICC IBC | International Building Code | 2024
2584 | 07 14 00 | FLUID-APPLIED WATERPROOFING | 08/23 | ASTM INTERNATIONAL | ASTM | ASTM C33/C33M | Standard Specification for Concrete Aggregates | 2023
2585 | 07 14 00 | FLUID-APPLIED WATERPROOFING | 08/23 | ASTM INTERNATIONAL | ASTM | ASTM C578 | Standard Specification for Rigid, Cellular Polystyrene Thermal Insulation | 2023
2586 | 07 14 00 | FLUID-APPLIED WATERPROOFING | 08/23 | ASTM INTERNATIONAL | ASTM | ASTM C836/C836M | Standard Specification for High Solids Content, Cold Liquid-Applied Elastomeric Waterproofing Membrane for Use With Separate Wearing Course | 2018; R 2022
2587 | 07 14 00 | FLUID-APPLIED WATERPROOFING | 08/23 | ASTM INTERNATIONAL | ASTM | ASTM D1056 | Standard Specification for Flexible Cellular Materials - Sponge or Expanded Rubber | 2020
2588 | 07 14 00 | FLUID-APPLIED WATERPROOFING | 08/23 | ASTM INTERNATIONAL | ASTM | ASTM D1751 | Standard Specification for Preformed Expansion Joint Filler for Concrete Paving and Structural Construction (Nonextruding and Resilient Bituminous Types) | 2018
2589 | 07 14 00 | FLUID-APPLIED WATERPROOFING | 08/23 | ASTM INTERNATIONAL | ASTM | ASTM D1752 | Standard Specification for Preformed Sponge Rubber, Cork and Recycled PVC Expansion Joint Fillers for Concrete Paving and Structural Construction | 2018
2590 | 07 14 00 | FLUID-APPLIED WATERPROOFING | 08/23 | ASTM INTERNATIONAL | ASTM | ASTM D5957 | Standard Guide for Flood Testing Horizontal Waterproofing Installations | 1998; R 2021
2591 | 07 14 00 | FLUID-APPLIED WATERPROOFING | 08/23 | ASTM INTERNATIONAL | ASTM | ASTM D7877 | Standard Guide for Electronic Methods for Detecting and Locating Leads in Waterproof Membranes | 2014
2592 | 07 16 19 | METALLIC OXIDE WATERPROOFING | 08/23 | ASTM INTERNATIONAL | ASTM | ASTM C33/C33M | Standard Specification for Concrete Aggregates | 2023
2593 | 07 16 19 | METALLIC OXIDE WATERPROOFING | 08/23 | ASTM INTERNATIONAL | ASTM | ASTM C144 | Standard Specification for Aggregate for Masonry Mortar | 2018
2594 | 07 16 19 | METALLIC OXIDE WATERPROOFING | 08/23 | ASTM INTERNATIONAL | ASTM | ASTM C150/C150M | Standard Specification for Portland Cement | 2022
2595 | 07 17 00 | BENTONITE WATERPROOFING | 02/16 | ASTM INTERNATIONAL | ASTM | ASTM D217 | Standard Test Methods for Cone Penetration of Lubricating Grease | 2021a
2596 | 07 17 00 | BENTONITE WATERPROOFING | 02/16 | ASTM INTERNATIONAL | ASTM | ASTM D1557 | Standard Test Methods for Laboratory Compaction Characteristics of Soil Using Modified Effort (56,000 ft-lbf/ft3) (2700 kN-m/m3) | 2012; E 2015
2597 | 07 19 00 | WATER REPELLENTS | 08/23 | AMERICAN ARCHITECTURAL MANUFACTURERS ASSOCIATION | AAMA | AAMA 501.2 | Quality Assurance and Diagnostic Water Leakage Field Check of Installed Storefronts, Curtain Walls and Sloped Glazing Systems | 2015
2598 | 07 19 00 | WATER REPELLENTS | 08/23 | AMERICAN ASSOCIATION OF STATE HIGHWAY AND TRANSPORTATION OFFICIALS | AASHTO | AASHTO T 259 | Standard Method of Test for Resistance of Concrete to Chloride Ion Penetration | 2002; R 2017
2599 | 07 19 00 | WATER REPELLENTS | 08/23 | AMERICAN ASSOCIATION OF STATE HIGHWAY AND TRANSPORTATION OFFICIALS | AASHTO | AASHTO T 260 | Standard Method of Test for Sampling and Testing for Chloride Ion in Concrete and Concrete Raw Materials | 2021
2600 | 07 19 00 | WATER REPELLENTS | 08/23 | ASTM INTERNATIONAL | ASTM | ASTM C140/C140M | Standard Test Methods for Sampling and Testing Concrete Masonry Units and Related Units | 2023a
2601 | 07 19 00 | WATER REPELLENTS | 08/23 | ASTM INTERNATIONAL | ASTM | ASTM C642 | Standard Test Method for Density, Absorption, and Voids in Hardened Concrete | 2021
2602 | 07 19 00 | WATER REPELLENTS | 08/23 | ASTM INTERNATIONAL | ASTM | ASTM D1653 | Standard Test Methods for Water Vapor Transmission of Organic Coating Films | 2013; R 2021
2603 | 07 19 00 | WATER REPELLENTS | 08/23 | ASTM INTERNATIONAL | ASTM | ASTM D2369 | Standard Test Method for Volatile Content of Coatings | 2020
2604 | 07 19 00 | WATER REPELLENTS | 08/23 | ASTM INTERNATIONAL | ASTM | ASTM D3278 | Standard Test Methods for Flash Point of Liquids by Small Scale Closed-Cup Apparatus | 2021
2605 | 07 19 00 | WATER REPELLENTS | 08/23 | ASTM INTERNATIONAL | ASTM | ASTM E96/E96M | Standard Test Methods for Gravimetric Determination of Water Vapor Transmission Rate of Materials | 2024
2606 | 07 19 00 | WATER REPELLENTS | 08/23 | ASTM INTERNATIONAL | ASTM | ASTM E514/E514M | Standard Test Method for Water Penetration and Leakage Through Masonry | 2020
2607 | 07 19 00 | WATER REPELLENTS | 08/23 | ASTM INTERNATIONAL | ASTM | ASTM G154 | Standard Practice for Operating Fluorescent Ultraviolet (UV) Lamp Apparatus for Exposure of Materials | 2023
2608 | 07 19 00 | WATER REPELLENTS | 08/23 | U.S. NATIONAL ARCHIVES AND RECORDS ADMINISTRATION | NARA | 29 CFR 1910.1000 | Air Contaminants
2609 | 07 21 13 | BOARD AND BLOCK INSULATION | 08/23 | ASTM INTERNATIONAL | ASTM | ASTM C165 | Standard Test Method for Measuring Compressive Properties of Thermal Insulations | 2023
2610 | 07 21 13 | BOARD AND BLOCK INSULATION | 08/23 | ASTM INTERNATIONAL | ASTM | ASTM C203 | Standard Test Methods for Breaking Load and Flexural Properties of Block-type Thermal Insulation | 2005a; R 2017
2611 | 07 21 13 | BOARD AND BLOCK INSULATION | 08/23 | ASTM INTERNATIONAL | ASTM | ASTM C272/C272M | Standard Test Method for Water Absorption of Core Materials for Sandwich Constructions | 2018
2612 | 07 21 13 | BOARD AND BLOCK INSULATION | 08/23 | ASTM INTERNATIONAL | ASTM | ASTM C553 | Standard Specification for Mineral Fiber Blanket Thermal Insulation for Commercial and Industrial Applications | 2013; R 2019
2613 | 07 21 13 | BOARD AND BLOCK INSULATION | 08/23 | ASTM INTERNATIONAL | ASTM | ASTM C578 | Standard Specification for Rigid, Cellular Polystyrene Thermal Insulation | 2023
2614 | 07 21 13 | BOARD AND BLOCK INSULATION | 08/23 | ASTM INTERNATIONAL | ASTM | ASTM C591 | Standard Specification for Unfaced Preformed Rigid Cellular Polyisocyanurate Thermal Insulation | 2022
2615 | 07 21 13 | BOARD AND BLOCK INSULATION | 08/23 | ASTM INTERNATIONAL | ASTM | ASTM C612 | Standard Specification for Mineral Fiber Block and Board Thermal Insulation | 2014; R 2019
2616 | 07 21 13 | BOARD AND BLOCK INSULATION | 08/23 | ASTM INTERNATIONAL | ASTM | ASTM C930 | Standard Classification of Potential Health and Safety Concerns Associated with Thermal Insulation Materials and Accessories | 2019
2617 | 07 21 13 | BOARD AND BLOCK INSULATION | 08/23 | ASTM INTERNATIONAL | ASTM | ASTM C1289 | Standard Specification for Faced Rigid Cellular Polyisocyanurate Thermal Insulation Board | 2023a
2618 | 07 21 13 | BOARD AND BLOCK INSULATION | 08/23 | ASTM INTERNATIONAL | ASTM | ASTM C1902 | Standard Specification for Cellular Glass Insulation Used in Building and Roof Applications | 2022
2619 | 07 21 13 | BOARD AND BLOCK INSULATION | 08/23 | ASTM INTERNATIONAL | ASTM | ASTM D1621 | Standard Test Method for Compressive Properties of Rigid Cellular Plastics | 2016
2620 | 07 21 13 | BOARD AND BLOCK INSULATION | 08/23 | ASTM INTERNATIONAL | ASTM | ASTM D3833/D3833M | Standard Test Method for Water Vapor Transmission of Pressure-Sensitive Tapes | 1996; R 2019
2621 | 07 21 13 | BOARD AND BLOCK INSULATION | 08/23 | ASTM INTERNATIONAL | ASTM | ASTM D4397 | Standard Specification for Polyethylene Sheeting for Construction, Industrial, and Agricultural Applications | 2016
2622 | 07 21 13 | BOARD AND BLOCK INSULATION | 08/23 | ASTM INTERNATIONAL | ASTM | ASTM E84 | Standard Test Method for Surface Burning Characteristics of Building Materials | 2023
2623 | 07 21 13 | BOARD AND BLOCK INSULATION | 08/23 | ASTM INTERNATIONAL | ASTM | ASTM E96/E96M | Standard Test Methods for Gravimetric Determination of Water Vapor Transmission Rate of Materials | 2024
2624 | 07 21 13 | BOARD AND BLOCK INSULATION | 08/23 | ASTM INTERNATIONAL | ASTM | ASTM E136 | Standard Test Method for Assessing Combustibility of Materials Using a Vertical Tube Furnace at 750 Degrees C | 2024b
2625 | 07 21 13 | BOARD AND BLOCK INSULATION | 08/23 | ASTM INTERNATIONAL | ASTM | ASTM E154/E154M | Standard Test Methods for Water Vapor Retarders Used in Contact with Earth Under Concrete Slabs, on Walls, or as Ground Cover | 2008a; R 2019
2626 | 07 21 13 | BOARD AND BLOCK INSULATION | 08/23 | INTERNATIONAL CODE COUNCIL | ICC | ICC IBC | International Building Code | 2024
2627 | 07 21 13 | BOARD AND BLOCK INSULATION | 08/23 | NATIONAL FIRE PROTECTION ASSOCIATION | NFPA | NFPA 31 | Standard for the Installation of Oil-Burning Equipment | 2024; TIA 23-1
2628 | 07 21 13 | BOARD AND BLOCK INSULATION | 08/23 | NATIONAL FIRE PROTECTION ASSOCIATION | NFPA | NFPA 54 | National Fuel Gas Code | 2024
2629 | 07 21 13 | BOARD AND BLOCK INSULATION | 08/23 | NATIONAL FIRE PROTECTION ASSOCIATION | NFPA | NFPA 70 | National Electrical Code | 2023
2630 | 07 21 13 | BOARD AND BLOCK INSULATION | 08/23 | NATIONAL FIRE PROTECTION ASSOCIATION | NFPA | NFPA 211 | Standard for Chimneys, Fireplaces, Vents, and Solid Fuel-Burning Appliances | 2019
2631 | 07 21 13 | BOARD AND BLOCK INSULATION | 08/23 | SCIENTIFIC CERTIFICATION SYSTEMS | SCS | SCS | SCS Global Services (SCS) Indoor Advantage
2632 | 07 21 13 | BOARD AND BLOCK INSULATION | 08/23 | TECHNICAL ASSOCIATION OF THE PULP AND PAPER INDUSTRY | TAPPI | TAPPI T803 OM | Puncture Test of Container Board | 2010
2633 | 07 21 13 | BOARD AND BLOCK INSULATION | 08/23 | U.S. DEPARTMENT OF ENERGY | DOE | Energy Star | Energy Star Energy Efficiency Labeling System (FEMP) | 1992; R 2006
2634 | 07 21 13 | BOARD AND BLOCK INSULATION | 08/23 | U.S. NATIONAL ARCHIVES AND RECORDS ADMINISTRATION | NARA | 29 CFR 1910.134 | Respiratory Protection
2635 | 07 21 13 | BOARD AND BLOCK INSULATION | 08/23 | UNDERWRITERS LABORATORIES | UL | UL 2818 | GREENGUARD Certification Program For Chemical Emissions For Building Materials, Finishes And Furnishings | 2022
2636 | 07 21 16 | MINERAL FIBER BLANKET INSULATION | 08/23 | ASTM INTERNATIONAL | ASTM | ASTM C665 | Standard Specification for Mineral-Fiber Blanket Thermal Insulation for Light Frame Construction and Manufactured Housing | 2023
2637 | 07 21 16 | MINERAL FIBER BLANKET INSULATION | 08/23 | ASTM INTERNATIONAL | ASTM | ASTM C930 | Standard Classification of Potential Health and Safety Concerns Associated with Thermal Insulation Materials and Accessories | 2019
2638 | 07 21 16 | MINERAL FIBER BLANKET INSULATION | 08/23 | ASTM INTERNATIONAL | ASTM | ASTM D3575 | Standard Test Methods for Flexible Cellular Materials Made from Olefin Polymers | 2020
2639 | 07 21 16 | MINERAL FIBER BLANKET INSULATION | 08/23 | ASTM INTERNATIONAL | ASTM | ASTM D3833/D3833M | Standard Test Method for Water Vapor Transmission of Pressure-Sensitive Tapes | 1996; R 2019
2640 | 07 21 16 | MINERAL FIBER BLANKET INSULATION | 08/23 | ASTM INTERNATIONAL | ASTM | ASTM D4397 | Standard Specification for Polyethylene Sheeting for Construction, Industrial, and Agricultural Applications | 2016
2641 | 07 21 16 | MINERAL FIBER BLANKET INSULATION | 08/23 | ASTM INTERNATIONAL | ASTM | ASTM D5359 | Standard Specification for Glass Cullet Recovered from Waste for Use in Manufacture of Glass Fiber | 1998; R 2021
2642 | 07 21 16 | MINERAL FIBER BLANKET INSULATION | 08/23 | ASTM INTERNATIONAL | ASTM | ASTM E84 | Standard Test Method for Surface Burning Characteristics of Building Materials | 2023
2643 | 07 21 16 | MINERAL FIBER BLANKET INSULATION | 08/23 | ASTM INTERNATIONAL | ASTM | ASTM E96/E96M | Standard Test Methods for Gravimetric Determination of Water Vapor Transmission Rate of Materials | 2024
2644 | 07 21 16 | MINERAL FIBER BLANKET INSULATION | 08/23 | ASTM INTERNATIONAL | ASTM | ASTM E136 | Standard Test Method for Assessing Combustibility of Materials Using a Vertical Tube Furnace at 750 Degrees C | 2024b
2645 | 07 21 16 | MINERAL FIBER BLANKET INSULATION | 08/23 | CALIFORNIA DEPARTMENT OF PUBLIC HEALTH | CDPH | CDPH SECTION 01350 | Standard Method for the Testing and Evaluation of Volatile Organic Chemical Emissions from Indoor Sources using Environmental Chambers | 2017; Version 1.2
2646 | 07 21 16 | MINERAL FIBER BLANKET INSULATION | 08/23 | GREEN SEAL | GS | GS-36 | Adhesives for Commercial Use | 2013
2647 | 07 21 16 | MINERAL FIBER BLANKET INSULATION | 08/23 | NATIONAL FIRE PROTECTION ASSOCIATION | NFPA | NFPA 31 | Standard for the Installation of Oil-Burning Equipment | 2024; TIA 23-1
2648 | 07 21 16 | MINERAL FIBER BLANKET INSULATION | 08/23 | NATIONAL FIRE PROTECTION ASSOCIATION | NFPA | NFPA 54 | National Fuel Gas Code | 2024
2649 | 07 21 16 | MINERAL FIBER BLANKET INSULATION | 08/23 | NATIONAL FIRE PROTECTION ASSOCIATION | NFPA | NFPA 70 | National Electrical Code | 2023
2650 | 07 21 16 | MINERAL FIBER BLANKET INSULATION | 08/23 | NATIONAL FIRE PROTECTION ASSOCIATION | NFPA | NFPA 211 | Standard for Chimneys, Fireplaces, Vents, and Solid Fuel-Burning Appliances | 2019
2651 | 07 21 16 | MINERAL FIBER BLANKET INSULATION | 08/23 | SCIENTIFIC CERTIFICATION SYSTEMS | SCS | SCS | SCS Global Services (SCS) Indoor Advantage
2652 | 07 21 16 | MINERAL FIBER BLANKET INSULATION | 08/23 | SOUTH COAST AIR QUALITY MANAGEMENT DISTRICT | SCAQMD | SCAQMD Rule 1168 | Adhesive and Sealant Applications | 2022
2653 | 07 21 16 | MINERAL FIBER BLANKET INSULATION | 08/23 | TECHNICAL ASSOCIATION OF THE PULP AND PAPER INDUSTRY | TAPPI | TAPPI T803 OM | Puncture Test of Container Board | 2010
2654 | 07 21 16 | MINERAL FIBER BLANKET INSULATION | 08/23 | U.S. DEPARTMENT OF ENERGY | DOE | Energy Star | Energy Star Energy Efficiency Labeling System (FEMP) | 1992; R 2006
2655 | 07 21 16 | MINERAL FIBER BLANKET INSULATION | 08/23 | U.S. NATIONAL ARCHIVES AND RECORDS ADMINISTRATION | NARA | 29 CFR 1910.134 | Respiratory Protection
2656 | 07 21 16 | MINERAL FIBER BLANKET INSULATION | 08/23 | UNDERWRITERS LABORATORIES | UL | UL 2818 | GREENGUARD Certification Program For Chemical Emissions For Building Materials, Finishes And Furnishings | 2022
2657 | 07 21 23 | LOOSE FILL THERMAL INSULATION | 08/23 | ASTM INTERNATIONAL | ASTM | ASTM C516 | Standard Specification for Vermiculite Loose Fill Thermal Insulation | 2019
2658 | 07 21 23 | LOOSE FILL THERMAL INSULATION | 08/23 | ASTM INTERNATIONAL | ASTM | ASTM C549 | Standard Specification for Perlite Loose Fill Insulation | 2023
2659 | 07 21 23 | LOOSE FILL THERMAL INSULATION | 08/23 | ASTM INTERNATIONAL | ASTM | ASTM C665 | Standard Specification for Mineral-Fiber Blanket Thermal Insulation for Light Frame Construction and Manufactured Housing | 2023
2660 | 07 21 23 | LOOSE FILL THERMAL INSULATION | 08/23 | ASTM INTERNATIONAL | ASTM | ASTM C739 | Standard Specification for Cellulosic Fiber Loose-Fill Thermal Insulation | 2024
2661 | 07 21 23 | LOOSE FILL THERMAL INSULATION | 08/23 | ASTM INTERNATIONAL | ASTM | ASTM C764 | Standard Specification for Mineral Fiber Loose-Fill Thermal Insulation | 2019
2662 | 07 21 23 | LOOSE FILL THERMAL INSULATION | 08/23 | ASTM INTERNATIONAL | ASTM | ASTM C930 | Standard Classification of Potential Health and Safety Concerns Associated with Thermal Insulation Materials and Accessories | 2019
2663 | 07 21 23 | LOOSE FILL THERMAL INSULATION | 08/23 | ASTM INTERNATIONAL | ASTM | ASTM C1015 | Standard Practice for Installation of Cellulosic and Mineral Fiber Loose-Fill Thermal Insulation | 2017
2664 | 07 21 23 | LOOSE FILL THERMAL INSULATION | 08/23 | ASTM INTERNATIONAL | ASTM | ASTM D3575 | Standard Test Methods for Flexible Cellular Materials Made from Olefin Polymers | 2020
2665 | 07 21 23 | LOOSE FILL THERMAL INSULATION | 08/23 | ASTM INTERNATIONAL | ASTM | ASTM D3833/D3833M | Standard Test Method for Water Vapor Transmission of Pressure-Sensitive Tapes | 1996; R 2019
2666 | 07 21 23 | LOOSE FILL THERMAL INSULATION | 08/23 | ASTM INTERNATIONAL | ASTM | ASTM D4397 | Standard Specification for Polyethylene Sheeting for Construction, Industrial, and Agricultural Applications | 2016
2667 | 07 21 23 | LOOSE FILL THERMAL INSULATION | 08/23 | ASTM INTERNATIONAL | ASTM | ASTM E84 | Standard Test Method for Surface Burning Characteristics of Building Materials | 2023
2668 | 07 21 23 | LOOSE FILL THERMAL INSULATION | 08/23 | ASTM INTERNATIONAL | ASTM | ASTM E96/E96M | Standard Test Methods for Gravimetric Determination of Water Vapor Transmission Rate of Materials | 2024
2669 | 07 21 23 | LOOSE FILL THERMAL INSULATION | 08/23 | ASTM INTERNATIONAL | ASTM | ASTM E136 | Standard Test Method for Assessing Combustibility of Materials Using a Vertical Tube Furnace at 750 Degrees C | 2024b
2670 | 07 21 23 | LOOSE FILL THERMAL INSULATION | 08/23 | NATIONAL FIRE PROTECTION ASSOCIATION | NFPA | NFPA 31 | Standard for the Installation of Oil-Burning Equipment | 2024; TIA 23-1
2671 | 07 21 23 | LOOSE FILL THERMAL INSULATION | 08/23 | NATIONAL FIRE PROTECTION ASSOCIATION | NFPA | NFPA 54 | National Fuel Gas Code | 2024
2672 | 07 21 23 | LOOSE FILL THERMAL INSULATION | 08/23 | NATIONAL FIRE PROTECTION ASSOCIATION | NFPA | NFPA 70 | National Electrical Code | 2023
2673 | 07 21 23 | LOOSE FILL THERMAL INSULATION | 08/23 | NATIONAL FIRE PROTECTION ASSOCIATION | NFPA | NFPA 211 | Standard for Chimneys, Fireplaces, Vents, and Solid Fuel-Burning Appliances | 2019
2674 | 07 21 23 | LOOSE FILL THERMAL INSULATION | 08/23 | SCIENTIFIC CERTIFICATION SYSTEMS | SCS | SCS | SCS Global Services (SCS) Indoor Advantage
2675 | 07 21 23 | LOOSE FILL THERMAL INSULATION | 08/23 | TECHNICAL ASSOCIATION OF THE PULP AND PAPER INDUSTRY | TAPPI | TAPPI T803 OM | Puncture Test of Container Board | 2010
2676 | 07 21 23 | LOOSE FILL THERMAL INSULATION | 08/23 | U.S. NATIONAL ARCHIVES AND RECORDS ADMINISTRATION | NARA | 16 CFR 1209 | Interim Safety Standard for Cellulose Insulation
2677 | 07 21 23 | LOOSE FILL THERMAL INSULATION | 08/23 | U.S. NATIONAL ARCHIVES AND RECORDS ADMINISTRATION | NARA | 16 CFR 1404.4 | Requirements to Provide Performance and Technical Data by Labeling - Notice to Purchasers
2678 | 07 21 23 | LOOSE FILL THERMAL INSULATION | 08/23 | U.S. NATIONAL ARCHIVES AND RECORDS ADMINISTRATION | NARA | 29 CFR 1910.134 | Respiratory Protection
2679 | 07 21 23 | LOOSE FILL THERMAL INSULATION | 08/23 | UNDERWRITERS LABORATORIES | UL | UL 2818 | GREENGUARD Certification Program For Chemical Emissions For Building Materials, Finishes And Furnishings | 2022
2680 | 07 22 00 | ROOF AND DECK INSULATION | 08/23 | AMERICAN SOCIETY OF CIVIL ENGINEERS | ASCE | ASCE 7 | Minimum Design Loads for Buildings and Other Structures | 2017
2681 | 07 22 00 | ROOF AND DECK INSULATION | 08/23 | ASTM INTERNATIONAL | ASTM | ASTM C208 | Standard Specification for Cellulosic Fiber Insulating Board | 2022
2682 | 07 22 00 | ROOF AND DECK INSULATION | 08/23 | ASTM INTERNATIONAL | ASTM | ASTM C578 | Standard Specification for Rigid, Cellular Polystyrene Thermal Insulation | 2023
2683 | 07 22 00 | ROOF AND DECK INSULATION | 08/23 | ASTM INTERNATIONAL | ASTM | ASTM C728 | Standard Specification for Perlite Thermal Insulation Board | 2017a; R 2022
2684 | 07 22 00 | ROOF AND DECK INSULATION | 08/23 | ASTM INTERNATIONAL | ASTM | ASTM C1177/C1177M | Standard Specification for Glass Mat Gypsum Substrate for Use as Sheathing | 2024
2685 | 07 22 00 | ROOF AND DECK INSULATION | 08/23 | ASTM INTERNATIONAL | ASTM | ASTM C1278/C1278M | Standard Specification for Fiber-Reinforced Gypsum Panel | 2024
2686 | 07 22 00 | ROOF AND DECK INSULATION | 08/23 | ASTM INTERNATIONAL | ASTM | ASTM C1289 | Standard Specification for Faced Rigid Cellular Polyisocyanurate Thermal Insulation Board | 2023a
2687 | 07 22 00 | ROOF AND DECK INSULATION | 08/23 | ASTM INTERNATIONAL | ASTM | ASTM C1902 | Standard Specification for Cellular Glass Insulation Used in Building and Roof Applications | 2022
2688 | 07 22 00 | ROOF AND DECK INSULATION | 08/23 | ASTM INTERNATIONAL | ASTM | ASTM D41/D41M | Standard Specification for Asphalt Primer Used in Roofing, Dampproofing, and Waterproofing | 2011; R 2016
2689 | 07 22 00 | ROOF AND DECK INSULATION | 08/23 | ASTM INTERNATIONAL | ASTM | ASTM D226/D226M | Standard Specification for Asphalt-Saturated Organic Felt Used in Roofing and Waterproofing | 2017
2690 | 07 22 00 | ROOF AND DECK INSULATION | 08/23 | ASTM INTERNATIONAL | ASTM | ASTM D312/D312M | Standard Specification for Asphalt Used in Roofing | 2016a
2691 | 07 22 00 | ROOF AND DECK INSULATION | 08/23 | ASTM INTERNATIONAL | ASTM | ASTM D2178/D2178M | Standard Specification for Asphalt Glass Felt Used in Roofing and Waterproofing | 2015a; R 2021
2692 | 07 22 00 | ROOF AND DECK INSULATION | 08/23 | ASTM INTERNATIONAL | ASTM | ASTM D4263 | Standard Test Method for Indicating Moisture in Concrete by the Plastic Sheet Method | 1983; R 2018
2693 | 07 22 00 | ROOF AND DECK INSULATION | 08/23 | ASTM INTERNATIONAL | ASTM | ASTM D4586/D4586M | Asphalt Roof Cement, Asbestos-Free | 2007; R 2018
2694 | 07 22 00 | ROOF AND DECK INSULATION | 08/23 | ASTM INTERNATIONAL | ASTM | ASTM D4601/D4601M | Standard Specification for Asphalt-Coated Glass Fiber Base Sheet Used in Roofing | 2004; R 2020
2695 | 07 22 00 | ROOF AND DECK INSULATION | 08/23 | ASTM INTERNATIONAL | ASTM | ASTM D4897/D4897M | Standard Specification for Asphalt-Coated Glass-Fiber Venting Base Sheet Used in Roofing | 2016
2696 | 07 22 00 | ROOF AND DECK INSULATION | 08/23 | ASTM INTERNATIONAL | ASTM | ASTM E84 | Standard Test Method for Surface Burning Characteristics of Building Materials | 2023
2697 | 07 22 00 | ROOF AND DECK INSULATION | 08/23 | FM GLOBAL | FM | FM 4450 | Approval Standard for Class 1 Insulated Steel Deck Roofs | 1989
2698 | 07 22 00 | ROOF AND DECK INSULATION | 08/23 | FM GLOBAL | FM | FM 4470 | Single-Ply, Polymer-Modified Bitumen Sheet, Built-up Roof (BUR), and Liquid Applied Roof Assemblies for Use in Class 1 and Noncombustible Roof Deck Construction | 2022
2699 | 07 22 00 | ROOF AND DECK INSULATION | 08/23 | FM GLOBAL | FM | FM APP GUIDE | Approval Guide https://www.approvalguide.com/ | updated on-line
2700 | 07 22 00 | ROOF AND DECK INSULATION | 08/23 | INTERNATIONAL CODE COUNCIL | ICC | ICC IBC | International Building Code | 2024
2701 | 07 22 00 | ROOF AND DECK INSULATION | 08/23 | NATIONAL FIRE PROTECTION ASSOCIATION | NFPA | NFPA 1 | Fire Code | 2021
2702 | 07 22 00 | ROOF AND DECK INSULATION | 08/23 | SCIENTIFIC CERTIFICATION SYSTEMS | SCS | SCS | SCS Global Services (SCS) Indoor Advantage
2703 | 07 22 00 | ROOF AND DECK INSULATION | 08/23 | UNDERWRITERS LABORATORIES | UL | UL 1256 | Fire Test of Roof Deck Constructions | 2023
2704 | 07 22 00 | ROOF AND DECK INSULATION | 08/23 | UNDERWRITERS LABORATORIES | UL | UL 2818 | GREENGUARD Certification Program For Chemical Emissions For Building Materials, Finishes And Furnishings | 2022
2705 | 07 24 00 | EXTERIOR INSULATION AND FINISH SYSTEMS | 08/23 | ASTM INTERNATIONAL | ASTM | ASTM B117 | Standard Practice for Operating Salt Spray (Fog) Apparatus | 2019
2706 | 07 24 00 | EXTERIOR INSULATION AND FINISH SYSTEMS | 08/23 | ASTM INTERNATIONAL | ASTM | ASTM C67/C67M | Standard Test Methods for Sampling and Testing Brick and Structural Clay Tile | 2023a
2707 | 07 24 00 | EXTERIOR INSULATION AND FINISH SYSTEMS | 08/23 | ASTM INTERNATIONAL | ASTM | ASTM C150/C150M | Standard Specification for Portland Cement | 2022
2708 | 07 24 00 | EXTERIOR INSULATION AND FINISH SYSTEMS | 08/23 | ASTM INTERNATIONAL | ASTM | ASTM C473 | Standard Test Methods for Physical Testing of Gypsum Panel Products | 2019
2709 | 07 24 00 | EXTERIOR INSULATION AND FINISH SYSTEMS | 08/23 | ASTM INTERNATIONAL | ASTM | ASTM C578 | Standard Specification for Rigid, Cellular Polystyrene Thermal Insulation | 2023
2710 | 07 24 00 | EXTERIOR INSULATION AND FINISH SYSTEMS | 08/23 | ASTM INTERNATIONAL | ASTM | ASTM C847 | Standard Specification for Metal Lath | 2014a
2711 | 07 24 00 | EXTERIOR INSULATION AND FINISH SYSTEMS | 08/23 | ASTM INTERNATIONAL | ASTM | ASTM C920 | Standard Specification for Elastomeric Joint Sealants | 2018
2712 | 07 24 00 | EXTERIOR INSULATION AND FINISH SYSTEMS | 08/23 | ASTM INTERNATIONAL | ASTM | ASTM C1177/C1177M | Standard Specification for Glass Mat Gypsum Substrate for Use as Sheathing | 2024
2713 | 07 24 00 | EXTERIOR INSULATION AND FINISH SYSTEMS | 08/23 | ASTM INTERNATIONAL | ASTM | ASTM C1186 | Standard Specification for Flat Fiber-Cement Sheets | 2022; E 2023
2714 | 07 24 00 | EXTERIOR INSULATION AND FINISH SYSTEMS | 08/23 | ASTM INTERNATIONAL | ASTM | ASTM C1278/C1278M | Standard Specification for Fiber-Reinforced Gypsum Panel | 2024
2715 | 07 24 00 | EXTERIOR INSULATION AND FINISH SYSTEMS | 08/23 | ASTM INTERNATIONAL | ASTM | ASTM C1325 | Standard Specification for Fiber-Mat Reinforced Cementitious Backer Units | 2022; E 2023
2716 | 07 24 00 | EXTERIOR INSULATION AND FINISH SYSTEMS | 08/23 | ASTM INTERNATIONAL | ASTM | ASTM D968 | Standard Test Methods for Abrasion Resistance of Organic Coatings by Falling Abrasive | 2022
2717 | 07 24 00 | EXTERIOR INSULATION AND FINISH SYSTEMS | 08/23 | ASTM INTERNATIONAL | ASTM | ASTM D2247 | Standard Practice for Testing Water Resistance of Coatings in 100?Percent Relative Humidity | 2015; R 2020
2718 | 07 24 00 | EXTERIOR INSULATION AND FINISH SYSTEMS | 08/23 | ASTM INTERNATIONAL | ASTM | ASTM D3273 | Standard Test Method for Resistance to Growth of Mold on the Surface of Interior Coatings in an Environmental Chamber | 2021
2719 | 07 24 00 | EXTERIOR INSULATION AND FINISH SYSTEMS | 08/23 | ASTM INTERNATIONAL | ASTM | ASTM E84 | Standard Test Method for Surface Burning Characteristics of Building Materials | 2023
2720 | 07 24 00 | EXTERIOR INSULATION AND FINISH SYSTEMS | 08/23 | ASTM INTERNATIONAL | ASTM | ASTM E136 | Standard Test Method for Assessing Combustibility of Materials Using a Vertical Tube Furnace at 750 Degrees C | 2024b
2721 | 07 24 00 | EXTERIOR INSULATION AND FINISH SYSTEMS | 08/23 | ASTM INTERNATIONAL | ASTM | ASTM E330/E330M | Standard Test Method for Structural Performance of Exterior Windows, Doors, Skylights and Curtain Walls by Uniform Static Air Pressure Difference | 2014; R 2021
2722 | 07 24 00 | EXTERIOR INSULATION AND FINISH SYSTEMS | 08/23 | ASTM INTERNATIONAL | ASTM | ASTM E331 | Standard Test Method for Water Penetration of Exterior Windows, Skylights, Doors, and Curtain Walls by Uniform Static Air Pressure Difference | 2000; R 2023
2723 | 07 24 00 | EXTERIOR INSULATION AND FINISH SYSTEMS | 08/23 | ASTM INTERNATIONAL | ASTM | ASTM E695 | Standard Test Method of Measuring Relative Resistance of Wall, Floor, and Roof Construction to Impact Loading | 2022
2724 | 07 24 00 | EXTERIOR INSULATION AND FINISH SYSTEMS | 08/23 | ASTM INTERNATIONAL | ASTM | ASTM E2098/E2098M | Standard Test Method for Determining Tensile Breaking Strength of Glass Fiber Reinforcing Mesh for Use in Class PB Exterior Insulation and Finish Systems (EIFS), after Exposure to a Sodium Hydroxide Solution | 2013; R 2023
2725 | 07 24 00 | EXTERIOR INSULATION AND FINISH SYSTEMS | 08/23 | ASTM INTERNATIONAL | ASTM | ASTM E2486/E2486M | Standard Test Method for Impact Resistance of Class PB and PI Exterior Insulation and Finish Systems (EIFS) | 2022
2726 | 07 24 00 | EXTERIOR INSULATION AND FINISH SYSTEMS | 08/23 | ASTM INTERNATIONAL | ASTM | ASTM E2570/E2570M | Standard Test Methods for Evaluating Water-Resistive Barrier (WRB) Coatings Used under Exterior Insulation and Finish Systems (EIFS) or EIFS with Drainage | 2007; R 2019
2727 | 07 24 00 | EXTERIOR INSULATION AND FINISH SYSTEMS | 08/23 | ASTM INTERNATIONAL | ASTM | ASTM G153 | Standard Practice for Operating Enclosed Carbon Arc Light Apparatus for Exposure of Nonmetallic Materials | 2013; R 2021
2728 | 07 24 00 | EXTERIOR INSULATION AND FINISH SYSTEMS | 08/23 | INTERNATIONAL CODE COUNCIL | ICC | ICC IBC | International Building Code | 2024
2729 | 07 24 00 | EXTERIOR INSULATION AND FINISH SYSTEMS | 08/23 | NATIONAL FIRE PROTECTION ASSOCIATION | NFPA | NFPA 268 | Standard Test Method for Determining Ignitability of Exterior Wall Assemblies Using a Radiant Heat Energy Source | 2022
2730 | 07 24 00 | EXTERIOR INSULATION AND FINISH SYSTEMS | 08/23 | NATIONAL FIRE PROTECTION ASSOCIATION | NFPA | NFPA 285 | Standard Fire Test Method for Evaluation of Fire Propagation Characteristics of Exterior Wall Assemblies Containing Combustible Components | 2023
2731 | 07 27 10 | BUILDING AIR BARRIER SYSTEM | 08/23 | ASTM INTERNATIONAL | ASTM | ASTM D4541 | Standard Test Method for Pull-Off Strength of Coatings Using Portable Adhesion Testers | 2022
2732 | 07 27 10 | BUILDING AIR BARRIER SYSTEM | 08/23 | ASTM INTERNATIONAL | ASTM | ASTM E96/E96M | Standard Test Methods for Gravimetric Determination of Water Vapor Transmission Rate of Materials | 2024
2733 | 07 27 10 | BUILDING AIR BARRIER SYSTEM | 08/23 | ASTM INTERNATIONAL | ASTM | ASTM E2178 | Standard Test Method for Determining Air Leakage Rate and Calculation of Air Permeance of Building Materials | 2021a
2734 | 07 27 10 | BUILDING AIR BARRIER SYSTEM | 08/23 | ASTM INTERNATIONAL | ASTM | ASTM E2357 | Standard Test Method for Determining Air Leakage Rate of Air Barrier Assemblies | 2018
2735 | 07 27 10 | BUILDING AIR BARRIER SYSTEM | 08/23 | NATIONAL FIRE PROTECTION ASSOCIATION | NFPA | NFPA 285 | Standard Fire Test Method for Evaluation of Fire Propagation Characteristics of Exterior Wall Assemblies Containing Combustible Components | 2023
2736 | 07 27 19.01 | SELF-ADHERING AIR BARRIERS | 08/23, CHG 1: 08/24 | AIR BARRIER ASSOCIATION OF AMERICA | ABAA | ABAA Accreditation | Accreditation
2737 | 07 27 19.01 | SELF-ADHERING AIR BARRIERS | 08/23, CHG 1: 08/24 | AIR BARRIER ASSOCIATION OF AMERICA | ABAA | ABAA QAP | Quality Assurance Program
2738 | 07 27 19.01 | SELF-ADHERING AIR BARRIERS | 08/23, CHG 1: 08/24 | ASTM INTERNATIONAL | ASTM | ASTM D146/D146M | Sampling and Testing Bitumen-Saturated Felts and Woven Fabrics for Roofing and Waterproofing | 2004; E 2012; R 2012
2739 | 07 27 19.01 | SELF-ADHERING AIR BARRIERS | 08/23, CHG 1: 08/24 | ASTM INTERNATIONAL | ASTM | ASTM D412 | Standard Test Methods for Vulcanized Rubber and Thermoplastic Elastomers - Tension | 2016; R 2021
2740 | 07 27 19.01 | SELF-ADHERING AIR BARRIERS | 08/23, CHG 1: 08/24 | ASTM INTERNATIONAL | ASTM | ASTM D570 | Standard Test Method for Water Absorption of Plastics | 1998; E 2010; R 2010
2741 | 07 27 19.01 | SELF-ADHERING AIR BARRIERS | 08/23, CHG 1: 08/24 | ASTM INTERNATIONAL | ASTM | ASTM D903 | Standard Test Method for Peel or Stripping Strength of Adhesive Bonds | 1998; R 2017
2742 | 07 27 19.01 | SELF-ADHERING AIR BARRIERS | 08/23, CHG 1: 08/24 | ASTM INTERNATIONAL | ASTM | ASTM D1876 | Standard Test Method for Peel Resistance of Adhesives (T-Peel Test) | 2008; R 2015; E 2015
2743 | 07 27 19.01 | SELF-ADHERING AIR BARRIERS | 08/23, CHG 1: 08/24 | ASTM INTERNATIONAL | ASTM | ASTM D4263 | Standard Test Method for Indicating Moisture in Concrete by the Plastic Sheet Method | 1983; R 2018
2744 | 07 27 19.01 | SELF-ADHERING AIR BARRIERS | 08/23, CHG 1: 08/24 | ASTM INTERNATIONAL | ASTM | ASTM D4541 | Standard Test Method for Pull-Off Strength of Coatings Using Portable Adhesion Testers | 2022
2745 | 07 27 19.01 | SELF-ADHERING AIR BARRIERS | 08/23, CHG 1: 08/24 | ASTM INTERNATIONAL | ASTM | ASTM E96/E96M | Standard Test Methods for Gravimetric Determination of Water Vapor Transmission Rate of Materials | 2024
2746 | 07 27 19.01 | SELF-ADHERING AIR BARRIERS | 08/23, CHG 1: 08/24 | ASTM INTERNATIONAL | ASTM | ASTM E154/E154M | Standard Test Methods for Water Vapor Retarders Used in Contact with Earth Under Concrete Slabs, on Walls, or as Ground Cover | 2008a; R 2019
2747 | 07 27 19.01 | SELF-ADHERING AIR BARRIERS | 08/23, CHG 1: 08/24 | ASTM INTERNATIONAL | ASTM | ASTM E283/E283M | Standard Test Method for Determining Rate of Air Leakage Through Exterior Windows, Skylights, Curtain Walls, and Doors Under Specified Pressure Differences Across the Specimen | 2019
2748 | 07 27 19.01 | SELF-ADHERING AIR BARRIERS | 08/23, CHG 1: 08/24 | ASTM INTERNATIONAL | ASTM | ASTM E331 | Standard Test Method for Water Penetration of Exterior Windows, Skylights, Doors, and Curtain Walls by Uniform Static Air Pressure Difference | 2000; R 2023
2749 | 07 27 19.01 | SELF-ADHERING AIR BARRIERS | 08/23, CHG 1: 08/24 | ASTM INTERNATIONAL | ASTM | ASTM E2178 | Standard Test Method for Determining Air Leakage Rate and Calculation of Air Permeance of Building Materials | 2021a
2750 | 07 27 19.01 | SELF-ADHERING AIR BARRIERS | 08/23, CHG 1: 08/24 | ASTM INTERNATIONAL | ASTM | ASTM E2357 | Standard Test Method for Determining Air Leakage Rate of Air Barrier Assemblies | 2018
2751 | 07 27 19.01 | SELF-ADHERING AIR BARRIERS | 08/23, CHG 1: 08/24 | NATIONAL FIRE PROTECTION ASSOCIATION | NFPA | NFPA 285 | Standard Fire Test Method for Evaluation of Fire Propagation Characteristics of Exterior Wall Assemblies Containing Combustible Components | 2023
2752 | 07 27 26 | FLUID-APPLIED MEMBRANE AIR BARRIERS | 08/23 | AIR BARRIER ASSOCIATION OF AMERICA | ABAA | ABAA Accreditation | Accreditation
2753 | 07 27 26 | FLUID-APPLIED MEMBRANE AIR BARRIERS | 08/23 | AIR BARRIER ASSOCIATION OF AMERICA | ABAA | ABAA QAP | Quality Assurance Program
2754 | 07 27 26 | FLUID-APPLIED MEMBRANE AIR BARRIERS | 08/23 | ASTM INTERNATIONAL | ASTM | ASTM C1305/C1305M | Standard Test Method for Crack Bridging Ability of Liquid-Applied Waterproofing Membrane | 2016
2755 | 07 27 26 | FLUID-APPLIED MEMBRANE AIR BARRIERS | 08/23 | ASTM INTERNATIONAL | ASTM | ASTM D412 | Standard Test Methods for Vulcanized Rubber and Thermoplastic Elastomers - Tension | 2016; R 2021
2756 | 07 27 26 | FLUID-APPLIED MEMBRANE AIR BARRIERS | 08/23 | ASTM INTERNATIONAL | ASTM | ASTM D4263 | Standard Test Method for Indicating Moisture in Concrete by the Plastic Sheet Method | 1983; R 2018
2757 | 07 27 26 | FLUID-APPLIED MEMBRANE AIR BARRIERS | 08/23 | ASTM INTERNATIONAL | ASTM | ASTM D4541 | Standard Test Method for Pull-Off Strength of Coatings Using Portable Adhesion Testers | 2022
2758 | 07 27 26 | FLUID-APPLIED MEMBRANE AIR BARRIERS | 08/23 | ASTM INTERNATIONAL | ASTM | ASTM D5590 | Standard Test Method for Determining the Resistance of Paint Films and Related Coatings to Fungal Defacement by Accelerated Four-Week Agar Plate Assay | 2017; R 2021
2759 | 07 27 26 | FLUID-APPLIED MEMBRANE AIR BARRIERS | 08/23 | ASTM INTERNATIONAL | ASTM | ASTM E96/E96M | Standard Test Methods for Gravimetric Determination of Water Vapor Transmission Rate of Materials | 2024
2760 | 07 27 26 | FLUID-APPLIED MEMBRANE AIR BARRIERS | 08/23 | ASTM INTERNATIONAL | ASTM | ASTM E283/E283M | Standard Test Method for Determining Rate of Air Leakage Through Exterior Windows, Skylights, Curtain Walls, and Doors Under Specified Pressure Differences Across the Specimen | 2019
2761 | 07 27 26 | FLUID-APPLIED MEMBRANE AIR BARRIERS | 08/23 | ASTM INTERNATIONAL | ASTM | ASTM E331 | Standard Test Method for Water Penetration of Exterior Windows, Skylights, Doors, and Curtain Walls by Uniform Static Air Pressure Difference | 2000; R 2023
2762 | 07 27 26 | FLUID-APPLIED MEMBRANE AIR BARRIERS | 08/23 | ASTM INTERNATIONAL | ASTM | ASTM E2178 | Standard Test Method for Determining Air Leakage Rate and Calculation of Air Permeance of Building Materials | 2021a
2763 | 07 27 26 | FLUID-APPLIED MEMBRANE AIR BARRIERS | 08/23 | ASTM INTERNATIONAL | ASTM | ASTM E2357 | Standard Test Method for Determining Air Leakage Rate of Air Barrier Assemblies | 2018
2764 | 07 27 26 | FLUID-APPLIED MEMBRANE AIR BARRIERS | 08/23 | NATIONAL FIRE PROTECTION ASSOCIATION | NFPA | NFPA 285 | Standard Fire Test Method for Evaluation of Fire Propagation Characteristics of Exterior Wall Assemblies Containing Combustible Components | 2023
2765 | 07 27 36 | SPRAY FOAM AIR BARRIERS | 08/23 | AIR BARRIER ASSOCIATION OF AMERICA | ABAA | ABAA Accreditation | Accreditation
2766 | 07 27 36 | SPRAY FOAM AIR BARRIERS | 08/23 | AMERICAN SOCIETY OF SAFETY PROFESSIONALS | ASSP | ASSP Z9.2 | Fundamentals Governing the Design and Operation of Local Exhaust Ventilation Systems | 2018
2767 | 07 27 36 | SPRAY FOAM AIR BARRIERS | 08/23 | AMERICAN SOCIETY OF SAFETY PROFESSIONALS | ASSP | ASSP Z88.2 | American National Standard Practices for Respiratory Protection | 2015
2768 | 07 27 36 | SPRAY FOAM AIR BARRIERS | 08/23 | ASTM INTERNATIONAL | ASTM | ASTM C518 | Standard Test Method for Steady-State Thermal Transmission Properties by Means of the Heat Flow Meter Apparatus | 2021
2769 | 07 27 36 | SPRAY FOAM AIR BARRIERS | 08/23 | ASTM INTERNATIONAL | ASTM | ASTM C1029 | Standard Specification for Spray-Applied Rigid Cellular Polyurethane Thermal Insulation | 2020
2770 | 07 27 36 | SPRAY FOAM AIR BARRIERS | 08/23 | ASTM INTERNATIONAL | ASTM | ASTM C1060 | Standard Practice for Thermographic Inspection of Insulation Installations in Envelope Cavities of Frame Buildings | 2011a; R 2015
2771 | 07 27 36 | SPRAY FOAM AIR BARRIERS | 08/23 | ASTM INTERNATIONAL | ASTM | ASTM C1153 | Standard Practice for Location of Wet Insulation in Roofing Systems Using Infrared Imaging | 2023
2772 | 07 27 36 | SPRAY FOAM AIR BARRIERS | 08/23 | ASTM INTERNATIONAL | ASTM | ASTM C1303/C1303M | Standard Test Method for Predicting Long-Term Thermal Resistance of Closed-Cell Foam Insulation | 2022
2773 | 07 27 36 | SPRAY FOAM AIR BARRIERS | 08/23 | ASTM INTERNATIONAL | ASTM | ASTM C1338 | Standard Test Method for Determining Fungi Resistance of Insulation Materials and Facings | 2019
2774 | 07 27 36 | SPRAY FOAM AIR BARRIERS | 08/23 | ASTM INTERNATIONAL | ASTM | ASTM D1621 | Standard Test Method for Compressive Properties of Rigid Cellular Plastics | 2016
2775 | 07 27 36 | SPRAY FOAM AIR BARRIERS | 08/23 | ASTM INTERNATIONAL | ASTM | ASTM D1622 | Apparent Density of Rigid Cellular Plastics | 2020
2776 | 07 27 36 | SPRAY FOAM AIR BARRIERS | 08/23 | ASTM INTERNATIONAL | ASTM | ASTM D1623 | Standard Test Method for Tensile and Tensile Adhesion Properties of Rigid Cellular Plastics | 2017
2777 | 07 27 36 | SPRAY FOAM AIR BARRIERS | 08/23 | ASTM INTERNATIONAL | ASTM | ASTM D2126 | Response of Rigid Cellular Plastics to Thermal and Humid Aging | 2020
2778 | 07 27 36 | SPRAY FOAM AIR BARRIERS | 08/23 | ASTM INTERNATIONAL | ASTM | ASTM D2842 | Water Absorption of Rigid Cellular Plastics | 2019
2779 | 07 27 36 | SPRAY FOAM AIR BARRIERS | 08/23 | ASTM INTERNATIONAL | ASTM | ASTM D4541 | Standard Test Method for Pull-Off Strength of Coatings Using Portable Adhesion Testers | 2022
2780 | 07 27 36 | SPRAY FOAM AIR BARRIERS | 08/23 | ASTM INTERNATIONAL | ASTM | ASTM D6226 | Standard Test Method for Open Cell Content of Rigid Cellular Plastics | 2021
2781 | 07 27 36 | SPRAY FOAM AIR BARRIERS | 08/23 | ASTM INTERNATIONAL | ASTM | ASTM E84 | Standard Test Method for Surface Burning Characteristics of Building Materials | 2023
2782 | 07 27 36 | SPRAY FOAM AIR BARRIERS | 08/23 | ASTM INTERNATIONAL | ASTM | ASTM E96/E96M | Standard Test Methods for Gravimetric Determination of Water Vapor Transmission Rate of Materials | 2024
2783 | 07 27 36 | SPRAY FOAM AIR BARRIERS | 08/23 | ASTM INTERNATIONAL | ASTM | ASTM E119 | Standard Test Methods for Fire Tests of Building Construction and Materials | 2024
2784 | 07 27 36 | SPRAY FOAM AIR BARRIERS | 08/23 | ASTM INTERNATIONAL | ASTM | ASTM E283/E283M | Standard Test Method for Determining Rate of Air Leakage Through Exterior Windows, Skylights, Curtain Walls, and Doors Under Specified Pressure Differences Across the Specimen | 2019
2785 | 07 27 36 | SPRAY FOAM AIR BARRIERS | 08/23 | ASTM INTERNATIONAL | ASTM | ASTM E736/E736M | Standard Test Method for Cohesion/Adhesion of Sprayed Fire-Resistive Materials Applied to Structural Members | 2019
2786 | 07 27 36 | SPRAY FOAM AIR BARRIERS | 08/23 | ASTM INTERNATIONAL | ASTM | ASTM E2178 | Standard Test Method for Determining Air Leakage Rate and Calculation of Air Permeance of Building Materials | 2021a
2787 | 07 27 36 | SPRAY FOAM AIR BARRIERS | 08/23 | ASTM INTERNATIONAL | ASTM | ASTM E2357 | Standard Test Method for Determining Air Leakage Rate of Air Barrier Assemblies | 2018
2788 | 07 27 36 | SPRAY FOAM AIR BARRIERS | 08/23 | INTERNATIONAL CODE COUNCIL | ICC | ICC 1100 | Standard for Spray-applied Polyurethane Foam Plastic Insulation | 2019
2789 | 07 27 36 | SPRAY FOAM AIR BARRIERS | 08/23 | INTERNATIONAL CODE COUNCIL | ICC | ICC IBC | International Building Code | 2024
2790 | 07 27 36 | SPRAY FOAM AIR BARRIERS | 08/23 | INTERNATIONAL CODE COUNCIL | ICC | ICC IECC | International Energy Conservation Code | 2021
2791 | 07 27 36 | SPRAY FOAM AIR BARRIERS | 08/23 | INTERNATIONAL SAFETY EQUIPMENT ASSOCIATION | ISEA | ANSI/ISEA Z87.1 | Occupational and Educational Personal Eye and Face Protection Devices | 2020
2792 | 07 27 36 | SPRAY FOAM AIR BARRIERS | 08/23 | NATIONAL FIRE PROTECTION ASSOCIATION | NFPA | NFPA 10 | Standard for Portable Fire Extinguishers | 2022; ERTA 1 2021
2793 | 07 27 36 | SPRAY FOAM AIR BARRIERS | 08/23 | NATIONAL FIRE PROTECTION ASSOCIATION | NFPA | NFPA 31 | Standard for the Installation of Oil-Burning Equipment | 2024; TIA 23-1
2794 | 07 27 36 | SPRAY FOAM AIR BARRIERS | 08/23 | NATIONAL FIRE PROTECTION ASSOCIATION | NFPA | NFPA 54 | National Fuel Gas Code | 2024
2795 | 07 27 36 | SPRAY FOAM AIR BARRIERS | 08/23 | NATIONAL FIRE PROTECTION ASSOCIATION | NFPA | NFPA 70 | National Electrical Code | 2023
2796 | 07 27 36 | SPRAY FOAM AIR BARRIERS | 08/23 | NATIONAL FIRE PROTECTION ASSOCIATION | NFPA | NFPA 211 | Standard for Chimneys, Fireplaces, Vents, and Solid Fuel-Burning Appliances | 2019
2797 | 07 27 36 | SPRAY FOAM AIR BARRIERS | 08/23 | NATIONAL FIRE PROTECTION ASSOCIATION | NFPA | NFPA 268 | Standard Test Method for Determining Ignitability of Exterior Wall Assemblies Using a Radiant Heat Energy Source | 2022
2798 | 07 27 36 | SPRAY FOAM AIR BARRIERS | 08/23 | NATIONAL FIRE PROTECTION ASSOCIATION | NFPA | NFPA 275 | Standard Method of Fire Tests for the Evaluation of Thermal Barriers | 2022
2799 | 07 27 36 | SPRAY FOAM AIR BARRIERS | 08/23 | NATIONAL FIRE PROTECTION ASSOCIATION | NFPA | NFPA 285 | Standard Fire Test Method for Evaluation of Fire Propagation Characteristics of Exterior Wall Assemblies Containing Combustible Components | 2023
2800 | 07 27 36 | SPRAY FOAM AIR BARRIERS | 08/23 | SPRAY POLYURETHANE FOAM ALLIANCE | SPFA | SPFA TechDocs | SPFA Technical Documents Library, four categories: General, Insulation, Roofing, Specialty | 2015
2801 | 07 27 36 | SPRAY FOAM AIR BARRIERS | 08/23 | U.S. DEPARTMENT OF DEFENSE | DOD | UFC 3-600-01 | Fire Protection Engineering for Facilities | 2016; with Change 6, 2021
2802 | 07 27 36 | SPRAY FOAM AIR BARRIERS | 08/23 | U.S. NATIONAL ARCHIVES AND RECORDS ADMINISTRATION | NARA | 29 CFR 1910.132 | Personal Protective Equipment
2803 | 07 27 36 | SPRAY FOAM AIR BARRIERS | 08/23 | U.S. NATIONAL ARCHIVES AND RECORDS ADMINISTRATION | NARA | 29 CFR 1910.133 | Eye and Face Protection
2804 | 07 27 36 | SPRAY FOAM AIR BARRIERS | 08/23 | U.S. NATIONAL ARCHIVES AND RECORDS ADMINISTRATION | NARA | 29 CFR 1910.134 | Respiratory Protection
2805 | 07 27 36 | SPRAY FOAM AIR BARRIERS | 08/23 | UNDERWRITERS LABORATORIES | UL | UL 723 | UL Standard for Safety Test for Surface Burning Characteristics of Building Materials | 2020
2806 | 07 31 13 | ASPHALT SHINGLES | 08/16, CHG 2: 08/18 | ASTM INTERNATIONAL | ASTM | ASTM D41/D41M | Standard Specification for Asphalt Primer Used in Roofing, Dampproofing, and Waterproofing | 2011; R 2016
2807 | 07 31 13 | ASPHALT SHINGLES | 08/16, CHG 2: 08/18 | ASTM INTERNATIONAL | ASTM | ASTM D226/D226M | Standard Specification for Asphalt-Saturated Organic Felt Used in Roofing and Waterproofing | 2017
2808 | 07 31 13 | ASPHALT SHINGLES | 08/16, CHG 2: 08/18 | ASTM INTERNATIONAL | ASTM | ASTM D1970/D1970M | Standard Specification for Self-Adhering Polymer Modified Bituminous Sheet Materials Used as Steep Roofing Underlayment for Ice Dam Protection | 2019
2809 | 07 31 13 | ASPHALT SHINGLES | 08/16, CHG 2: 08/18 | ASTM INTERNATIONAL | ASTM | ASTM D3018/D3018M | Standard Specification for Class A Asphalt Shingles Surfaced With Mineral Granules | 2011; R 2017
2810 | 07 31 13 | ASPHALT SHINGLES | 08/16, CHG 2: 08/18 | ASTM INTERNATIONAL | ASTM | ASTM D3161/D3161M | Standard Test Method for Wind-Resistance of Steep Slope Roofing Products (Fan-Induced Method) | 2020
2811 | 07 31 13 | ASPHALT SHINGLES | 08/16, CHG 2: 08/18 | ASTM INTERNATIONAL | ASTM | ASTM D3462/D3462M | Standard Specification for Asphalt Shingles Made from Glass Felt and Surfaced with Mineral Granules | 2019
2812 | 07 31 13 | ASPHALT SHINGLES | 08/16, CHG 2: 08/18 | ASTM INTERNATIONAL | ASTM | ASTM D4586/D4586M | Asphalt Roof Cement, Asbestos-Free | 2007; R 2018
2813 | 07 31 13 | ASPHALT SHINGLES | 08/16, CHG 2: 08/18 | ASTM INTERNATIONAL | ASTM | ASTM D4869/D4869M | Standard Specification for Asphalt-Saturated Organic Felt Underlayment Used in Steep Slope Roofing | 2016a
2814 | 07 31 13 | ASPHALT SHINGLES | 08/16, CHG 2: 08/18 | ASTM INTERNATIONAL | ASTM | ASTM D6380/D6380M | Standard Specification for Asphalt Roll Roofing (Organic Felt) | 2003; E 2013; R 2013
2815 | 07 31 13 | ASPHALT SHINGLES | 08/16, CHG 2: 08/18 | ASTM INTERNATIONAL | ASTM | ASTM D7158/D7158M | Standard Test Method for Wind Resistance of Asphalt Shingles (Uplift Force/Uplift Resistance Method) | 2016
2816 | 07 31 13 | ASPHALT SHINGLES | 08/16, CHG 2: 08/18 | NATIONAL ROOFING CONTRACTORS ASSOCIATION | NRCA | NRCA 0437 | The NRCA Roofing Manual: Steep-slope Roof Systems | 2017
2817 | 07 31 13 | ASPHALT SHINGLES | 08/16, CHG 2: 08/18 | U.S. DEPARTMENT OF ENERGY | DOE | Energy Star | Energy Star Energy Efficiency Labeling System (FEMP) | 1992; R 2006
2818 | 07 31 13 | ASPHALT SHINGLES | 08/16, CHG 2: 08/18 | UNDERWRITERS LABORATORIES | UL | UL 790 | UL Standard for Safety Test Methods for Fire Tests of Roof Coverings | 2022
2819 | 07 31 13 | ASPHALT SHINGLES | 08/16, CHG 2: 08/18 | UNDERWRITERS LABORATORIES | UL | UL 2218 | UL Standard for Safety Impact Resistance of Prepared Roof Covering Materials | 2010; Reprint May 2024
2820 | 07 31 26 | SLATE SHINGLES | 08/09 | ASTM INTERNATIONAL | ASTM | ASTM B370 | Standard Specification for Copper Sheet and Strip for Building Construction | 2022
2821 | 07 31 26 | SLATE SHINGLES | 08/09 | ASTM INTERNATIONAL | ASTM | ASTM C406/C406M | Standard Specification for Roofing Slate | 2022
2822 | 07 31 26 | SLATE SHINGLES | 08/09 | ASTM INTERNATIONAL | ASTM | ASTM D146/D146M | Sampling and Testing Bitumen-Saturated Felts and Woven Fabrics for Roofing and Waterproofing | 2004; E 2012; R 2012
2823 | 07 31 26 | SLATE SHINGLES | 08/09 | ASTM INTERNATIONAL | ASTM | ASTM D226/D226M | Standard Specification for Asphalt-Saturated Organic Felt Used in Roofing and Waterproofing | 2017
2824 | 07 31 26 | SLATE SHINGLES | 08/09 | ASTM INTERNATIONAL | ASTM | ASTM D412 | Standard Test Methods for Vulcanized Rubber and Thermoplastic Elastomers - Tension | 2016; R 2021
2825 | 07 31 26 | SLATE SHINGLES | 08/09 | NATIONAL ROOFING CONTRACTORS ASSOCIATION | NRCA | NRCA 3740 | The NRCA Waterproofing Manual | 2005
2826 | 07 31 26 | SLATE SHINGLES | 08/09 | SHEET METAL AND AIR CONDITIONING CONTRACTORS' NATIONAL ASSOCIATION | SMACNA | SMACNA 1793 | Architectural Sheet Metal Manual, 7th Edition | 2012
2827 | 07 32 13 | ROOF TILES | 04/06 | AMERICAN WOOD PROTECTION ASSOCIATION | AWPA | AWPA C1 | All Timber Products - Preservative Treatment by Pressure Processes | 2003
2828 | 07 32 13 | ROOF TILES | 04/06 | ASTM INTERNATIONAL | ASTM | ASTM C67/C67M | Standard Test Methods for Sampling and Testing Brick and Structural Clay Tile | 2023a
2829 | 07 32 13 | ROOF TILES | 04/06 | ASTM INTERNATIONAL | ASTM | ASTM C270 | Standard Specification for Mortar for Unit Masonry | 2019a; E 2019
2830 | 07 32 13 | ROOF TILES | 04/06 | ASTM INTERNATIONAL | ASTM | ASTM C1167 | Standard Specification for Clay Roof Tiles | 2022
2831 | 07 32 13 | ROOF TILES | 04/06 | ASTM INTERNATIONAL | ASTM | ASTM C1177/C1177M | Standard Specification for Glass Mat Gypsum Substrate for Use as Sheathing | 2024
2832 | 07 32 13 | ROOF TILES | 04/06 | ASTM INTERNATIONAL | ASTM | ASTM D226/D226M | Standard Specification for Asphalt-Saturated Organic Felt Used in Roofing and Waterproofing | 2017
2833 | 07 32 13 | ROOF TILES | 04/06 | ASTM INTERNATIONAL | ASTM | ASTM D412 | Standard Test Methods for Vulcanized Rubber and Thermoplastic Elastomers - Tension | 2016; R 2021
2834 | 07 32 13 | ROOF TILES | 04/06 | ASTM INTERNATIONAL | ASTM | ASTM D2178/D2178M | Standard Specification for Asphalt Glass Felt Used in Roofing and Waterproofing | 2015a; R 2021
2835 | 07 32 13 | ROOF TILES | 04/06 | ASTM INTERNATIONAL | ASTM | ASTM D4586/D4586M | Asphalt Roof Cement, Asbestos-Free | 2007; R 2018
2836 | 07 32 13 | ROOF TILES | 04/06 | ASTM INTERNATIONAL | ASTM | ASTM E84 | Standard Test Method for Surface Burning Characteristics of Building Materials | 2023
2837 | 07 32 13 | ROOF TILES | 04/06 | ASTM INTERNATIONAL | ASTM | ASTM E108 | Standard Test Methods for Fire Tests of Roof Coverings | 2020a
2838 | 07 32 13 | ROOF TILES | 04/06 | NATIONAL ROOFING CONTRACTORS ASSOCIATION | NRCA | NRCA 0437 | The NRCA Roofing Manual: Steep-slope Roof Systems | 2017
2839 | 07 32 14 | CLAY TILE ROOFING REPLACEMENT OR REPAIR | 04/06 | ASTM INTERNATIONAL | ASTM | ASTM B370 | Standard Specification for Copper Sheet and Strip for Building Construction | 2022
2840 | 07 32 14 | CLAY TILE ROOFING REPLACEMENT OR REPAIR | 04/06 | ASTM INTERNATIONAL | ASTM | ASTM C1167 | Standard Specification for Clay Roof Tiles | 2022
2841 | 07 32 14 | CLAY TILE ROOFING REPLACEMENT OR REPAIR | 04/06 | ASTM INTERNATIONAL | ASTM | ASTM C1184 | Standard Specification for Structural Silicone Sealants | 2023
2842 | 07 32 14 | CLAY TILE ROOFING REPLACEMENT OR REPAIR | 04/06 | ASTM INTERNATIONAL | ASTM | ASTM D146/D146M | Sampling and Testing Bitumen-Saturated Felts and Woven Fabrics for Roofing and Waterproofing | 2004; E 2012; R 2012
2843 | 07 32 14 | CLAY TILE ROOFING REPLACEMENT OR REPAIR | 04/06 | ASTM INTERNATIONAL | ASTM | ASTM D226/D226M | Standard Specification for Asphalt-Saturated Organic Felt Used in Roofing and Waterproofing | 2017
2844 | 07 32 14 | CLAY TILE ROOFING REPLACEMENT OR REPAIR | 04/06 | ASTM INTERNATIONAL | ASTM | ASTM D412 | Standard Test Methods for Vulcanized Rubber and Thermoplastic Elastomers - Tension | 2016; R 2021
2845 | 07 32 14 | CLAY TILE ROOFING REPLACEMENT OR REPAIR | 04/06 | ASTM INTERNATIONAL | ASTM | ASTM D4586/D4586M | Asphalt Roof Cement, Asbestos-Free | 2007; R 2018
2846 | 07 32 14 | CLAY TILE ROOFING REPLACEMENT OR REPAIR | 04/06 | NATIONAL ROOFING CONTRACTORS ASSOCIATION | NRCA | NRCA RoofMan | The NRCA Roofing Manual | 2020
2847 | 07 32 14 | CLAY TILE ROOFING REPLACEMENT OR REPAIR | 04/06 | SHEET METAL AND AIR CONDITIONING CONTRACTORS' NATIONAL ASSOCIATION | SMACNA | SMACNA 1793 | Architectural Sheet Metal Manual, 7th Edition | 2012
2848 | 07 41 13.16 | COPPER ROOF PANELS | 08/09 | ASTM INTERNATIONAL | ASTM | ASTM B32 | Standard Specification for Solder Metal | 2020
2849 | 07 41 13.16 | COPPER ROOF PANELS | 08/09 | ASTM INTERNATIONAL | ASTM | ASTM B370 | Standard Specification for Copper Sheet and Strip for Building Construction | 2022
2850 | 07 41 13.16 | COPPER ROOF PANELS | 08/09 | ASTM INTERNATIONAL | ASTM | ASTM D226/D226M | Standard Specification for Asphalt-Saturated Organic Felt Used in Roofing and Waterproofing | 2017
2851 | 07 41 13.16 | COPPER ROOF PANELS | 08/09 | ASTM INTERNATIONAL | ASTM | ASTM D1970/D1970M | Standard Specification for Self-Adhering Polymer Modified Bituminous Sheet Materials Used as Steep Roofing Underlayment for Ice Dam Protection | 2019
2852 | 07 41 13.16 | COPPER ROOF PANELS | 08/09 | ASTM INTERNATIONAL | ASTM | ASTM D2523/D2523M | Standard Practice for Testing Load-Strain Properties of Roofing Membranes | 2013; E 2019; R 2019
2853 | 07 41 13.16 | COPPER ROOF PANELS | 08/09 | ASTM INTERNATIONAL | ASTM | ASTM D4397 | Standard Specification for Polyethylene Sheeting for Construction, Industrial, and Agricultural Applications | 2016
2854 | 07 41 13.16 | COPPER ROOF PANELS | 08/09 | ASTM INTERNATIONAL | ASTM | ASTM D5147/D5147M | Standard Test Methods for Sampling and Testing Modified Bituminous Sheet Material | 2014
2855 | 07 41 13.16 | COPPER ROOF PANELS | 08/09 | ASTM INTERNATIONAL | ASTM | ASTM E28 | Softening Point of Resins Derived from Naval Stores by Ring and Ball Apparatus | 2018; R 2022
2856 | 07 41 13.16 | COPPER ROOF PANELS | 08/09 | ASTM INTERNATIONAL | ASTM | ASTM E72 | Conducting Strength Tests of Panels for Building Construction | 2022
2857 | 07 41 13.16 | COPPER ROOF PANELS | 08/09 | COPPER DEVELOPMENT ASSOCIATION | CDA | CDA A4050 | Copper in Architecture - Design Handbook | 2016
2858 | 07 41 13.16 | COPPER ROOF PANELS | 08/09 | ICC EVALUATION SERVICE, INC. | ICC-ES | ICC-ES AC48 | Acceptance Criteria for Self-adhered Roof Underlayment for Use as Ice Barriers | 2012; R 2015
2859 | 07 41 13 | METAL ROOF PANELS | 05/11, CHG 4: 02/21 | ALUMINUM ASSOCIATION | AA | AA ADM | Aluminum Design Manual | 2020
2860 | 07 41 13 | METAL ROOF PANELS | 05/11, CHG 4: 02/21 | AMERICAN INSTITUTE OF STEEL CONSTRUCTION | AISC | AISC 341 | Seismic Provisions for Structural Steel Buildings | 2016
2861 | 07 41 13 | METAL ROOF PANELS | 05/11, CHG 4: 02/21 | AMERICAN IRON AND STEEL INSTITUTE | AISI | AISI S100 | North American Specification for the Design of Cold-Formed Steel Structural Members | 2012
2862 | 07 41 13 | METAL ROOF PANELS | 05/11, CHG 4: 02/21 | AMERICAN IRON AND STEEL INSTITUTE | AISI | AISI SG03-3 | Cold-Formed Steel Design Manual Set | 2002; Suppl 2001-2004; R 2008
2863 | 07 41 13 | METAL ROOF PANELS | 05/11, CHG 4: 02/21 | AMERICAN SOCIETY OF CIVIL ENGINEERS | ASCE | ASCE 7-16 | Minimum Design Loads and Associated Criteria for Buildings and Other Structures | 2017; Errata 2018; Supp 1 2018
2864 | 07 41 13 | METAL ROOF PANELS | 05/11, CHG 4: 02/21 | AMERICAN WELDING SOCIETY | AWS | AWS A5.1/A5.1M | Specification for Carbon Steel Electrodes for Shielded Metal Arc Welding | 2012
2865 | 07 41 13 | METAL ROOF PANELS | 05/11, CHG 4: 02/21 | AMERICAN WELDING SOCIETY | AWS | AWS D1.1/D1.1M | Structural Welding Code - Steel | 2020; Errata 1 2021
2866 | 07 41 13 | METAL ROOF PANELS | 05/11, CHG 4: 02/21 | AMERICAN WELDING SOCIETY | AWS | AWS D1.2/D1.2M | Structural Welding Code - Aluminum | 2014; Errata 1 2014; Errata 2 2020
2867 | 07 41 13 | METAL ROOF PANELS | 05/11, CHG 4: 02/21 | ASTM INTERNATIONAL | ASTM | ASTM A36/A36M | Standard Specification for Carbon Structural Steel | 2019
2868 | 07 41 13 | METAL ROOF PANELS | 05/11, CHG 4: 02/21 | ASTM INTERNATIONAL | ASTM | ASTM A123/A123M | Standard Specification for Zinc (Hot-Dip Galvanized) Coatings on Iron and Steel Products | 2017
2869 | 07 41 13 | METAL ROOF PANELS | 05/11, CHG 4: 02/21 | ASTM INTERNATIONAL | ASTM | ASTM A424/A424M | Standard Specification for Steel Sheet for Porcelain Enameling | 2009a; R 2016
2870 | 07 41 13 | METAL ROOF PANELS | 05/11, CHG 4: 02/21 | ASTM INTERNATIONAL | ASTM | ASTM A463/A463M | Standard Specification for Steel Sheet, Aluminum-Coated, by the Hot-Dip Process | 2022
2871 | 07 41 13 | METAL ROOF PANELS | 05/11, CHG 4: 02/21 | ASTM INTERNATIONAL | ASTM | ASTM A653/A653M | Standard Specification for Steel Sheet, Zinc-Coated (Galvanized) or Zinc-Iron Alloy-Coated (Galvannealed) by the Hot-Dip Process | 2023
2872 | 07 41 13 | METAL ROOF PANELS | 05/11, CHG 4: 02/21 | ASTM INTERNATIONAL | ASTM | ASTM A755/A755M | Standard Specification for Steel Sheet, Metallic Coated by the Hot-Dip Process and Prepainted by the Coil-Coating Process for Exterior Exposed Building Products | 2018; R 2024
2873 | 07 41 13 | METAL ROOF PANELS | 05/11, CHG 4: 02/21 | ASTM INTERNATIONAL | ASTM | ASTM A792/A792M | Standard Specification for Steel Sheet, 55% Aluminum-Zinc Alloy-Coated by the Hot-Dip Process | 2022
2874 | 07 41 13 | METAL ROOF PANELS | 05/11, CHG 4: 02/21 | ASTM INTERNATIONAL | ASTM | ASTM A924/A924M | Standard Specification for General Requirements for Steel Sheet, Metallic-Coated by the Hot-Dip Process | 2022a
2875 | 07 41 13 | METAL ROOF PANELS | 05/11, CHG 4: 02/21 | ASTM INTERNATIONAL | ASTM | ASTM A1008/A1008M | Standard Specification for Steel, Sheet, Cold-Rolled, Carbon, Structural, High-Strength Low-Alloy, High-Strength Low-Alloy with Improved Formability, Solution Hardened, and Bake Hardenable | 2024
2876 | 07 41 13 | METAL ROOF PANELS | 05/11, CHG 4: 02/21 | ASTM INTERNATIONAL | ASTM | ASTM B117 | Standard Practice for Operating Salt Spray (Fog) Apparatus | 2019
2877 | 07 41 13 | METAL ROOF PANELS | 05/11, CHG 4: 02/21 | ASTM INTERNATIONAL | ASTM | ASTM B209 | Standard Specification for Aluminum and Aluminum-Alloy Sheet and Plate | 2014
2878 | 07 41 13 | METAL ROOF PANELS | 05/11, CHG 4: 02/21 | ASTM INTERNATIONAL | ASTM | ASTM B209M | Standard Specification for Aluminum and Aluminum-Alloy Sheet and Plate (Metric) | 2014
2879 | 07 41 13 | METAL ROOF PANELS | 05/11, CHG 4: 02/21 | ASTM INTERNATIONAL | ASTM | ASTM C286 | Standard Terminology Relating to Porcelain Enamel and Ceramic-Metal Systems | 2022
2880 | 07 41 13 | METAL ROOF PANELS | 05/11, CHG 4: 02/21 | ASTM INTERNATIONAL | ASTM | ASTM C552 | Standard Specification for Cellular Glass Thermal Insulation | 2022
2881 | 07 41 13 | METAL ROOF PANELS | 05/11, CHG 4: 02/21 | ASTM INTERNATIONAL | ASTM | ASTM C553 | Standard Specification for Mineral Fiber Blanket Thermal Insulation for Commercial and Industrial Applications | 2013; R 2019
2882 | 07 41 13 | METAL ROOF PANELS | 05/11, CHG 4: 02/21 | ASTM INTERNATIONAL | ASTM | ASTM C792 | Effects of Heat Aging on Weight Loss, Cracking, and Chalking of Elastomeric Sealants | 2023
2883 | 07 41 13 | METAL ROOF PANELS | 05/11, CHG 4: 02/21 | ASTM INTERNATIONAL | ASTM | ASTM C920 | Standard Specification for Elastomeric Joint Sealants | 2018
2884 | 07 41 13 | METAL ROOF PANELS | 05/11, CHG 4: 02/21 | ASTM INTERNATIONAL | ASTM | ASTM D226/D226M | Standard Specification for Asphalt-Saturated Organic Felt Used in Roofing and Waterproofing | 2017
2885 | 07 41 13 | METAL ROOF PANELS | 05/11, CHG 4: 02/21 | ASTM INTERNATIONAL | ASTM | ASTM D522/D522M | Mandrel Bend Test of Attached Organic Coatings | 2017
2886 | 07 41 13 | METAL ROOF PANELS | 05/11, CHG 4: 02/21 | ASTM INTERNATIONAL | ASTM | ASTM D523 | Standard Test Method for Specular Gloss | 2014; R 2018
2887 | 07 41 13 | METAL ROOF PANELS | 05/11, CHG 4: 02/21 | ASTM INTERNATIONAL | ASTM | ASTM D610 | Standard Practice for Evaluating Degree of Rusting on Painted Steel Surfaces | 2008; R 2019
2888 | 07 41 13 | METAL ROOF PANELS | 05/11, CHG 4: 02/21 | ASTM INTERNATIONAL | ASTM | ASTM D714 | Standard Test Method for Evaluating Degree of Blistering of Paints | 2002; R 2017
2889 | 07 41 13 | METAL ROOF PANELS | 05/11, CHG 4: 02/21 | ASTM INTERNATIONAL | ASTM | ASTM D822 | Filtered Open-Flame Carbon-Arc Exposures of Paint and Related Coatings | 2013; R 2018
2890 | 07 41 13 | METAL ROOF PANELS | 05/11, CHG 4: 02/21 | ASTM INTERNATIONAL | ASTM | ASTM D968 | Standard Test Methods for Abrasion Resistance of Organic Coatings by Falling Abrasive | 2022
2891 | 07 41 13 | METAL ROOF PANELS | 05/11, CHG 4: 02/21 | ASTM INTERNATIONAL | ASTM | ASTM D1056 | Standard Specification for Flexible Cellular Materials - Sponge or Expanded Rubber | 2020
2892 | 07 41 13 | METAL ROOF PANELS | 05/11, CHG 4: 02/21 | ASTM INTERNATIONAL | ASTM | ASTM D1308 | Effect of Household Chemicals on Clear and Pigmented Organic Finishes | 2002; R 2013
2893 | 07 41 13 | METAL ROOF PANELS | 05/11, CHG 4: 02/21 | ASTM INTERNATIONAL | ASTM | ASTM D1654 | Standard Test Method for Evaluation of Painted or Coated Specimens Subjected to Corrosive Environments | 2008; R 2016; E 2017
2894 | 07 41 13 | METAL ROOF PANELS | 05/11, CHG 4: 02/21 | ASTM INTERNATIONAL | ASTM | ASTM D1667 | Standard Specification for Flexible Cellular Materials - Poly (Vinyl Chloride) Foam (Closed-Cell) | 2022
2895 | 07 41 13 | METAL ROOF PANELS | 05/11, CHG 4: 02/21 | ASTM INTERNATIONAL | ASTM | ASTM D1970/D1970M | Standard Specification for Self-Adhering Polymer Modified Bituminous Sheet Materials Used as Steep Roofing Underlayment for Ice Dam Protection | 2019
2896 | 07 41 13 | METAL ROOF PANELS | 05/11, CHG 4: 02/21 | ASTM INTERNATIONAL | ASTM | ASTM D2244 | Standard Practice for Calculation of Color Tolerances and Color Differences from Instrumentally Measured Color Coordinates | 2021
2897 | 07 41 13 | METAL ROOF PANELS | 05/11, CHG 4: 02/21 | ASTM INTERNATIONAL | ASTM | ASTM D2247 | Standard Practice for Testing Water Resistance of Coatings in 100?Percent Relative Humidity | 2015; R 2020
2898 | 07 41 13 | METAL ROOF PANELS | 05/11, CHG 4: 02/21 | ASTM INTERNATIONAL | ASTM | ASTM D2794 | Standard Test Method for Resistance of Organic Coatings to the Effects of Rapid Deformation (Impact) | 1993; R 2019
2899 | 07 41 13 | METAL ROOF PANELS | 05/11, CHG 4: 02/21 | ASTM INTERNATIONAL | ASTM | ASTM D3359 | Standard Test Methods for Rating Adhesion by Tape Test | 2017
2900 | 07 41 13 | METAL ROOF PANELS | 05/11, CHG 4: 02/21 | ASTM INTERNATIONAL | ASTM | ASTM D3363 | Film Hardness by Pencil Test | 2005; E 2011; R 2011; E 2012
2901 | 07 41 13 | METAL ROOF PANELS | 05/11, CHG 4: 02/21 | ASTM INTERNATIONAL | ASTM | ASTM D4214 | Standard Test Method for Evaluating the Degree of Chalking of Exterior Paint Films | 2007; R 2015
2902 | 07 41 13 | METAL ROOF PANELS | 05/11, CHG 4: 02/21 | ASTM INTERNATIONAL | ASTM | ASTM D4587 | Standard Practice for Fluorescent UV-Condensation Exposures of Paint and Related Coatings | 2011; R 2019; E 2019
2903 | 07 41 13 | METAL ROOF PANELS | 05/11, CHG 4: 02/21 | ASTM INTERNATIONAL | ASTM | ASTM D4637/D4637M | EPDM Sheet Used in Single-Ply Roof Membrane | 2015
2904 | 07 41 13 | METAL ROOF PANELS | 05/11, CHG 4: 02/21 | ASTM INTERNATIONAL | ASTM | ASTM D4869/D4869M | Standard Specification for Asphalt-Saturated Organic Felt Underlayment Used in Steep Slope Roofing | 2016a
2905 | 07 41 13 | METAL ROOF PANELS | 05/11, CHG 4: 02/21 | ASTM INTERNATIONAL | ASTM | ASTM D5894 | Standard Practice for Cyclic Salt Fog/UV Exposure of Painted Metal, (Alternating Exposures in a Fog/Dry Cabinet and a UV/Condensation Cabinet) | 2016
2906 | 07 41 13 | METAL ROOF PANELS | 05/11, CHG 4: 02/21 | ASTM INTERNATIONAL | ASTM | ASTM E84 | Standard Test Method for Surface Burning Characteristics of Building Materials | 2023
2907 | 07 41 13 | METAL ROOF PANELS | 05/11, CHG 4: 02/21 | ASTM INTERNATIONAL | ASTM | ASTM E1592 | Standard Test Method for Structural Performance of Sheet Metal Roof and Siding Systems by Uniform Static Air Pressure Difference | 2017
2908 | 07 41 13 | METAL ROOF PANELS | 05/11, CHG 4: 02/21 | ASTM INTERNATIONAL | ASTM | ASTM E2140 | Standard Test Method for Water Penetration of Metal Roof Panel Systems by Static Water Pressure Head | 2001; R 2023
2909 | 07 41 13 | METAL ROOF PANELS | 05/11, CHG 4: 02/21 | ASTM INTERNATIONAL | ASTM | ASTM G152 | Standard Practice for Operating Open Flame Carbon Arc Light Apparatus for Exposure of Nonmetallic Materials | 2013; R 2021
2910 | 07 41 13 | METAL ROOF PANELS | 05/11, CHG 4: 02/21 | ASTM INTERNATIONAL | ASTM | ASTM G153 | Standard Practice for Operating Enclosed Carbon Arc Light Apparatus for Exposure of Nonmetallic Materials | 2013; R 2021
2911 | 07 41 13 | METAL ROOF PANELS | 05/11, CHG 4: 02/21 | FM GLOBAL | FM | FM 4471 | Class I Panel Roofs | 2010
2912 | 07 41 13 | METAL ROOF PANELS | 05/11, CHG 4: 02/21 | METAL BUILDING MANUFACTURERS ASSOCIATION | MBMA | MBMA RSDM | Metal Roofing Systems Design Manual | 2012
2913 | 07 41 13 | METAL ROOF PANELS | 05/11, CHG 4: 02/21 | NATIONAL ROOFING CONTRACTORS ASSOCIATION | NRCA | NRCA 0420 | Architectural Metal Flashing, Condensation Control and Reroofing | 2010
2914 | 07 41 13 | METAL ROOF PANELS | 05/11, CHG 4: 02/21 | NATIONAL ROOFING CONTRACTORS ASSOCIATION | NRCA | NRCA RoofMan | The NRCA Roofing Manual | 2020
2915 | 07 41 13 | METAL ROOF PANELS | 05/11, CHG 4: 02/21 | PORCELAIN ENAMEL INSTITUTE | PEI | PEI 1001 | Specification for Architectural Porcelain Enamel (ALS-100) | 1996
2916 | 07 41 13 | METAL ROOF PANELS | 05/11, CHG 4: 02/21 | PORCELAIN ENAMEL INSTITUTE | PEI | PEI CG-3 | Color Guide for Architectural Porcelain Enamel | 2005
2917 | 07 41 13 | METAL ROOF PANELS | 05/11, CHG 4: 02/21 | SHEET METAL AND AIR CONDITIONING CONTRACTORS' NATIONAL ASSOCIATION | SMACNA | SMACNA 1793 | Architectural Sheet Metal Manual, 7th Edition | 2012
2918 | 07 41 13 | METAL ROOF PANELS | 05/11, CHG 4: 02/21 | U.S. DEPARTMENT OF ENERGY | DOE | Energy Star | Energy Star Energy Efficiency Labeling System (FEMP) | 1992; R 2006
2919 | 07 41 13 | METAL ROOF PANELS | 05/11, CHG 4: 02/21 | UNDERWRITERS LABORATORIES | UL | UL 580 | UL Standard for Safety Tests for Uplift Resistance of Roof Assemblies | 2006; Reprint Apr 2024
2920 | 07 41 13 | METAL ROOF PANELS | 05/11, CHG 4: 02/21 | UNDERWRITERS LABORATORIES | UL | UL Bld Mat Dir | Building Materials Directory | updated continuously online
2921 | 07 41 63 | FABRICATED ROOF PANEL ASSEMBLIES | 11/16 | ALUMINUM ASSOCIATION | AA | AA ADM | Aluminum Design Manual | 2020
2922 | 07 41 63 | FABRICATED ROOF PANEL ASSEMBLIES | 11/16 | AMERICAN INSTITUTE OF STEEL CONSTRUCTION | AISC | AISC 341 | Seismic Provisions for Structural Steel Buildings | 2016
2923 | 07 41 63 | FABRICATED ROOF PANEL ASSEMBLIES | 11/16 | AMERICAN IRON AND STEEL INSTITUTE | AISI | AISI D100 | Cold-Formed Steel Design Manual | 2017
2924 | 07 41 63 | FABRICATED ROOF PANEL ASSEMBLIES | 11/16 | AMERICAN SOCIETY OF CIVIL ENGINEERS | ASCE | ASCE 7-16 | Minimum Design Loads and Associated Criteria for Buildings and Other Structures | 2017; Errata 2018; Supp 1 2018
2925 | 07 41 63 | FABRICATED ROOF PANEL ASSEMBLIES | 11/16 | AMERICAN WELDING SOCIETY | AWS | AWS A5.1/A5.1M | Specification for Carbon Steel Electrodes for Shielded Metal Arc Welding | 2012
2926 | 07 41 63 | FABRICATED ROOF PANEL ASSEMBLIES | 11/16 | AMERICAN WELDING SOCIETY | AWS | AWS D1.1/D1.1M | Structural Welding Code - Steel | 2020; Errata 1 2021
2927 | 07 41 63 | FABRICATED ROOF PANEL ASSEMBLIES | 11/16 | ASTM INTERNATIONAL | ASTM | ASTM A36/A36M | Standard Specification for Carbon Structural Steel | 2019
2928 | 07 41 63 | FABRICATED ROOF PANEL ASSEMBLIES | 11/16 | ASTM INTERNATIONAL | ASTM | ASTM A123/A123M | Standard Specification for Zinc (Hot-Dip Galvanized) Coatings on Iron and Steel Products | 2017
2929 | 07 41 63 | FABRICATED ROOF PANEL ASSEMBLIES | 11/16 | ASTM INTERNATIONAL | ASTM | ASTM A424/A424M | Standard Specification for Steel Sheet for Porcelain Enameling | 2009a; R 2016
2930 | 07 41 63 | FABRICATED ROOF PANEL ASSEMBLIES | 11/16 | ASTM INTERNATIONAL | ASTM | ASTM A463/A463M | Standard Specification for Steel Sheet, Aluminum-Coated, by the Hot-Dip Process | 2022
2931 | 07 41 63 | FABRICATED ROOF PANEL ASSEMBLIES | 11/16 | ASTM INTERNATIONAL | ASTM | ASTM A606/A606M | Standard Specification for Steel Sheet and Strip, High-Strength, Low-Alloy, Hot-Rolled and Cold-Rolled, with Improved Atmospheric Corrosion Resistance | 2023
2932 | 07 41 63 | FABRICATED ROOF PANEL ASSEMBLIES | 11/16 | ASTM INTERNATIONAL | ASTM | ASTM A653/A653M | Standard Specification for Steel Sheet, Zinc-Coated (Galvanized) or Zinc-Iron Alloy-Coated (Galvannealed) by the Hot-Dip Process | 2023
2933 | 07 41 63 | FABRICATED ROOF PANEL ASSEMBLIES | 11/16 | ASTM INTERNATIONAL | ASTM | ASTM A755/A755M | Standard Specification for Steel Sheet, Metallic Coated by the Hot-Dip Process and Prepainted by the Coil-Coating Process for Exterior Exposed Building Products | 2018; R 2024
2934 | 07 41 63 | FABRICATED ROOF PANEL ASSEMBLIES | 11/16 | ASTM INTERNATIONAL | ASTM | ASTM A780/A780M | Standard Practice for Repair of Damaged and Uncoated Areas of Hot-Dip Galvanized Coatings | 2020
2935 | 07 41 63 | FABRICATED ROOF PANEL ASSEMBLIES | 11/16 | ASTM INTERNATIONAL | ASTM | ASTM A792/A792M | Standard Specification for Steel Sheet, 55% Aluminum-Zinc Alloy-Coated by the Hot-Dip Process | 2022
2936 | 07 41 63 | FABRICATED ROOF PANEL ASSEMBLIES | 11/16 | ASTM INTERNATIONAL | ASTM | ASTM A924/A924M | Standard Specification for General Requirements for Steel Sheet, Metallic-Coated by the Hot-Dip Process | 2022a
2937 | 07 41 63 | FABRICATED ROOF PANEL ASSEMBLIES | 11/16 | ASTM INTERNATIONAL | ASTM | ASTM A1008/A1008M | Standard Specification for Steel, Sheet, Cold-Rolled, Carbon, Structural, High-Strength Low-Alloy, High-Strength Low-Alloy with Improved Formability, Solution Hardened, and Bake Hardenable | 2024
2938 | 07 41 63 | FABRICATED ROOF PANEL ASSEMBLIES | 11/16 | ASTM INTERNATIONAL | ASTM | ASTM B117 | Standard Practice for Operating Salt Spray (Fog) Apparatus | 2019
2939 | 07 41 63 | FABRICATED ROOF PANEL ASSEMBLIES | 11/16 | ASTM INTERNATIONAL | ASTM | ASTM B209 | Standard Specification for Aluminum and Aluminum-Alloy Sheet and Plate | 2014
2940 | 07 41 63 | FABRICATED ROOF PANEL ASSEMBLIES | 11/16 | ASTM INTERNATIONAL | ASTM | ASTM B209M | Standard Specification for Aluminum and Aluminum-Alloy Sheet and Plate (Metric) | 2014
2941 | 07 41 63 | FABRICATED ROOF PANEL ASSEMBLIES | 11/16 | ASTM INTERNATIONAL | ASTM | ASTM B659 | Standard Guide for Measuring Thickness of Metallic and Inorganic Coatings | 1990; R 2021
2942 | 07 41 63 | FABRICATED ROOF PANEL ASSEMBLIES | 11/16 | ASTM INTERNATIONAL | ASTM | ASTM C273/C273M | Standard Test Method for Shear Properties of Sandwich Core Materials | 2020
2943 | 07 41 63 | FABRICATED ROOF PANEL ASSEMBLIES | 11/16 | ASTM INTERNATIONAL | ASTM | ASTM C286 | Standard Terminology Relating to Porcelain Enamel and Ceramic-Metal Systems | 2022
2944 | 07 41 63 | FABRICATED ROOF PANEL ASSEMBLIES | 11/16 | ASTM INTERNATIONAL | ASTM | ASTM C553 | Standard Specification for Mineral Fiber Blanket Thermal Insulation for Commercial and Industrial Applications | 2013; R 2019
2945 | 07 41 63 | FABRICATED ROOF PANEL ASSEMBLIES | 11/16 | ASTM INTERNATIONAL | ASTM | ASTM C612 | Standard Specification for Mineral Fiber Block and Board Thermal Insulation | 2014; R 2019
2946 | 07 41 63 | FABRICATED ROOF PANEL ASSEMBLIES | 11/16 | ASTM INTERNATIONAL | ASTM | ASTM C920 | Standard Specification for Elastomeric Joint Sealants | 2018
2947 | 07 41 63 | FABRICATED ROOF PANEL ASSEMBLIES | 11/16 | ASTM INTERNATIONAL | ASTM | ASTM C1396/C1396M | Standard Specification for Gypsum Board | 2017
2948 | 07 41 63 | FABRICATED ROOF PANEL ASSEMBLIES | 11/16 | ASTM INTERNATIONAL | ASTM | ASTM D522/D522M | Mandrel Bend Test of Attached Organic Coatings | 2017
2949 | 07 41 63 | FABRICATED ROOF PANEL ASSEMBLIES | 11/16 | ASTM INTERNATIONAL | ASTM | ASTM D523 | Standard Test Method for Specular Gloss | 2014; R 2018
2950 | 07 41 63 | FABRICATED ROOF PANEL ASSEMBLIES | 11/16 | ASTM INTERNATIONAL | ASTM | ASTM D714 | Standard Test Method for Evaluating Degree of Blistering of Paints | 2002; R 2017
2951 | 07 41 63 | FABRICATED ROOF PANEL ASSEMBLIES | 11/16 | ASTM INTERNATIONAL | ASTM | ASTM D822 | Filtered Open-Flame Carbon-Arc Exposures of Paint and Related Coatings | 2013; R 2018
2952 | 07 41 63 | FABRICATED ROOF PANEL ASSEMBLIES | 11/16 | ASTM INTERNATIONAL | ASTM | ASTM D968 | Standard Test Methods for Abrasion Resistance of Organic Coatings by Falling Abrasive | 2022
2953 | 07 41 63 | FABRICATED ROOF PANEL ASSEMBLIES | 11/16 | ASTM INTERNATIONAL | ASTM | ASTM D1056 | Standard Specification for Flexible Cellular Materials - Sponge or Expanded Rubber | 2020
2954 | 07 41 63 | FABRICATED ROOF PANEL ASSEMBLIES | 11/16 | ASTM INTERNATIONAL | ASTM | ASTM D1308 | Effect of Household Chemicals on Clear and Pigmented Organic Finishes | 2002; R 2013
2955 | 07 41 63 | FABRICATED ROOF PANEL ASSEMBLIES | 11/16 | ASTM INTERNATIONAL | ASTM | ASTM D1621 | Standard Test Method for Compressive Properties of Rigid Cellular Plastics | 2016
2956 | 07 41 63 | FABRICATED ROOF PANEL ASSEMBLIES | 11/16 | ASTM INTERNATIONAL | ASTM | ASTM D1622 | Apparent Density of Rigid Cellular Plastics | 2020
2957 | 07 41 63 | FABRICATED ROOF PANEL ASSEMBLIES | 11/16 | ASTM INTERNATIONAL | ASTM | ASTM D1667 | Standard Specification for Flexible Cellular Materials - Poly (Vinyl Chloride) Foam (Closed-Cell) | 2022
2958 | 07 41 63 | FABRICATED ROOF PANEL ASSEMBLIES | 11/16 | ASTM INTERNATIONAL | ASTM | ASTM D2244 | Standard Practice for Calculation of Color Tolerances and Color Differences from Instrumentally Measured Color Coordinates | 2021
2959 | 07 41 63 | FABRICATED ROOF PANEL ASSEMBLIES | 11/16 | ASTM INTERNATIONAL | ASTM | ASTM D2247 | Standard Practice for Testing Water Resistance of Coatings in 100?Percent Relative Humidity | 2015; R 2020
2960 | 07 41 63 | FABRICATED ROOF PANEL ASSEMBLIES | 11/16 | ASTM INTERNATIONAL | ASTM | ASTM D2794 | Standard Test Method for Resistance of Organic Coatings to the Effects of Rapid Deformation (Impact) | 1993; R 2019
2961 | 07 41 63 | FABRICATED ROOF PANEL ASSEMBLIES | 11/16 | ASTM INTERNATIONAL | ASTM | ASTM D3363 | Film Hardness by Pencil Test | 2005; E 2011; R 2011; E 2012
2962 | 07 41 63 | FABRICATED ROOF PANEL ASSEMBLIES | 11/16 | ASTM INTERNATIONAL | ASTM | ASTM D4214 | Standard Test Method for Evaluating the Degree of Chalking of Exterior Paint Films | 2007; R 2015
2963 | 07 41 63 | FABRICATED ROOF PANEL ASSEMBLIES | 11/16 | ASTM INTERNATIONAL | ASTM | ASTM D6226 | Standard Test Method for Open Cell Content of Rigid Cellular Plastics | 2021
2964 | 07 41 63 | FABRICATED ROOF PANEL ASSEMBLIES | 11/16 | ASTM INTERNATIONAL | ASTM | ASTM E84 | Standard Test Method for Surface Burning Characteristics of Building Materials | 2023
2965 | 07 41 63 | FABRICATED ROOF PANEL ASSEMBLIES | 11/16 | ASTM INTERNATIONAL | ASTM | ASTM E119 | Standard Test Methods for Fire Tests of Building Construction and Materials | 2024
2966 | 07 41 63 | FABRICATED ROOF PANEL ASSEMBLIES | 11/16 | ASTM INTERNATIONAL | ASTM | ASTM E136 | Standard Test Method for Assessing Combustibility of Materials Using a Vertical Tube Furnace at 750 Degrees C | 2024b
2967 | 07 41 63 | FABRICATED ROOF PANEL ASSEMBLIES | 11/16 | ASTM INTERNATIONAL | ASTM | ASTM E1592 | Standard Test Method for Structural Performance of Sheet Metal Roof and Siding Systems by Uniform Static Air Pressure Difference | 2017
2968 | 07 41 63 | FABRICATED ROOF PANEL ASSEMBLIES | 11/16 | ASTM INTERNATIONAL | ASTM | ASTM E2140 | Standard Test Method for Water Penetration of Metal Roof Panel Systems by Static Water Pressure Head | 2001; R 2023
2969 | 07 41 63 | FABRICATED ROOF PANEL ASSEMBLIES | 11/16 | ASTM INTERNATIONAL | ASTM | ASTM G152 | Standard Practice for Operating Open Flame Carbon Arc Light Apparatus for Exposure of Nonmetallic Materials | 2013; R 2021
2970 | 07 41 63 | FABRICATED ROOF PANEL ASSEMBLIES | 11/16 | ASTM INTERNATIONAL | ASTM | ASTM G153 | Standard Practice for Operating Enclosed Carbon Arc Light Apparatus for Exposure of Nonmetallic Materials | 2013; R 2021
2971 | 07 41 63 | FABRICATED ROOF PANEL ASSEMBLIES | 11/16 | FM GLOBAL | FM | FM 4471 | Class I Panel Roofs | 2010
2972 | 07 41 63 | FABRICATED ROOF PANEL ASSEMBLIES | 11/16 | FM GLOBAL | FM | FM 4474 | Evaluating the Simulated Wind Uplift Resistance of Roof Assemblies Using Static Positive and/or Negative Differential Pressures | 2014
2973 | 07 41 63 | FABRICATED ROOF PANEL ASSEMBLIES | 11/16 | METAL BUILDING MANUFACTURERS ASSOCIATION | MBMA | MBMA RSDM | Metal Roofing Systems Design Manual | 2012
2974 | 07 41 63 | FABRICATED ROOF PANEL ASSEMBLIES | 11/16 | NATIONAL ASSOCIATION OF ARCHITECTURAL METAL MANUFACTURERS | NAAMM | NAAMM AMP 500 | Metal Finishes Manual | 2006
2975 | 07 41 63 | FABRICATED ROOF PANEL ASSEMBLIES | 11/16 | NATIONAL ROOFING CONTRACTORS ASSOCIATION | NRCA | NRCA 0429 | The NRCA Roofing Manual: Architectural Metal Flashing, Condensation and Air Leakage Control and Reroofing | 2022
2976 | 07 41 63 | FABRICATED ROOF PANEL ASSEMBLIES | 11/16 | NATIONAL ROOFING CONTRACTORS ASSOCIATION | NRCA | NRCA RoofMan | The NRCA Roofing Manual | 2020
2977 | 07 41 63 | FABRICATED ROOF PANEL ASSEMBLIES | 11/16 | PORCELAIN ENAMEL INSTITUTE | PEI | PEI 1001 | Specification for Architectural Porcelain Enamel (ALS-100) | 1996
2978 | 07 41 63 | FABRICATED ROOF PANEL ASSEMBLIES | 11/16 | SHEET METAL AND AIR CONDITIONING CONTRACTORS' NATIONAL ASSOCIATION | SMACNA | SMACNA 1793 | Architectural Sheet Metal Manual, 7th Edition | 2012
2979 | 07 41 63 | FABRICATED ROOF PANEL ASSEMBLIES | 11/16 | SOCIETY FOR PROTECTIVE COATINGS | SSPC | SSPC PS 9.01 | Cold-Applied Asphalt Mastic Painting System with Extra-Thick Film | 1982; E 2004
2980 | 07 41 63 | FABRICATED ROOF PANEL ASSEMBLIES | 11/16 | UNDERWRITERS LABORATORIES | UL | UL 580 | UL Standard for Safety Tests for Uplift Resistance of Roof Assemblies | 2006; Reprint Apr 2024
2981 | 07 42 13 | METAL WALL PANELS | 05/11, CHG 2: 02/18 | ALUMINUM ASSOCIATION | AA | AA ADM | Aluminum Design Manual | 2020
2982 | 07 42 13 | METAL WALL PANELS | 05/11, CHG 2: 02/18 | ALUMINUM ASSOCIATION | AA | AA ASD1 | Aluminum Standards and Data | 2017; Errata 2017
2983 | 07 42 13 | METAL WALL PANELS | 05/11, CHG 2: 02/18 | AMERICAN ARCHITECTURAL MANUFACTURERS ASSOCIATION | AAMA | AAMA 501.1 | Standard Test Method for Water Penetration of Windows, Curtain Walls and Doors Using Dynamic Pressure | 2017
2984 | 07 42 13 | METAL WALL PANELS | 05/11, CHG 2: 02/18 | AMERICAN ARCHITECTURAL MANUFACTURERS ASSOCIATION | AAMA | AAMA 800 | Voluntary Specifications and Test Methods for Sealants | 2016
2985 | 07 42 13 | METAL WALL PANELS | 05/11, CHG 2: 02/18 | AMERICAN INSTITUTE OF STEEL CONSTRUCTION | AISC | AISC 341 | Seismic Provisions for Structural Steel Buildings | 2016
2986 | 07 42 13 | METAL WALL PANELS | 05/11, CHG 2: 02/18 | AMERICAN IRON AND STEEL INSTITUTE | AISI | AISI S100 | North American Specification for the Design of Cold-Formed Steel Structural Members | 2012
2987 | 07 42 13 | METAL WALL PANELS | 05/11, CHG 2: 02/18 | AMERICAN IRON AND STEEL INSTITUTE | AISI | AISI SG03-3 | Cold-Formed Steel Design Manual Set | 2002; Suppl 2001-2004; R 2008
2988 | 07 42 13 | METAL WALL PANELS | 05/11, CHG 2: 02/18 | AMERICAN SOCIETY OF CIVIL ENGINEERS | ASCE | ASCE 7-16 | Minimum Design Loads and Associated Criteria for Buildings and Other Structures | 2017; Errata 2018; Supp 1 2018
2989 | 07 42 13 | METAL WALL PANELS | 05/11, CHG 2: 02/18 | AMERICAN WELDING SOCIETY | AWS | AWS A5.1/A5.1M | Specification for Carbon Steel Electrodes for Shielded Metal Arc Welding | 2012
2990 | 07 42 13 | METAL WALL PANELS | 05/11, CHG 2: 02/18 | AMERICAN WELDING SOCIETY | AWS | AWS D1.1/D1.1M | Structural Welding Code - Steel | 2020; Errata 1 2021
2991 | 07 42 13 | METAL WALL PANELS | 05/11, CHG 2: 02/18 | AMERICAN WELDING SOCIETY | AWS | AWS D1.2/D1.2M | Structural Welding Code - Aluminum | 2014; Errata 1 2014; Errata 2 2020
2992 | 07 42 13 | METAL WALL PANELS | 05/11, CHG 2: 02/18 | ASTM INTERNATIONAL | ASTM | ASTM A36/A36M | Standard Specification for Carbon Structural Steel | 2019
2993 | 07 42 13 | METAL WALL PANELS | 05/11, CHG 2: 02/18 | ASTM INTERNATIONAL | ASTM | ASTM A123/A123M | Standard Specification for Zinc (Hot-Dip Galvanized) Coatings on Iron and Steel Products | 2017
2994 | 07 42 13 | METAL WALL PANELS | 05/11, CHG 2: 02/18 | ASTM INTERNATIONAL | ASTM | ASTM A424/A424M | Standard Specification for Steel Sheet for Porcelain Enameling | 2009a; R 2016
2995 | 07 42 13 | METAL WALL PANELS | 05/11, CHG 2: 02/18 | ASTM INTERNATIONAL | ASTM | ASTM A463/A463M | Standard Specification for Steel Sheet, Aluminum-Coated, by the Hot-Dip Process | 2022
2996 | 07 42 13 | METAL WALL PANELS | 05/11, CHG 2: 02/18 | ASTM INTERNATIONAL | ASTM | ASTM A606/A606M | Standard Specification for Steel Sheet and Strip, High-Strength, Low-Alloy, Hot-Rolled and Cold-Rolled, with Improved Atmospheric Corrosion Resistance | 2023
2997 | 07 42 13 | METAL WALL PANELS | 05/11, CHG 2: 02/18 | ASTM INTERNATIONAL | ASTM | ASTM A653/A653M | Standard Specification for Steel Sheet, Zinc-Coated (Galvanized) or Zinc-Iron Alloy-Coated (Galvannealed) by the Hot-Dip Process | 2023
2998 | 07 42 13 | METAL WALL PANELS | 05/11, CHG 2: 02/18 | ASTM INTERNATIONAL | ASTM | ASTM A755/A755M | Standard Specification for Steel Sheet, Metallic Coated by the Hot-Dip Process and Prepainted by the Coil-Coating Process for Exterior Exposed Building Products | 2018; R 2024
2999 | 07 42 13 | METAL WALL PANELS | 05/11, CHG 2: 02/18 | ASTM INTERNATIONAL | ASTM | ASTM A780/A780M | Standard Practice for Repair of Damaged and Uncoated Areas of Hot-Dip Galvanized Coatings | 2020
3000 | 07 42 13 | METAL WALL PANELS | 05/11, CHG 2: 02/18 | ASTM INTERNATIONAL | ASTM | ASTM A792/A792M | Standard Specification for Steel Sheet, 55% Aluminum-Zinc Alloy-Coated by the Hot-Dip Process | 2022
3001 | 07 42 13 | METAL WALL PANELS | 05/11, CHG 2: 02/18 | ASTM INTERNATIONAL | ASTM | ASTM A924/A924M | Standard Specification for General Requirements for Steel Sheet, Metallic-Coated by the Hot-Dip Process | 2022a
3002 | 07 42 13 | METAL WALL PANELS | 05/11, CHG 2: 02/18 | ASTM INTERNATIONAL | ASTM | ASTM A1008/A1008M | Standard Specification for Steel, Sheet, Cold-Rolled, Carbon, Structural, High-Strength Low-Alloy, High-Strength Low-Alloy with Improved Formability, Solution Hardened, and Bake Hardenable | 2024
3003 | 07 42 13 | METAL WALL PANELS | 05/11, CHG 2: 02/18 | ASTM INTERNATIONAL | ASTM | ASTM B117 | Standard Practice for Operating Salt Spray (Fog) Apparatus | 2019
3004 | 07 42 13 | METAL WALL PANELS | 05/11, CHG 2: 02/18 | ASTM INTERNATIONAL | ASTM | ASTM B209 | Standard Specification for Aluminum and Aluminum-Alloy Sheet and Plate | 2014
3005 | 07 42 13 | METAL WALL PANELS | 05/11, CHG 2: 02/18 | ASTM INTERNATIONAL | ASTM | ASTM B209M | Standard Specification for Aluminum and Aluminum-Alloy Sheet and Plate (Metric) | 2014
3006 | 07 42 13 | METAL WALL PANELS | 05/11, CHG 2: 02/18 | ASTM INTERNATIONAL | ASTM | ASTM C286 | Standard Terminology Relating to Porcelain Enamel and Ceramic-Metal Systems | 2022
3007 | 07 42 13 | METAL WALL PANELS | 05/11, CHG 2: 02/18 | ASTM INTERNATIONAL | ASTM | ASTM C920 | Standard Specification for Elastomeric Joint Sealants | 2018
3008 | 07 42 13 | METAL WALL PANELS | 05/11, CHG 2: 02/18 | ASTM INTERNATIONAL | ASTM | ASTM D522/D522M | Mandrel Bend Test of Attached Organic Coatings | 2017
3009 | 07 42 13 | METAL WALL PANELS | 05/11, CHG 2: 02/18 | ASTM INTERNATIONAL | ASTM | ASTM D523 | Standard Test Method for Specular Gloss | 2014; R 2018
3010 | 07 42 13 | METAL WALL PANELS | 05/11, CHG 2: 02/18 | ASTM INTERNATIONAL | ASTM | ASTM D610 | Standard Practice for Evaluating Degree of Rusting on Painted Steel Surfaces | 2008; R 2019
3011 | 07 42 13 | METAL WALL PANELS | 05/11, CHG 2: 02/18 | ASTM INTERNATIONAL | ASTM | ASTM D714 | Standard Test Method for Evaluating Degree of Blistering of Paints | 2002; R 2017
3012 | 07 42 13 | METAL WALL PANELS | 05/11, CHG 2: 02/18 | ASTM INTERNATIONAL | ASTM | ASTM D822 | Filtered Open-Flame Carbon-Arc Exposures of Paint and Related Coatings | 2013; R 2018
3013 | 07 42 13 | METAL WALL PANELS | 05/11, CHG 2: 02/18 | ASTM INTERNATIONAL | ASTM | ASTM D968 | Standard Test Methods for Abrasion Resistance of Organic Coatings by Falling Abrasive | 2022
3014 | 07 42 13 | METAL WALL PANELS | 05/11, CHG 2: 02/18 | ASTM INTERNATIONAL | ASTM | ASTM D1056 | Standard Specification for Flexible Cellular Materials - Sponge or Expanded Rubber | 2020
3015 | 07 42 13 | METAL WALL PANELS | 05/11, CHG 2: 02/18 | ASTM INTERNATIONAL | ASTM | ASTM D1308 | Effect of Household Chemicals on Clear and Pigmented Organic Finishes | 2002; R 2013
3016 | 07 42 13 | METAL WALL PANELS | 05/11, CHG 2: 02/18 | ASTM INTERNATIONAL | ASTM | ASTM D1654 | Standard Test Method for Evaluation of Painted or Coated Specimens Subjected to Corrosive Environments | 2008; R 2016; E 2017
3017 | 07 42 13 | METAL WALL PANELS | 05/11, CHG 2: 02/18 | ASTM INTERNATIONAL | ASTM | ASTM D1667 | Standard Specification for Flexible Cellular Materials - Poly (Vinyl Chloride) Foam (Closed-Cell) | 2022
3018 | 07 42 13 | METAL WALL PANELS | 05/11, CHG 2: 02/18 | ASTM INTERNATIONAL | ASTM | ASTM D2244 | Standard Practice for Calculation of Color Tolerances and Color Differences from Instrumentally Measured Color Coordinates | 2021
3019 | 07 42 13 | METAL WALL PANELS | 05/11, CHG 2: 02/18 | ASTM INTERNATIONAL | ASTM | ASTM D2247 | Standard Practice for Testing Water Resistance of Coatings in 100?Percent Relative Humidity | 2015; R 2020
3020 | 07 42 13 | METAL WALL PANELS | 05/11, CHG 2: 02/18 | ASTM INTERNATIONAL | ASTM | ASTM D2794 | Standard Test Method for Resistance of Organic Coatings to the Effects of Rapid Deformation (Impact) | 1993; R 2019
3021 | 07 42 13 | METAL WALL PANELS | 05/11, CHG 2: 02/18 | ASTM INTERNATIONAL | ASTM | ASTM D3359 | Standard Test Methods for Rating Adhesion by Tape Test | 2017
3022 | 07 42 13 | METAL WALL PANELS | 05/11, CHG 2: 02/18 | ASTM INTERNATIONAL | ASTM | ASTM D3363 | Film Hardness by Pencil Test | 2005; E 2011; R 2011; E 2012
3023 | 07 42 13 | METAL WALL PANELS | 05/11, CHG 2: 02/18 | ASTM INTERNATIONAL | ASTM | ASTM D4214 | Standard Test Method for Evaluating the Degree of Chalking of Exterior Paint Films | 2007; R 2015
3024 | 07 42 13 | METAL WALL PANELS | 05/11, CHG 2: 02/18 | ASTM INTERNATIONAL | ASTM | ASTM D4587 | Standard Practice for Fluorescent UV-Condensation Exposures of Paint and Related Coatings | 2011; R 2019; E 2019
3025 | 07 42 13 | METAL WALL PANELS | 05/11, CHG 2: 02/18 | ASTM INTERNATIONAL | ASTM | ASTM D5894 | Standard Practice for Cyclic Salt Fog/UV Exposure of Painted Metal, (Alternating Exposures in a Fog/Dry Cabinet and a UV/Condensation Cabinet) | 2016
3026 | 07 42 13 | METAL WALL PANELS | 05/11, CHG 2: 02/18 | ASTM INTERNATIONAL | ASTM | ASTM E72 | Conducting Strength Tests of Panels for Building Construction | 2022
3027 | 07 42 13 | METAL WALL PANELS | 05/11, CHG 2: 02/18 | ASTM INTERNATIONAL | ASTM | ASTM E84 | Standard Test Method for Surface Burning Characteristics of Building Materials | 2023
3028 | 07 42 13 | METAL WALL PANELS | 05/11, CHG 2: 02/18 | ASTM INTERNATIONAL | ASTM | ASTM E283 | Standard Test Method for Determining the Rate of Air Leakage Through Exterior Windows, Curtain Walls, and Doors Under Specified Pressure Differences Across the Specimen | 2019
3029 | 07 42 13 | METAL WALL PANELS | 05/11, CHG 2: 02/18 | ASTM INTERNATIONAL | ASTM | ASTM E331 | Standard Test Method for Water Penetration of Exterior Windows, Skylights, Doors, and Curtain Walls by Uniform Static Air Pressure Difference | 2000; R 2023
3030 | 07 42 13 | METAL WALL PANELS | 05/11, CHG 2: 02/18 | ASTM INTERNATIONAL | ASTM | ASTM E1592 | Standard Test Method for Structural Performance of Sheet Metal Roof and Siding Systems by Uniform Static Air Pressure Difference | 2017
3031 | 07 42 13 | METAL WALL PANELS | 05/11, CHG 2: 02/18 | ASTM INTERNATIONAL | ASTM | ASTM G152 | Standard Practice for Operating Open Flame Carbon Arc Light Apparatus for Exposure of Nonmetallic Materials | 2013; R 2021
3032 | 07 42 13 | METAL WALL PANELS | 05/11, CHG 2: 02/18 | ASTM INTERNATIONAL | ASTM | ASTM G153 | Standard Practice for Operating Enclosed Carbon Arc Light Apparatus for Exposure of Nonmetallic Materials | 2013; R 2021
3033 | 07 42 13 | METAL WALL PANELS | 05/11, CHG 2: 02/18 | METAL BUILDING MANUFACTURERS ASSOCIATION | MBMA | MBMA MBSM | Metal Building Systems Manual | 2018
3034 | 07 42 13 | METAL WALL PANELS | 05/11, CHG 2: 02/18 | NATIONAL ASSOCIATION OF ARCHITECTURAL METAL MANUFACTURERS | NAAMM | NAAMM AMP 500 | Metal Finishes Manual | 2006
3035 | 07 42 13 | METAL WALL PANELS | 05/11, CHG 2: 02/18 | PORCELAIN ENAMEL INSTITUTE | PEI | PEI 1001 | Specification for Architectural Porcelain Enamel (ALS-100) | 1996
3036 | 07 42 13 | METAL WALL PANELS | 05/11, CHG 2: 02/18 | PORCELAIN ENAMEL INSTITUTE | PEI | PEI CG-3 | Color Guide for Architectural Porcelain Enamel | 2005
3037 | 07 42 13 | METAL WALL PANELS | 05/11, CHG 2: 02/18 | SHEET METAL AND AIR CONDITIONING CONTRACTORS' NATIONAL ASSOCIATION | SMACNA | SMACNA 1793 | Architectural Sheet Metal Manual, 7th Edition | 2012
3038 | 07 42 13 | METAL WALL PANELS | 05/11, CHG 2: 02/18 | U.S. GREEN BUILDING COUNCIL | USGBC | LEED NC | Leadership in Energy and Environmental Design(tm) New Construction Rating System | 2013
3039 | 07 42 13 | METAL WALL PANELS | 05/11, CHG 2: 02/18 | UNDERWRITERS LABORATORIES | UL | UL Bld Mat Dir | Building Materials Directory | updated continuously online
3040 | 07 42 63 | FABRICATED WALL PANEL ASSEMBLIES | 05/11, CHG 4: 08/20 | ALUMINUM ASSOCIATION | AA | AA ADM | Aluminum Design Manual | 2020
3041 | 07 42 63 | FABRICATED WALL PANEL ASSEMBLIES | 05/11, CHG 4: 08/20 | ALUMINUM ASSOCIATION | AA | AA ASD1 | Aluminum Standards and Data | 2017; Errata 2017
3042 | 07 42 63 | FABRICATED WALL PANEL ASSEMBLIES | 05/11, CHG 4: 08/20 | AMERICAN ARCHITECTURAL MANUFACTURERS ASSOCIATION | AAMA | AAMA 501.1 | Standard Test Method for Water Penetration of Windows, Curtain Walls and Doors Using Dynamic Pressure | 2017
3043 | 07 42 63 | FABRICATED WALL PANEL ASSEMBLIES | 05/11, CHG 4: 08/20 | AMERICAN INSTITUTE OF STEEL CONSTRUCTION | AISC | AISC 341 | Seismic Provisions for Structural Steel Buildings | 2016
3044 | 07 42 63 | FABRICATED WALL PANEL ASSEMBLIES | 05/11, CHG 4: 08/20 | AMERICAN IRON AND STEEL INSTITUTE | AISI | AISI S100 | North American Specification for the Design of Cold-Formed Steel Structural Members | 2012
3045 | 07 42 63 | FABRICATED WALL PANEL ASSEMBLIES | 05/11, CHG 4: 08/20 | AMERICAN IRON AND STEEL INSTITUTE | AISI | AISI SG03-3 | Cold-Formed Steel Design Manual Set | 2002; Suppl 2001-2004; R 2008
3046 | 07 42 63 | FABRICATED WALL PANEL ASSEMBLIES | 05/11, CHG 4: 08/20 | AMERICAN SOCIETY OF CIVIL ENGINEERS | ASCE | ASCE 7-16 | Minimum Design Loads and Associated Criteria for Buildings and Other Structures | 2017; Errata 2018; Supp 1 2018
3047 | 07 42 63 | FABRICATED WALL PANEL ASSEMBLIES | 05/11, CHG 4: 08/20 | AMERICAN WELDING SOCIETY | AWS | AWS A5.1/A5.1M | Specification for Carbon Steel Electrodes for Shielded Metal Arc Welding | 2012
3048 | 07 42 63 | FABRICATED WALL PANEL ASSEMBLIES | 05/11, CHG 4: 08/20 | AMERICAN WELDING SOCIETY | AWS | AWS D1.1/D1.1M | Structural Welding Code - Steel | 2020; Errata 1 2021
3049 | 07 42 63 | FABRICATED WALL PANEL ASSEMBLIES | 05/11, CHG 4: 08/20 | AMERICAN WELDING SOCIETY | AWS | AWS D1.2/D1.2M | Structural Welding Code - Aluminum | 2014; Errata 1 2014; Errata 2 2020
3050 | 07 42 63 | FABRICATED WALL PANEL ASSEMBLIES | 05/11, CHG 4: 08/20 | ASTM INTERNATIONAL | ASTM | ASTM A36/A36M | Standard Specification for Carbon Structural Steel | 2019
3051 | 07 42 63 | FABRICATED WALL PANEL ASSEMBLIES | 05/11, CHG 4: 08/20 | ASTM INTERNATIONAL | ASTM | ASTM A123/A123M | Standard Specification for Zinc (Hot-Dip Galvanized) Coatings on Iron and Steel Products | 2017
3052 | 07 42 63 | FABRICATED WALL PANEL ASSEMBLIES | 05/11, CHG 4: 08/20 | ASTM INTERNATIONAL | ASTM | ASTM A424/A424M | Standard Specification for Steel Sheet for Porcelain Enameling | 2009a; R 2016
3053 | 07 42 63 | FABRICATED WALL PANEL ASSEMBLIES | 05/11, CHG 4: 08/20 | ASTM INTERNATIONAL | ASTM | ASTM A463/A463M | Standard Specification for Steel Sheet, Aluminum-Coated, by the Hot-Dip Process | 2022
3054 | 07 42 63 | FABRICATED WALL PANEL ASSEMBLIES | 05/11, CHG 4: 08/20 | ASTM INTERNATIONAL | ASTM | ASTM A606/A606M | Standard Specification for Steel Sheet and Strip, High-Strength, Low-Alloy, Hot-Rolled and Cold-Rolled, with Improved Atmospheric Corrosion Resistance | 2023
3055 | 07 42 63 | FABRICATED WALL PANEL ASSEMBLIES | 05/11, CHG 4: 08/20 | ASTM INTERNATIONAL | ASTM | ASTM A653/A653M | Standard Specification for Steel Sheet, Zinc-Coated (Galvanized) or Zinc-Iron Alloy-Coated (Galvannealed) by the Hot-Dip Process | 2023
3056 | 07 42 63 | FABRICATED WALL PANEL ASSEMBLIES | 05/11, CHG 4: 08/20 | ASTM INTERNATIONAL | ASTM | ASTM A755/A755M | Standard Specification for Steel Sheet, Metallic Coated by the Hot-Dip Process and Prepainted by the Coil-Coating Process for Exterior Exposed Building Products | 2018; R 2024
3057 | 07 42 63 | FABRICATED WALL PANEL ASSEMBLIES | 05/11, CHG 4: 08/20 | ASTM INTERNATIONAL | ASTM | ASTM A780/A780M | Standard Practice for Repair of Damaged and Uncoated Areas of Hot-Dip Galvanized Coatings | 2020
3058 | 07 42 63 | FABRICATED WALL PANEL ASSEMBLIES | 05/11, CHG 4: 08/20 | ASTM INTERNATIONAL | ASTM | ASTM A792/A792M | Standard Specification for Steel Sheet, 55% Aluminum-Zinc Alloy-Coated by the Hot-Dip Process | 2022
3059 | 07 42 63 | FABRICATED WALL PANEL ASSEMBLIES | 05/11, CHG 4: 08/20 | ASTM INTERNATIONAL | ASTM | ASTM A924/A924M | Standard Specification for General Requirements for Steel Sheet, Metallic-Coated by the Hot-Dip Process | 2022a
3060 | 07 42 63 | FABRICATED WALL PANEL ASSEMBLIES | 05/11, CHG 4: 08/20 | ASTM INTERNATIONAL | ASTM | ASTM A1008/A1008M | Standard Specification for Steel, Sheet, Cold-Rolled, Carbon, Structural, High-Strength Low-Alloy, High-Strength Low-Alloy with Improved Formability, Solution Hardened, and Bake Hardenable | 2024
3061 | 07 42 63 | FABRICATED WALL PANEL ASSEMBLIES | 05/11, CHG 4: 08/20 | ASTM INTERNATIONAL | ASTM | ASTM B117 | Standard Practice for Operating Salt Spray (Fog) Apparatus | 2019
3062 | 07 42 63 | FABRICATED WALL PANEL ASSEMBLIES | 05/11, CHG 4: 08/20 | ASTM INTERNATIONAL | ASTM | ASTM B209 | Standard Specification for Aluminum and Aluminum-Alloy Sheet and Plate | 2014
3063 | 07 42 63 | FABRICATED WALL PANEL ASSEMBLIES | 05/11, CHG 4: 08/20 | ASTM INTERNATIONAL | ASTM | ASTM B209M | Standard Specification for Aluminum and Aluminum-Alloy Sheet and Plate (Metric) | 2014
3064 | 07 42 63 | FABRICATED WALL PANEL ASSEMBLIES | 05/11, CHG 4: 08/20 | ASTM INTERNATIONAL | ASTM | ASTM C273/C273M | Standard Test Method for Shear Properties of Sandwich Core Materials | 2020
3065 | 07 42 63 | FABRICATED WALL PANEL ASSEMBLIES | 05/11, CHG 4: 08/20 | ASTM INTERNATIONAL | ASTM | ASTM C286 | Standard Terminology Relating to Porcelain Enamel and Ceramic-Metal Systems | 2022
3066 | 07 42 63 | FABRICATED WALL PANEL ASSEMBLIES | 05/11, CHG 4: 08/20 | ASTM INTERNATIONAL | ASTM | ASTM C553 | Standard Specification for Mineral Fiber Blanket Thermal Insulation for Commercial and Industrial Applications | 2013; R 2019
3067 | 07 42 63 | FABRICATED WALL PANEL ASSEMBLIES | 05/11, CHG 4: 08/20 | ASTM INTERNATIONAL | ASTM | ASTM C612 | Standard Specification for Mineral Fiber Block and Board Thermal Insulation | 2014; R 2019
3068 | 07 42 63 | FABRICATED WALL PANEL ASSEMBLIES | 05/11, CHG 4: 08/20 | ASTM INTERNATIONAL | ASTM | ASTM C920 | Standard Specification for Elastomeric Joint Sealants | 2018
3069 | 07 42 63 | FABRICATED WALL PANEL ASSEMBLIES | 05/11, CHG 4: 08/20 | ASTM INTERNATIONAL | ASTM | ASTM D522/D522M | Mandrel Bend Test of Attached Organic Coatings | 2017
3070 | 07 42 63 | FABRICATED WALL PANEL ASSEMBLIES | 05/11, CHG 4: 08/20 | ASTM INTERNATIONAL | ASTM | ASTM D523 | Standard Test Method for Specular Gloss | 2014; R 2018
3071 | 07 42 63 | FABRICATED WALL PANEL ASSEMBLIES | 05/11, CHG 4: 08/20 | ASTM INTERNATIONAL | ASTM | ASTM D714 | Standard Test Method for Evaluating Degree of Blistering of Paints | 2002; R 2017
3072 | 07 42 63 | FABRICATED WALL PANEL ASSEMBLIES | 05/11, CHG 4: 08/20 | ASTM INTERNATIONAL | ASTM | ASTM D822 | Filtered Open-Flame Carbon-Arc Exposures of Paint and Related Coatings | 2013; R 2018
3073 | 07 42 63 | FABRICATED WALL PANEL ASSEMBLIES | 05/11, CHG 4: 08/20 | ASTM INTERNATIONAL | ASTM | ASTM D968 | Standard Test Methods for Abrasion Resistance of Organic Coatings by Falling Abrasive | 2022
3074 | 07 42 63 | FABRICATED WALL PANEL ASSEMBLIES | 05/11, CHG 4: 08/20 | ASTM INTERNATIONAL | ASTM | ASTM D1056 | Standard Specification for Flexible Cellular Materials - Sponge or Expanded Rubber | 2020
3075 | 07 42 63 | FABRICATED WALL PANEL ASSEMBLIES | 05/11, CHG 4: 08/20 | ASTM INTERNATIONAL | ASTM | ASTM D1308 | Effect of Household Chemicals on Clear and Pigmented Organic Finishes | 2002; R 2013
3076 | 07 42 63 | FABRICATED WALL PANEL ASSEMBLIES | 05/11, CHG 4: 08/20 | ASTM INTERNATIONAL | ASTM | ASTM D1621 | Standard Test Method for Compressive Properties of Rigid Cellular Plastics | 2016
3077 | 07 42 63 | FABRICATED WALL PANEL ASSEMBLIES | 05/11, CHG 4: 08/20 | ASTM INTERNATIONAL | ASTM | ASTM D1622/D1622M | Apparent Density of Rigid Cellular Plastics | 2014
3078 | 07 42 63 | FABRICATED WALL PANEL ASSEMBLIES | 05/11, CHG 4: 08/20 | ASTM INTERNATIONAL | ASTM | ASTM D1667 | Standard Specification for Flexible Cellular Materials - Poly (Vinyl Chloride) Foam (Closed-Cell) | 2022
3079 | 07 42 63 | FABRICATED WALL PANEL ASSEMBLIES | 05/11, CHG 4: 08/20 | ASTM INTERNATIONAL | ASTM | ASTM D2244 | Standard Practice for Calculation of Color Tolerances and Color Differences from Instrumentally Measured Color Coordinates | 2021
3080 | 07 42 63 | FABRICATED WALL PANEL ASSEMBLIES | 05/11, CHG 4: 08/20 | ASTM INTERNATIONAL | ASTM | ASTM D2247 | Standard Practice for Testing Water Resistance of Coatings in 100?Percent Relative Humidity | 2015; R 2020
3081 | 07 42 63 | FABRICATED WALL PANEL ASSEMBLIES | 05/11, CHG 4: 08/20 | ASTM INTERNATIONAL | ASTM | ASTM D2794 | Standard Test Method for Resistance of Organic Coatings to the Effects of Rapid Deformation (Impact) | 1993; R 2019
3082 | 07 42 63 | FABRICATED WALL PANEL ASSEMBLIES | 05/11, CHG 4: 08/20 | ASTM INTERNATIONAL | ASTM | ASTM D3363 | Film Hardness by Pencil Test | 2005; E 2011; R 2011; E 2012
3083 | 07 42 63 | FABRICATED WALL PANEL ASSEMBLIES | 05/11, CHG 4: 08/20 | ASTM INTERNATIONAL | ASTM | ASTM D4214 | Standard Test Method for Evaluating the Degree of Chalking of Exterior Paint Films | 2007; R 2015
3084 | 07 42 63 | FABRICATED WALL PANEL ASSEMBLIES | 05/11, CHG 4: 08/20 | ASTM INTERNATIONAL | ASTM | ASTM D6226 | Standard Test Method for Open Cell Content of Rigid Cellular Plastics | 2021
3085 | 07 42 63 | FABRICATED WALL PANEL ASSEMBLIES | 05/11, CHG 4: 08/20 | ASTM INTERNATIONAL | ASTM | ASTM E84 | Standard Test Method for Surface Burning Characteristics of Building Materials | 2023
3086 | 07 42 63 | FABRICATED WALL PANEL ASSEMBLIES | 05/11, CHG 4: 08/20 | ASTM INTERNATIONAL | ASTM | ASTM E119 | Standard Test Methods for Fire Tests of Building Construction and Materials | 2024
3087 | 07 42 63 | FABRICATED WALL PANEL ASSEMBLIES | 05/11, CHG 4: 08/20 | ASTM INTERNATIONAL | ASTM | ASTM E136 | Standard Test Method for Assessing Combustibility of Materials Using a Vertical Tube Furnace at 750 Degrees C | 2024b
3088 | 07 42 63 | FABRICATED WALL PANEL ASSEMBLIES | 05/11, CHG 4: 08/20 | ASTM INTERNATIONAL | ASTM | ASTM E283 | Standard Test Method for Determining the Rate of Air Leakage Through Exterior Windows, Curtain Walls, and Doors Under Specified Pressure Differences Across the Specimen | 2019
3089 | 07 42 63 | FABRICATED WALL PANEL ASSEMBLIES | 05/11, CHG 4: 08/20 | ASTM INTERNATIONAL | ASTM | ASTM E331 | Standard Test Method for Water Penetration of Exterior Windows, Skylights, Doors, and Curtain Walls by Uniform Static Air Pressure Difference | 2000; R 2023
3090 | 07 42 63 | FABRICATED WALL PANEL ASSEMBLIES | 05/11, CHG 4: 08/20 | ASTM INTERNATIONAL | ASTM | ASTM E1592 | Standard Test Method for Structural Performance of Sheet Metal Roof and Siding Systems by Uniform Static Air Pressure Difference | 2017
3091 | 07 42 63 | FABRICATED WALL PANEL ASSEMBLIES | 05/11, CHG 4: 08/20 | ASTM INTERNATIONAL | ASTM | ASTM G152 | Standard Practice for Operating Open Flame Carbon Arc Light Apparatus for Exposure of Nonmetallic Materials | 2013; R 2021
3092 | 07 42 63 | FABRICATED WALL PANEL ASSEMBLIES | 05/11, CHG 4: 08/20 | ASTM INTERNATIONAL | ASTM | ASTM G153 | Standard Practice for Operating Enclosed Carbon Arc Light Apparatus for Exposure of Nonmetallic Materials | 2013; R 2021
3093 | 07 42 63 | FABRICATED WALL PANEL ASSEMBLIES | 05/11, CHG 4: 08/20 | METAL BUILDING MANUFACTURERS ASSOCIATION | MBMA | MBMA MBSM | Metal Building Systems Manual | 2018
3094 | 07 42 63 | FABRICATED WALL PANEL ASSEMBLIES | 05/11, CHG 4: 08/20 | NATIONAL ASSOCIATION OF ARCHITECTURAL METAL MANUFACTURERS | NAAMM | NAAMM AMP 500 | Metal Finishes Manual | 2006
3095 | 07 42 63 | FABRICATED WALL PANEL ASSEMBLIES | 05/11, CHG 4: 08/20 | PORCELAIN ENAMEL INSTITUTE | PEI | PEI 1001 | Specification for Architectural Porcelain Enamel (ALS-100) | 1996
3096 | 07 42 63 | FABRICATED WALL PANEL ASSEMBLIES | 05/11, CHG 4: 08/20 | PORCELAIN ENAMEL INSTITUTE | PEI | PEI CG-3 | Color Guide for Architectural Porcelain Enamel | 2005
3097 | 07 42 63 | FABRICATED WALL PANEL ASSEMBLIES | 05/11, CHG 4: 08/20 | SCIENTIFIC CERTIFICATION SYSTEMS | SCS | SCS | SCS Global Services (SCS) Indoor Advantage
3098 | 07 42 63 | FABRICATED WALL PANEL ASSEMBLIES | 05/11, CHG 4: 08/20 | SHEET METAL AND AIR CONDITIONING CONTRACTORS' NATIONAL ASSOCIATION | SMACNA | SMACNA 1793 | Architectural Sheet Metal Manual, 7th Edition | 2012
3099 | 07 42 63 | FABRICATED WALL PANEL ASSEMBLIES | 05/11, CHG 4: 08/20 | UL ENVIRONMENT | ULE | ULE Greenguard | UL Greenguard Certification Program
3100 | 07 42 63 | FABRICATED WALL PANEL ASSEMBLIES | 05/11, CHG 4: 08/20 | UNDERWRITERS LABORATORIES | UL | UL 580 | UL Standard for Safety Tests for Uplift Resistance of Roof Assemblies | 2006; Reprint Apr 2024
3101 | 07 42 63 | FABRICATED WALL PANEL ASSEMBLIES | 05/11, CHG 4: 08/20 | UNDERWRITERS LABORATORIES | UL | UL Bld Mat Dir | Building Materials Directory | updated continuously online
3102 | 07 51 13 | BUILT-UP ASPHALT ROOFING | 05/12, CHG 2: 11/18 | AMERICAN SOCIETY OF CIVIL ENGINEERS | ASCE | ASCE 7-16 | Minimum Design Loads and Associated Criteria for Buildings and Other Structures | 2017; Errata 2018; Supp 1 2018
3103 | 07 51 13 | BUILT-UP ASPHALT ROOFING | 05/12, CHG 2: 11/18 | ASTM INTERNATIONAL | ASTM | ASTM C208 | Standard Specification for Cellulosic Fiber Insulating Board | 2022
3104 | 07 51 13 | BUILT-UP ASPHALT ROOFING | 05/12, CHG 2: 11/18 | ASTM INTERNATIONAL | ASTM | ASTM C728 | Standard Specification for Perlite Thermal Insulation Board | 2017a; R 2022
3105 | 07 51 13 | BUILT-UP ASPHALT ROOFING | 05/12, CHG 2: 11/18 | ASTM INTERNATIONAL | ASTM | ASTM C1153 | Standard Practice for Location of Wet Insulation in Roofing Systems Using Infrared Imaging | 2023
3106 | 07 51 13 | BUILT-UP ASPHALT ROOFING | 05/12, CHG 2: 11/18 | ASTM INTERNATIONAL | ASTM | ASTM D41/D41M | Standard Specification for Asphalt Primer Used in Roofing, Dampproofing, and Waterproofing | 2011; R 2016
3107 | 07 51 13 | BUILT-UP ASPHALT ROOFING | 05/12, CHG 2: 11/18 | ASTM INTERNATIONAL | ASTM | ASTM D312/D312M | Standard Specification for Asphalt Used in Roofing | 2016a
3108 | 07 51 13 | BUILT-UP ASPHALT ROOFING | 05/12, CHG 2: 11/18 | ASTM INTERNATIONAL | ASTM | ASTM D448 | Standard Classification for Sizes of Aggregate for Road and Bridge Construction | 2012; R 2017
3109 | 07 51 13 | BUILT-UP ASPHALT ROOFING | 05/12, CHG 2: 11/18 | ASTM INTERNATIONAL | ASTM | ASTM D517 | Asphalt Plank | 1998; R 2008
3110 | 07 51 13 | BUILT-UP ASPHALT ROOFING | 05/12, CHG 2: 11/18 | ASTM INTERNATIONAL | ASTM | ASTM D1863/D1863M | Mineral Aggregate Used on Built-Up Roofs | 2005; R 2011; E 2012
3111 | 07 51 13 | BUILT-UP ASPHALT ROOFING | 05/12, CHG 2: 11/18 | ASTM INTERNATIONAL | ASTM | ASTM D1864/D1864M | Moisture in Mineral Aggregate Used on Built-Up Roofs | 1989; E 2009; R 2009
3112 | 07 51 13 | BUILT-UP ASPHALT ROOFING | 05/12, CHG 2: 11/18 | ASTM INTERNATIONAL | ASTM | ASTM D1970/D1970M | Standard Specification for Self-Adhering Polymer Modified Bituminous Sheet Materials Used as Steep Roofing Underlayment for Ice Dam Protection | 2019
3113 | 07 51 13 | BUILT-UP ASPHALT ROOFING | 05/12, CHG 2: 11/18 | ASTM INTERNATIONAL | ASTM | ASTM D2170/D2170M | Standard Test Method for Kinematic Viscosity of Asphalts (Bitumens) | 2018
3114 | 07 51 13 | BUILT-UP ASPHALT ROOFING | 05/12, CHG 2: 11/18 | ASTM INTERNATIONAL | ASTM | ASTM D2178/D2178M | Standard Specification for Asphalt Glass Felt Used in Roofing and Waterproofing | 2015a; R 2021
3115 | 07 51 13 | BUILT-UP ASPHALT ROOFING | 05/12, CHG 2: 11/18 | ASTM INTERNATIONAL | ASTM | ASTM D3617 | Sampling and Analysis of New Built-Up Roof Membranes | 2007; R 2015; E 2015
3116 | 07 51 13 | BUILT-UP ASPHALT ROOFING | 05/12, CHG 2: 11/18 | ASTM INTERNATIONAL | ASTM | ASTM D4263 | Standard Test Method for Indicating Moisture in Concrete by the Plastic Sheet Method | 1983; R 2018
3117 | 07 51 13 | BUILT-UP ASPHALT ROOFING | 05/12, CHG 2: 11/18 | ASTM INTERNATIONAL | ASTM | ASTM D4402/D4402M | Viscosity Determination of Asphalt at Elevated Temperatures Using a Rotational Viscometer | 2015
3118 | 07 51 13 | BUILT-UP ASPHALT ROOFING | 05/12, CHG 2: 11/18 | ASTM INTERNATIONAL | ASTM | ASTM D4586/D4586M | Asphalt Roof Cement, Asbestos-Free | 2007; R 2018
3119 | 07 51 13 | BUILT-UP ASPHALT ROOFING | 05/12, CHG 2: 11/18 | ASTM INTERNATIONAL | ASTM | ASTM D4601/D4601M | Standard Specification for Asphalt-Coated Glass Fiber Base Sheet Used in Roofing | 2004; R 2020
3120 | 07 51 13 | BUILT-UP ASPHALT ROOFING | 05/12, CHG 2: 11/18 | ASTM INTERNATIONAL | ASTM | ASTM D4637/D4637M | EPDM Sheet Used in Single-Ply Roof Membrane | 2015
3121 | 07 51 13 | BUILT-UP ASPHALT ROOFING | 05/12, CHG 2: 11/18 | ASTM INTERNATIONAL | ASTM | ASTM D4869/D4869M | Standard Specification for Asphalt-Saturated Organic Felt Underlayment Used in Steep Slope Roofing | 2016a
3122 | 07 51 13 | BUILT-UP ASPHALT ROOFING | 05/12, CHG 2: 11/18 | ASTM INTERNATIONAL | ASTM | ASTM D4897/D4897M | Standard Specification for Asphalt-Coated Glass-Fiber Venting Base Sheet Used in Roofing | 2016
3123 | 07 51 13 | BUILT-UP ASPHALT ROOFING | 05/12, CHG 2: 11/18 | ASTM INTERNATIONAL | ASTM | ASTM D6162/D6162M | Standard Specification for Styrene Butadiene Styrene (SBS) Modified Bituminous Sheet Materials Using a Combination of Polyester and Glass Fiber Reinforcements | 2016
3124 | 07 51 13 | BUILT-UP ASPHALT ROOFING | 05/12, CHG 2: 11/18 | ASTM INTERNATIONAL | ASTM | ASTM D6163/D6163M | Standard Specification for Styrene Butadiene Styrene (SBS) Modified Bituminous Sheet Materials Using Glass Fiber Reinforcements | 2016
3125 | 07 51 13 | BUILT-UP ASPHALT ROOFING | 05/12, CHG 2: 11/18 | ASTM INTERNATIONAL | ASTM | ASTM D6164/D6164M | Standard Specification for Styrene Butadiene Styrene (SBS) Modified Bituminous Sheet Materials Using Polyester Reinforcements | 2016
3126 | 07 51 13 | BUILT-UP ASPHALT ROOFING | 05/12, CHG 2: 11/18 | ASTM INTERNATIONAL | ASTM | ASTM D6757/D6757M | Standard Specification for Underlayment Felt Containing Inorganic Fibers Used in Steep-Slope Roofing | 2018
3127 | 07 51 13 | BUILT-UP ASPHALT ROOFING | 05/12, CHG 2: 11/18 | ASTM INTERNATIONAL | ASTM | ASTM E108 | Standard Test Methods for Fire Tests of Roof Coverings | 2020a
3128 | 07 51 13 | BUILT-UP ASPHALT ROOFING | 05/12, CHG 2: 11/18 | FM GLOBAL | FM | FM 4470 | Single-Ply, Polymer-Modified Bitumen Sheet, Built-up Roof (BUR), and Liquid Applied Roof Assemblies for Use in Class 1 and Noncombustible Roof Deck Construction | 2022
3129 | 07 51 13 | BUILT-UP ASPHALT ROOFING | 05/12, CHG 2: 11/18 | FM GLOBAL | FM | FM APP GUIDE | Approval Guide https://www.approvalguide.com/ | updated on-line
3130 | 07 51 13 | BUILT-UP ASPHALT ROOFING | 05/12, CHG 2: 11/18 | NATIONAL ROOFING CONTRACTORS ASSOCIATION | NRCA | NRCA RoofMan | The NRCA Roofing Manual | 2020
3131 | 07 51 13 | BUILT-UP ASPHALT ROOFING | 05/12, CHG 2: 11/18 | SINGLE PLY ROOFING INDUSTRY | SPRI | ANSI/SPRI RD-1 | Performance Standard for Retrofit Drains | 2019
3132 | 07 51 13 | BUILT-UP ASPHALT ROOFING | 05/12, CHG 2: 11/18 | U.S. DEPARTMENT OF ENERGY | DOE | Energy Star | Energy Star Energy Efficiency Labeling System (FEMP) | 1992; R 2006
3133 | 07 51 13 | BUILT-UP ASPHALT ROOFING | 05/12, CHG 2: 11/18 | UNDERWRITERS LABORATORIES | UL | UL 790 | UL Standard for Safety Test Methods for Fire Tests of Roof Coverings | 2022
3134 | 07 51 13 | BUILT-UP ASPHALT ROOFING | 05/12, CHG 2: 11/18 | UNDERWRITERS LABORATORIES | UL | UL RMSD | Roofing Materials and Systems Directory | 2012
3135 | 07 52 00 | MODIFIED BITUMINOUS MEMBRANE ROOFING | 05/12, CHG 5: 11/19 | AMERICAN SOCIETY OF CIVIL ENGINEERS | ASCE | ASCE 7-16 | Minimum Design Loads and Associated Criteria for Buildings and Other Structures | 2017; Errata 2018; Supp 1 2018
3136 | 07 52 00 | MODIFIED BITUMINOUS MEMBRANE ROOFING | 05/12, CHG 5: 11/19 | AMERICAN SOCIETY OF SAFETY PROFESSIONALS | ASSP | ASSP A10.24 | Roofing - Safety Requirements for Low-Sloped Roofs | 2022
3137 | 07 52 00 | MODIFIED BITUMINOUS MEMBRANE ROOFING | 05/12, CHG 5: 11/19 | ASPHALT ROOFING MANUFACTURER'S ASSOCIATION | ARMA | ARMA 410BUR88 | Manual of Roof Maintenance and Repair | 2001
3138 | 07 52 00 | MODIFIED BITUMINOUS MEMBRANE ROOFING | 05/12, CHG 5: 11/19 | ASPHALT ROOFING MANUFACTURER'S ASSOCIATION | ARMA | ARMA PMBRG98 | Quality Control Guideline for the Application of Polymer Modified Bitumen Roofing | 1998
3139 | 07 52 00 | MODIFIED BITUMINOUS MEMBRANE ROOFING | 05/12, CHG 5: 11/19 | ASTM INTERNATIONAL | ASTM | ASTM C208 | Standard Specification for Cellulosic Fiber Insulating Board | 2022
3140 | 07 52 00 | MODIFIED BITUMINOUS MEMBRANE ROOFING | 05/12, CHG 5: 11/19 | ASTM INTERNATIONAL | ASTM | ASTM C552 | Standard Specification for Cellular Glass Thermal Insulation | 2022
3141 | 07 52 00 | MODIFIED BITUMINOUS MEMBRANE ROOFING | 05/12, CHG 5: 11/19 | ASTM INTERNATIONAL | ASTM | ASTM C578 | Standard Specification for Rigid, Cellular Polystyrene Thermal Insulation | 2023
3142 | 07 52 00 | MODIFIED BITUMINOUS MEMBRANE ROOFING | 05/12, CHG 5: 11/19 | ASTM INTERNATIONAL | ASTM | ASTM C726 | Standard Specification for Mineral Wool Roof Insulation Board | 2017
3143 | 07 52 00 | MODIFIED BITUMINOUS MEMBRANE ROOFING | 05/12, CHG 5: 11/19 | ASTM INTERNATIONAL | ASTM | ASTM C728 | Standard Specification for Perlite Thermal Insulation Board | 2017a; R 2022
3144 | 07 52 00 | MODIFIED BITUMINOUS MEMBRANE ROOFING | 05/12, CHG 5: 11/19 | ASTM INTERNATIONAL | ASTM | ASTM C1153 | Standard Practice for Location of Wet Insulation in Roofing Systems Using Infrared Imaging | 2023
3145 | 07 52 00 | MODIFIED BITUMINOUS MEMBRANE ROOFING | 05/12, CHG 5: 11/19 | ASTM INTERNATIONAL | ASTM | ASTM C1289 | Standard Specification for Faced Rigid Cellular Polyisocyanurate Thermal Insulation Board | 2023a
3146 | 07 52 00 | MODIFIED BITUMINOUS MEMBRANE ROOFING | 05/12, CHG 5: 11/19 | ASTM INTERNATIONAL | ASTM | ASTM D41/D41M | Standard Specification for Asphalt Primer Used in Roofing, Dampproofing, and Waterproofing | 2011; R 2016
3147 | 07 52 00 | MODIFIED BITUMINOUS MEMBRANE ROOFING | 05/12, CHG 5: 11/19 | ASTM INTERNATIONAL | ASTM | ASTM D312/D312M | Standard Specification for Asphalt Used in Roofing | 2016a
3148 | 07 52 00 | MODIFIED BITUMINOUS MEMBRANE ROOFING | 05/12, CHG 5: 11/19 | ASTM INTERNATIONAL | ASTM | ASTM D1668/D1668M | Glass Fabrics (Woven and Treated) for Roofing and Waterproofing | 1997a; R 2014; E 2014
3149 | 07 52 00 | MODIFIED BITUMINOUS MEMBRANE ROOFING | 05/12, CHG 5: 11/19 | ASTM INTERNATIONAL | ASTM | ASTM D1863/D1863M | Mineral Aggregate Used on Built-Up Roofs | 2005; R 2011; E 2012
3150 | 07 52 00 | MODIFIED BITUMINOUS MEMBRANE ROOFING | 05/12, CHG 5: 11/19 | ASTM INTERNATIONAL | ASTM | ASTM D1970/D1970M | Standard Specification for Self-Adhering Polymer Modified Bituminous Sheet Materials Used as Steep Roofing Underlayment for Ice Dam Protection | 2019
3151 | 07 52 00 | MODIFIED BITUMINOUS MEMBRANE ROOFING | 05/12, CHG 5: 11/19 | ASTM INTERNATIONAL | ASTM | ASTM D2170/D2170M | Standard Test Method for Kinematic Viscosity of Asphalts (Bitumens) | 2018
3152 | 07 52 00 | MODIFIED BITUMINOUS MEMBRANE ROOFING | 05/12, CHG 5: 11/19 | ASTM INTERNATIONAL | ASTM | ASTM D2824/D2824M | Standard Specification for Aluminum-Pigmented Asphalt Roof Coatings, Non-Fibered, and Fibered without Asbestos | 2018
3153 | 07 52 00 | MODIFIED BITUMINOUS MEMBRANE ROOFING | 05/12, CHG 5: 11/19 | ASTM INTERNATIONAL | ASTM | ASTM D4073/D4073M | Standard Test Method for Tensile-Tear Strength of Bituminous Roofing Membranes | 2006; E 2019; R 2019
3154 | 07 52 00 | MODIFIED BITUMINOUS MEMBRANE ROOFING | 05/12, CHG 5: 11/19 | ASTM INTERNATIONAL | ASTM | ASTM D4263 | Standard Test Method for Indicating Moisture in Concrete by the Plastic Sheet Method | 1983; R 2018
3155 | 07 52 00 | MODIFIED BITUMINOUS MEMBRANE ROOFING | 05/12, CHG 5: 11/19 | ASTM INTERNATIONAL | ASTM | ASTM D4402/D4402M | Viscosity Determination of Asphalt at Elevated Temperatures Using a Rotational Viscometer | 2015
3156 | 07 52 00 | MODIFIED BITUMINOUS MEMBRANE ROOFING | 05/12, CHG 5: 11/19 | ASTM INTERNATIONAL | ASTM | ASTM D4586/D4586M | Asphalt Roof Cement, Asbestos-Free | 2007; R 2018
3157 | 07 52 00 | MODIFIED BITUMINOUS MEMBRANE ROOFING | 05/12, CHG 5: 11/19 | ASTM INTERNATIONAL | ASTM | ASTM D4601/D4601M | Standard Specification for Asphalt-Coated Glass Fiber Base Sheet Used in Roofing | 2004; R 2020
3158 | 07 52 00 | MODIFIED BITUMINOUS MEMBRANE ROOFING | 05/12, CHG 5: 11/19 | ASTM INTERNATIONAL | ASTM | ASTM D4637/D4637M | EPDM Sheet Used in Single-Ply Roof Membrane | 2015
3159 | 07 52 00 | MODIFIED BITUMINOUS MEMBRANE ROOFING | 05/12, CHG 5: 11/19 | ASTM INTERNATIONAL | ASTM | ASTM D4897/D4897M | Standard Specification for Asphalt-Coated Glass-Fiber Venting Base Sheet Used in Roofing | 2016
3160 | 07 52 00 | MODIFIED BITUMINOUS MEMBRANE ROOFING | 05/12, CHG 5: 11/19 | ASTM INTERNATIONAL | ASTM | ASTM D5147/D5147M | Standard Test Methods for Sampling and Testing Modified Bituminous Sheet Material | 2014
3161 | 07 52 00 | MODIFIED BITUMINOUS MEMBRANE ROOFING | 05/12, CHG 5: 11/19 | ASTM INTERNATIONAL | ASTM | ASTM D6162/D6162M | Standard Specification for Styrene Butadiene Styrene (SBS) Modified Bituminous Sheet Materials Using a Combination of Polyester and Glass Fiber Reinforcements | 2016
3162 | 07 52 00 | MODIFIED BITUMINOUS MEMBRANE ROOFING | 05/12, CHG 5: 11/19 | ASTM INTERNATIONAL | ASTM | ASTM D6163/D6163M | Standard Specification for Styrene Butadiene Styrene (SBS) Modified Bituminous Sheet Materials Using Glass Fiber Reinforcements | 2016
3163 | 07 52 00 | MODIFIED BITUMINOUS MEMBRANE ROOFING | 05/12, CHG 5: 11/19 | ASTM INTERNATIONAL | ASTM | ASTM D6164/D6164M | Standard Specification for Styrene Butadiene Styrene (SBS) Modified Bituminous Sheet Materials Using Polyester Reinforcements | 2016
3164 | 07 52 00 | MODIFIED BITUMINOUS MEMBRANE ROOFING | 05/12, CHG 5: 11/19 | ASTM INTERNATIONAL | ASTM | ASTM D6222/D6222M | Standard Specification for Atactic Polypropylene (ARP) Modified Bituminous Sheet Materials Using Polyester Reinforcements | 2016
3165 | 07 52 00 | MODIFIED BITUMINOUS MEMBRANE ROOFING | 05/12, CHG 5: 11/19 | ASTM INTERNATIONAL | ASTM | ASTM D6223/D6223M | Standard Specification for Atactic Polypropylene (ARP) Modified Bituminous Sheet Materials Using a Combination of Polyester and Glass Fiber Reinforcements | 2016
3166 | 07 52 00 | MODIFIED BITUMINOUS MEMBRANE ROOFING | 05/12, CHG 5: 11/19 | ASTM INTERNATIONAL | ASTM | ASTM D6298 | Standard Specification for Fiberglass Reinforced Styrene-Butadiene-Styrene (SBS) Modified Bituminous Sheet with a Factory Applied Metal Surface | 2016
3167 | 07 52 00 | MODIFIED BITUMINOUS MEMBRANE ROOFING | 05/12, CHG 5: 11/19 | ASTM INTERNATIONAL | ASTM | ASTM E108 | Standard Test Methods for Fire Tests of Roof Coverings | 2020a
3168 | 07 52 00 | MODIFIED BITUMINOUS MEMBRANE ROOFING | 05/12, CHG 5: 11/19 | FM GLOBAL | FM | FM 4470 | Single-Ply, Polymer-Modified Bitumen Sheet, Built-up Roof (BUR), and Liquid Applied Roof Assemblies for Use in Class 1 and Noncombustible Roof Deck Construction | 2022
3169 | 07 52 00 | MODIFIED BITUMINOUS MEMBRANE ROOFING | 05/12, CHG 5: 11/19 | FM GLOBAL | FM | FM APP GUIDE | Approval Guide https://www.approvalguide.com/ | updated on-line
3170 | 07 52 00 | MODIFIED BITUMINOUS MEMBRANE ROOFING | 05/12, CHG 5: 11/19 | INTERNATIONAL CODE COUNCIL | ICC | ICC IBC | International Building Code | 2024
3171 | 07 52 00 | MODIFIED BITUMINOUS MEMBRANE ROOFING | 05/12, CHG 5: 11/19 | INTERNATIONAL SAFETY EQUIPMENT ASSOCIATION | ISEA | ANSI/ISEA Z87.1 | Occupational and Educational Personal Eye and Face Protection Devices | 2020
3172 | 07 52 00 | MODIFIED BITUMINOUS MEMBRANE ROOFING | 05/12, CHG 5: 11/19 | MIDWEST ROOFING CONTRACTORS ASSOCIATION | MRCA | CERTA | NRCA/MRCA Certified Roofing Torch Applicator Program | 2007
3173 | 07 52 00 | MODIFIED BITUMINOUS MEMBRANE ROOFING | 05/12, CHG 5: 11/19 | NATIONAL FIRE PROTECTION ASSOCIATION | NFPA | NFPA 58 | Liquefied Petroleum Gas Code | 2024; TIA 23-1
3174 | 07 52 00 | MODIFIED BITUMINOUS MEMBRANE ROOFING | 05/12, CHG 5: 11/19 | NATIONAL FIRE PROTECTION ASSOCIATION | NFPA | NFPA 241 | Standard for Safeguarding Construction, Alteration, and Demolition Operations | 2022
3175 | 07 52 00 | MODIFIED BITUMINOUS MEMBRANE ROOFING | 05/12, CHG 5: 11/19 | NATIONAL ROOFING CONTRACTORS ASSOCIATION | NRCA | NRCA C3701 | Repair Manual for Low Slope Membrane Roof Systems | 1997
3176 | 07 52 00 | MODIFIED BITUMINOUS MEMBRANE ROOFING | 05/12, CHG 5: 11/19 | NATIONAL ROOFING CONTRACTORS ASSOCIATION | NRCA | NRCA CONDET | Construction Details Manual | 2014
3177 | 07 52 00 | MODIFIED BITUMINOUS MEMBRANE ROOFING | 05/12, CHG 5: 11/19 | NATIONAL ROOFING CONTRACTORS ASSOCIATION | NRCA | NRCA RoofMan | The NRCA Roofing Manual | 2020
3178 | 07 52 00 | MODIFIED BITUMINOUS MEMBRANE ROOFING | 05/12, CHG 5: 11/19 | SHEET METAL AND AIR CONDITIONING CONTRACTORS' NATIONAL ASSOCIATION | SMACNA | SMACNA 1793 | Architectural Sheet Metal Manual, 7th Edition | 2012
3179 | 07 52 00 | MODIFIED BITUMINOUS MEMBRANE ROOFING | 05/12, CHG 5: 11/19 | SINGLE PLY ROOFING INDUSTRY | SPRI | ANSI/SPRI/FM 4435/ES-1 | Test Standard for Edge Systems Used with Low Slope Roofing Systems | 2017
3180 | 07 52 00 | MODIFIED BITUMINOUS MEMBRANE ROOFING | 05/12, CHG 5: 11/19 | U.S. DEPARTMENT OF ENERGY | DOE | Energy Star | Energy Star Energy Efficiency Labeling System (FEMP) | 1992; R 2006
3181 | 07 52 00 | MODIFIED BITUMINOUS MEMBRANE ROOFING | 05/12, CHG 5: 11/19 | U.S. NATIONAL ARCHIVES AND RECORDS ADMINISTRATION | NARA | 29 CFR 1910 | Occupational Safety and Health Standards
3182 | 07 52 00 | MODIFIED BITUMINOUS MEMBRANE ROOFING | 05/12, CHG 5: 11/19 | U.S. NATIONAL ARCHIVES AND RECORDS ADMINISTRATION | NARA | 29 CFR 1910.12 | Construction Work
3183 | 07 52 00 | MODIFIED BITUMINOUS MEMBRANE ROOFING | 05/12, CHG 5: 11/19 | U.S. NATIONAL ARCHIVES AND RECORDS ADMINISTRATION | NARA | 29 CFR 1926 | Safety and Health Regulations for Construction
3184 | 07 52 00 | MODIFIED BITUMINOUS MEMBRANE ROOFING | 05/12, CHG 5: 11/19 | U.S. NATIONAL ARCHIVES AND RECORDS ADMINISTRATION | NARA | 29 CFR 1926.16 | Rules of Construction
3185 | 07 52 00 | MODIFIED BITUMINOUS MEMBRANE ROOFING | 05/12, CHG 5: 11/19 | UNDERWRITERS LABORATORIES | UL | UL 790 | UL Standard for Safety Test Methods for Fire Tests of Roof Coverings | 2022
3186 | 07 52 00 | MODIFIED BITUMINOUS MEMBRANE ROOFING | 05/12, CHG 5: 11/19 | UNDERWRITERS LABORATORIES | UL | UL RMSD | Roofing Materials and Systems Directory | 2012
3187 | 07 53 23 | ETHYLENE-PROPYLENE-DIENE-MONOMER ROOFING | 05/12, CHG 2: 08/18 | AMERICAN SOCIETY OF CIVIL ENGINEERS | ASCE | ASCE 7-16 | Minimum Design Loads and Associated Criteria for Buildings and Other Structures | 2017; Errata 2018; Supp 1 2018
3188 | 07 53 23 | ETHYLENE-PROPYLENE-DIENE-MONOMER ROOFING | 05/12, CHG 2: 08/18 | ASTM INTERNATIONAL | ASTM | ASTM D448 | Standard Classification for Sizes of Aggregate for Road and Bridge Construction | 2012; R 2017
3189 | 07 53 23 | ETHYLENE-PROPYLENE-DIENE-MONOMER ROOFING | 05/12, CHG 2: 08/18 | ASTM INTERNATIONAL | ASTM | ASTM D4637/D4637M | EPDM Sheet Used in Single-Ply Roof Membrane | 2015
3190 | 07 53 23 | ETHYLENE-PROPYLENE-DIENE-MONOMER ROOFING | 05/12, CHG 2: 08/18 | ASTM INTERNATIONAL | ASTM | ASTM D4811/D4811M | Standard Specification for Nonvulcanized (Uncured) Rubber Sheet Used as Roof Flashing | 2016
3191 | 07 53 23 | ETHYLENE-PROPYLENE-DIENE-MONOMER ROOFING | 05/12, CHG 2: 08/18 | ASTM INTERNATIONAL | ASTM | ASTM D6369 | Design of Standard Flashing Details for EPDM Roof Membranes | 1999; R 2006
3192 | 07 53 23 | ETHYLENE-PROPYLENE-DIENE-MONOMER ROOFING | 05/12, CHG 2: 08/18 | ASTM INTERNATIONAL | ASTM | ASTM E108 | Standard Test Methods for Fire Tests of Roof Coverings | 2020a
3193 | 07 53 23 | ETHYLENE-PROPYLENE-DIENE-MONOMER ROOFING | 05/12, CHG 2: 08/18 | FM GLOBAL | FM | FM 4470 | Single-Ply, Polymer-Modified Bitumen Sheet, Built-up Roof (BUR), and Liquid Applied Roof Assemblies for Use in Class 1 and Noncombustible Roof Deck Construction | 2022
3194 | 07 53 23 | ETHYLENE-PROPYLENE-DIENE-MONOMER ROOFING | 05/12, CHG 2: 08/18 | FM GLOBAL | FM | FM APP GUIDE | Approval Guide https://www.approvalguide.com/ | updated on-line
3195 | 07 53 23 | ETHYLENE-PROPYLENE-DIENE-MONOMER ROOFING | 05/12, CHG 2: 08/18 | NATIONAL ROOFING CONTRACTORS ASSOCIATION | NRCA | NRCA RoofMan | The NRCA Roofing Manual | 2020
3196 | 07 53 23 | ETHYLENE-PROPYLENE-DIENE-MONOMER ROOFING | 05/12, CHG 2: 08/18 | SINGLE PLY ROOFING INDUSTRY | SPRI | ANSI/SPRI RD-1 | Performance Standard for Retrofit Drains | 2019
3197 | 07 53 23 | ETHYLENE-PROPYLENE-DIENE-MONOMER ROOFING | 05/12, CHG 2: 08/18 | U.S. DEPARTMENT OF ENERGY | DOE | Energy Star | Energy Star Energy Efficiency Labeling System (FEMP) | 1992; R 2006
3198 | 07 53 23 | ETHYLENE-PROPYLENE-DIENE-MONOMER ROOFING | 05/12, CHG 2: 08/18 | UNDERWRITERS LABORATORIES | UL | UL 790 | UL Standard for Safety Test Methods for Fire Tests of Roof Coverings | 2022
3199 | 07 53 23 | ETHYLENE-PROPYLENE-DIENE-MONOMER ROOFING | 05/12, CHG 2: 08/18 | UNDERWRITERS LABORATORIES | UL | UL RMSD | Roofing Materials and Systems Directory | 2012
3200 | 07 54 19 | POLYVINYL-CHLORIDE ROOFING | 08/23 | AMERICAN SOCIETY OF CIVIL ENGINEERS | ASCE | ASCE 7-22 | Minimum Design Loads and Associated Criteria for Buildings and Other Structures | 2022; Supp 1 2023; Supp 2 2023
3201 | 07 54 19 | POLYVINYL-CHLORIDE ROOFING | 08/23 | AMERICAN SOCIETY OF SAFETY PROFESSIONALS | ASSP | ASSP A10.24 | Roofing - Safety Requirements for Low-Sloped Roofs | 2022
3202 | 07 54 19 | POLYVINYL-CHLORIDE ROOFING | 08/23 | ASTM INTERNATIONAL | ASTM | ASTM D4263 | Standard Test Method for Indicating Moisture in Concrete by the Plastic Sheet Method | 1983; R 2018
3203 | 07 54 19 | POLYVINYL-CHLORIDE ROOFING | 08/23 | ASTM INTERNATIONAL | ASTM | ASTM D4434/D4434M | Standard Specification for Poly(Vinyl Chloride) Sheet Roofing | 2015
3204 | 07 54 19 | POLYVINYL-CHLORIDE ROOFING | 08/23 | ASTM INTERNATIONAL | ASTM | ASTM D6754/D6754M | Standard Specification for Ketone Ethylene Ester Based Sheet Roofing | 2010
3205 | 07 54 19 | POLYVINYL-CHLORIDE ROOFING | 08/23 | ASTM INTERNATIONAL | ASTM | ASTM E108 | Standard Test Methods for Fire Tests of Roof Coverings | 2020a
3206 | 07 54 19 | POLYVINYL-CHLORIDE ROOFING | 08/23 | ASTM INTERNATIONAL | ASTM | ASTM E1980 | Standard Practice for Calculating Solar Reflectance Index of Horizontal and Low-Sloped Opaque Surfaces | 2011; R 2019
3207 | 07 54 19 | POLYVINYL-CHLORIDE ROOFING | 08/23 | COOL ROOF RATING COUNCIL | CRRC | ANSI/CRRC S100 | Standard Test Methods for Determining Radiative Properties of Materials | 2016
3208 | 07 54 19 | POLYVINYL-CHLORIDE ROOFING | 08/23 | FM GLOBAL | FM | FM 4470 | Single-Ply, Polymer-Modified Bitumen Sheet, Built-up Roof (BUR), and Liquid Applied Roof Assemblies for Use in Class 1 and Noncombustible Roof Deck Construction | 2022
3209 | 07 54 19 | POLYVINYL-CHLORIDE ROOFING | 08/23 | FM GLOBAL | FM | FM APP GUIDE | Approval Guide https://www.approvalguide.com/ | updated on-line
3210 | 07 54 19 | POLYVINYL-CHLORIDE ROOFING | 08/23 | NATIONAL FIRE PROTECTION ASSOCIATION | NFPA | NFPA 101 | Life Safety Code | 2024
3211 | 07 54 19 | POLYVINYL-CHLORIDE ROOFING | 08/23 | NATIONAL ROOFING CONTRACTORS ASSOCIATION | NRCA | NRCA 3621 | Quality Control and Quality-assurance Guidelines for the Application of Membrane Roof Systems | 2017
3212 | 07 54 19 | POLYVINYL-CHLORIDE ROOFING | 08/23 | NATIONAL ROOFING CONTRACTORS ASSOCIATION | NRCA | NRCA 3740 | The NRCA Waterproofing Manual | 2005
3213 | 07 54 19 | POLYVINYL-CHLORIDE ROOFING | 08/23 | NATIONAL ROOFING CONTRACTORS ASSOCIATION | NRCA | NRCA 3906 | NRCA Guidelines for Rooftop-mounted Photovoltaic Systems | 2018
3214 | 07 54 19 | POLYVINYL-CHLORIDE ROOFING | 08/23 | SINGLE PLY ROOFING INDUSTRY | SPRI | ANSI/SPRI RD-1 | Performance Standard for Retrofit Drains | 2019
3215 | 07 54 19 | POLYVINYL-CHLORIDE ROOFING | 08/23 | SINGLE PLY ROOFING INDUSTRY | SPRI | ANSI/SPRI/FM 4435/ES-1 | Test Standard for Edge Systems Used with Low Slope Roofing Systems | 2017
3216 | 07 54 19 | POLYVINYL-CHLORIDE ROOFING | 08/23 | UNDERWRITERS LABORATORIES | UL | UL 790 | UL Standard for Safety Test Methods for Fire Tests of Roof Coverings | 2022
3217 | 07 55 00 | PROTECTED MEMBRANE ROOFING | 08/09, CHG 1: 05/14 | ASTM INTERNATIONAL | ASTM | ASTM C29/C29M | Standard Test Method for Bulk Density ("Unit Weight") and Voids in Aggregate | 2023
3218 | 07 55 00 | PROTECTED MEMBRANE ROOFING | 08/09, CHG 1: 05/14 | ASTM INTERNATIONAL | ASTM | ASTM C578 | Standard Specification for Rigid, Cellular Polystyrene Thermal Insulation | 2023
3219 | 07 55 00 | PROTECTED MEMBRANE ROOFING | 08/09, CHG 1: 05/14 | ASTM INTERNATIONAL | ASTM | ASTM C726 | Standard Specification for Mineral Wool Roof Insulation Board | 2017
3220 | 07 55 00 | PROTECTED MEMBRANE ROOFING | 08/09, CHG 1: 05/14 | ASTM INTERNATIONAL | ASTM | ASTM C1177/C1177M | Standard Specification for Glass Mat Gypsum Substrate for Use as Sheathing | 2024
3221 | 07 55 00 | PROTECTED MEMBRANE ROOFING | 08/09, CHG 1: 05/14 | ASTM INTERNATIONAL | ASTM | ASTM C1396/C1396M | Standard Specification for Gypsum Board | 2017
3222 | 07 55 00 | PROTECTED MEMBRANE ROOFING | 08/09, CHG 1: 05/14 | ASTM INTERNATIONAL | ASTM | ASTM D448 | Standard Classification for Sizes of Aggregate for Road and Bridge Construction | 2012; R 2017
3223 | 07 55 00 | PROTECTED MEMBRANE ROOFING | 08/09, CHG 1: 05/14 | ASTM INTERNATIONAL | ASTM | ASTM D751 | Standard Test Methods for Coated Fabrics | 2019
3224 | 07 55 00 | PROTECTED MEMBRANE ROOFING | 08/09, CHG 1: 05/14 | ASTM INTERNATIONAL | ASTM | ASTM D4751 | Standard Test Method for Determining Apparent Opening Size of a Geotextile | 2020
3225 | 07 55 00 | PROTECTED MEMBRANE ROOFING | 08/09, CHG 1: 05/14 | ASTM INTERNATIONAL | ASTM | ASTM D5034 | Standard Test Method for Breaking Strength and Elongation of Textile Fabrics (Grab Test) | 2009; R 2017
3226 | 07 55 00 | PROTECTED MEMBRANE ROOFING | 08/09, CHG 1: 05/14 | FM GLOBAL | FM | FM APP GUIDE | Approval Guide https://www.approvalguide.com/ | updated on-line
3227 | 07 55 00 | PROTECTED MEMBRANE ROOFING | 08/09, CHG 1: 05/14 | FM GLOBAL | FM | FM P9513 | Specialist Data Book Set for Roofing Contractors; contains 1-22 (2001), 1-28 (2002), 1-29 (2002), 1-28R/1-29R (1998), 1-30 (2000), 1-31 (2000), 1-32 (2000), 1-33 (2000), 1-34 (2001), 1-49 (2000), 1-52 (2000), 1-54 (2001) | 2002
3228 | 07 55 00 | PROTECTED MEMBRANE ROOFING | 08/09, CHG 1: 05/14 | SINGLE PLY ROOFING INDUSTRY | SPRI | SPRI RP-4 | Wind Design Standard for Ballasted Single-Ply Roofing Systems | 2013
3229 | 07 55 00 | PROTECTED MEMBRANE ROOFING | 08/09, CHG 1: 05/14 | U.S. DEPARTMENT OF ENERGY | DOE | Energy Star | Energy Star Energy Efficiency Labeling System (FEMP) | 1992; R 2006
3230 | 07 55 00 | PROTECTED MEMBRANE ROOFING | 08/09, CHG 1: 05/14 | U.S. NATIONAL ARCHIVES AND RECORDS ADMINISTRATION | NARA | PL 109-58 | Energy Policy Act of 2005 (EPAct05)
3231 | 07 55 00 | PROTECTED MEMBRANE ROOFING | 08/09, CHG 1: 05/14 | UNDERWRITERS LABORATORIES | UL | UL 580 | UL Standard for Safety Tests for Uplift Resistance of Roof Assemblies | 2006; Reprint Apr 2024
3232 | 07 55 00 | PROTECTED MEMBRANE ROOFING | 08/09, CHG 1: 05/14 | UNDERWRITERS LABORATORIES | UL | UL 790 | UL Standard for Safety Test Methods for Fire Tests of Roof Coverings | 2022
3233 | 07 57 13 | SPRAYED POLYURETHANE FOAM (SPF) ROOFING | 05/11, CHG 4: 02/23 | AMERICAN INDUSTRIAL HYGIENE ASSOCIATION | AIHA | AIHA Z88.6 | Respiratory Protection - Respirator Use-Physical Qualifications for Personnel | 2006
3234 | 07 57 13 | SPRAYED POLYURETHANE FOAM (SPF) ROOFING | 05/11, CHG 4: 02/23 | ASTM INTERNATIONAL | ASTM | ASTM C177 | Standard Test Method for Steady-State Heat Flux Measurements and Thermal Transmission Properties by Means of the Guarded-Hot-Plate Apparatus | 2019; E 2023
3235 | 07 57 13 | SPRAYED POLYURETHANE FOAM (SPF) ROOFING | 05/11, CHG 4: 02/23 | ASTM INTERNATIONAL | ASTM | ASTM C273/C273M | Standard Test Method for Shear Properties of Sandwich Core Materials | 2020
3236 | 07 57 13 | SPRAYED POLYURETHANE FOAM (SPF) ROOFING | 05/11, CHG 4: 02/23 | ASTM INTERNATIONAL | ASTM | ASTM C518 | Standard Test Method for Steady-State Thermal Transmission Properties by Means of the Heat Flow Meter Apparatus | 2021
3237 | 07 57 13 | SPRAYED POLYURETHANE FOAM (SPF) ROOFING | 05/11, CHG 4: 02/23 | ASTM INTERNATIONAL | ASTM | ASTM D56 | Standard Test Method for Flash Point by Tag Closed Cup Tester | 2016a
3238 | 07 57 13 | SPRAYED POLYURETHANE FOAM (SPF) ROOFING | 05/11, CHG 4: 02/23 | ASTM INTERNATIONAL | ASTM | ASTM D93 | Standard Test Methods for Flash-Point by Pensky-Martens Closed Cup Tester | 2019
3239 | 07 57 13 | SPRAYED POLYURETHANE FOAM (SPF) ROOFING | 05/11, CHG 4: 02/23 | ASTM INTERNATIONAL | ASTM | ASTM D412 | Standard Test Methods for Vulcanized Rubber and Thermoplastic Elastomers - Tension | 2016; R 2021
3240 | 07 57 13 | SPRAYED POLYURETHANE FOAM (SPF) ROOFING | 05/11, CHG 4: 02/23 | ASTM INTERNATIONAL | ASTM | ASTM D570 | Standard Test Method for Water Absorption of Plastics | 1998; E 2010; R 2010
3241 | 07 57 13 | SPRAYED POLYURETHANE FOAM (SPF) ROOFING | 05/11, CHG 4: 02/23 | ASTM INTERNATIONAL | ASTM | ASTM D579/D579M | Standard Specification for Greige Woven Glass Fabrics | 2015
3242 | 07 57 13 | SPRAYED POLYURETHANE FOAM (SPF) ROOFING | 05/11, CHG 4: 02/23 | ASTM INTERNATIONAL | ASTM | ASTM D624 | Standard Test Method for Tear Strength of Conventional Vulcanized Rubber and Thermoplastic Elastomers | 2000; R 2020
3243 | 07 57 13 | SPRAYED POLYURETHANE FOAM (SPF) ROOFING | 05/11, CHG 4: 02/23 | ASTM INTERNATIONAL | ASTM | ASTM D822 | Filtered Open-Flame Carbon-Arc Exposures of Paint and Related Coatings | 2013; R 2018
3244 | 07 57 13 | SPRAYED POLYURETHANE FOAM (SPF) ROOFING | 05/11, CHG 4: 02/23 | ASTM INTERNATIONAL | ASTM | ASTM D1621 | Standard Test Method for Compressive Properties of Rigid Cellular Plastics | 2016
3245 | 07 57 13 | SPRAYED POLYURETHANE FOAM (SPF) ROOFING | 05/11, CHG 4: 02/23 | ASTM INTERNATIONAL | ASTM | ASTM D1622/D1622M | Apparent Density of Rigid Cellular Plastics | 2014
3246 | 07 57 13 | SPRAYED POLYURETHANE FOAM (SPF) ROOFING | 05/11, CHG 4: 02/23 | ASTM INTERNATIONAL | ASTM | ASTM D1623 | Standard Test Method for Tensile and Tensile Adhesion Properties of Rigid Cellular Plastics | 2017
3247 | 07 57 13 | SPRAYED POLYURETHANE FOAM (SPF) ROOFING | 05/11, CHG 4: 02/23 | ASTM INTERNATIONAL | ASTM | ASTM D2126 | Response of Rigid Cellular Plastics to Thermal and Humid Aging | 2020
3248 | 07 57 13 | SPRAYED POLYURETHANE FOAM (SPF) ROOFING | 05/11, CHG 4: 02/23 | ASTM INTERNATIONAL | ASTM | ASTM D2240 | Standard Test Method for Rubber Property - Durometer Hardness | 2015; E 2017
3249 | 07 57 13 | SPRAYED POLYURETHANE FOAM (SPF) ROOFING | 05/11, CHG 4: 02/23 | ASTM INTERNATIONAL | ASTM | ASTM D2697 | Volume Nonvolatile Matter in Clear or Pigmented Coatings | 2003; R 2014
3250 | 07 57 13 | SPRAYED POLYURETHANE FOAM (SPF) ROOFING | 05/11, CHG 4: 02/23 | ASTM INTERNATIONAL | ASTM | ASTM D2842 | Water Absorption of Rigid Cellular Plastics | 2019
3251 | 07 57 13 | SPRAYED POLYURETHANE FOAM (SPF) ROOFING | 05/11, CHG 4: 02/23 | ASTM INTERNATIONAL | ASTM | ASTM D5469/D5469M | Application of New Spray Applied Polyurethane Foam and Coated Roofing Systems | 2012
3252 | 07 57 13 | SPRAYED POLYURETHANE FOAM (SPF) ROOFING | 05/11, CHG 4: 02/23 | ASTM INTERNATIONAL | ASTM | ASTM D6226 | Standard Test Method for Open Cell Content of Rigid Cellular Plastics | 2021
3253 | 07 57 13 | SPRAYED POLYURETHANE FOAM (SPF) ROOFING | 05/11, CHG 4: 02/23 | ASTM INTERNATIONAL | ASTM | ASTM E84 | Standard Test Method for Surface Burning Characteristics of Building Materials | 2023
3254 | 07 57 13 | SPRAYED POLYURETHANE FOAM (SPF) ROOFING | 05/11, CHG 4: 02/23 | ASTM INTERNATIONAL | ASTM | ASTM E96/E96M | Standard Test Methods for Gravimetric Determination of Water Vapor Transmission Rate of Materials | 2024
3255 | 07 57 13 | SPRAYED POLYURETHANE FOAM (SPF) ROOFING | 05/11, CHG 4: 02/23 | ASTM INTERNATIONAL | ASTM | ASTM G154 | Standard Practice for Operating Fluorescent Ultraviolet (UV) Lamp Apparatus for Exposure of Materials | 2023
3256 | 07 57 13 | SPRAYED POLYURETHANE FOAM (SPF) ROOFING | 05/11, CHG 4: 02/23 | ASTM INTERNATIONAL | ASTM | ASTM G155 | Standard Practice for Operating Xenon Arc Lamp Apparatus for Exposure of Materials | 2021
3257 | 07 57 13 | SPRAYED POLYURETHANE FOAM (SPF) ROOFING | 05/11, CHG 4: 02/23 | FM GLOBAL | FM | FM APP GUIDE | Approval Guide https://www.approvalguide.com/ | updated on-line
3258 | 07 57 13 | SPRAYED POLYURETHANE FOAM (SPF) ROOFING | 05/11, CHG 4: 02/23 | INTERNATIONAL SAFETY EQUIPMENT ASSOCIATION | ISEA | ANSI/ISEA Z87.1 | Occupational and Educational Personal Eye and Face Protection Devices | 2020
3259 | 07 57 13 | SPRAYED POLYURETHANE FOAM (SPF) ROOFING | 05/11, CHG 4: 02/23 | NATIONAL ROOFING CONTRACTORS ASSOCIATION | NRCA | NRCA RoofMan | The NRCA Roofing Manual | 2020
3260 | 07 57 13 | SPRAYED POLYURETHANE FOAM (SPF) ROOFING | 05/11, CHG 4: 02/23 | SOCIETY FOR PROTECTIVE COATINGS | SSPC | SSPC SP 6/NACE No.3 | Commercial Blast Cleaning | 2007
3261 | 07 57 13 | SPRAYED POLYURETHANE FOAM (SPF) ROOFING | 05/11, CHG 4: 02/23 | SPRAY POLYURETHANE FOAM ALLIANCE | SPFA | SPFA AY-104 | Spray Polyurethane Foam Systems for New and Remedial Roofing | 1994; R 2008
3262 | 07 57 13 | SPRAYED POLYURETHANE FOAM (SPF) ROOFING | 05/11, CHG 4: 02/23 | U.S. DEPARTMENT OF ENERGY | DOE | Energy Star | Energy Star Energy Efficiency Labeling System (FEMP) | 1992; R 2006
3263 | 07 57 13 | SPRAYED POLYURETHANE FOAM (SPF) ROOFING | 05/11, CHG 4: 02/23 | UNDERWRITERS LABORATORIES | UL | UL 790 | UL Standard for Safety Test Methods for Fire Tests of Roof Coverings | 2022
3264 | 07 57 13 | SPRAYED POLYURETHANE FOAM (SPF) ROOFING | 05/11, CHG 4: 02/23 | UNDERWRITERS LABORATORIES | UL | UL 1256 | Fire Test of Roof Deck Constructions | 2023
3265 | 07 57 13 | SPRAYED POLYURETHANE FOAM (SPF) ROOFING | 05/11, CHG 4: 02/23 | UNDERWRITERS LABORATORIES | UL | UL Bld Mat Dir | Building Materials Directory | updated continuously online
3266 | 07 60 00 | FLASHING AND SHEET METAL | 08/23 | AMERICAN SOCIETY OF HEATING, REFRIGERATING AND AIR-CONDITIONING ENGINEERS | ASHRAE | ASHRAE 90.1 - IP | Energy Standard for Buildings Except Low-Rise Residential Buildings | 2019
3267 | 07 60 00 | FLASHING AND SHEET METAL | 08/23 | AMERICAN SOCIETY OF HEATING, REFRIGERATING AND AIR-CONDITIONING ENGINEERS | ASHRAE | ASHRAE 90.1 - SI | Energy Standard for Buildings Except Low-Rise Residential Buildings | 2019
3268 | 07 60 00 | FLASHING AND SHEET METAL | 08/23 | AMERICAN WELDING SOCIETY | AWS | AWS D1.2/D1.2M | Structural Welding Code - Aluminum | 2014; Errata 1 2014; Errata 2 2020
3269 | 07 60 00 | FLASHING AND SHEET METAL | 08/23 | ASTM INTERNATIONAL | ASTM | ASTM A308/A308M | Standard Specification for Steel Sheet, Terne (Lead-Tin Alloy) Coated by the Hot Dip Process | 2010
3270 | 07 60 00 | FLASHING AND SHEET METAL | 08/23 | ASTM INTERNATIONAL | ASTM | ASTM A480/A480M | Standard Specification for General Requirements for Flat-Rolled Stainless and Heat-Resisting Steel Plate, Sheet, and Strip | 2024
3271 | 07 60 00 | FLASHING AND SHEET METAL | 08/23 | ASTM INTERNATIONAL | ASTM | ASTM A653/A653M | Standard Specification for Steel Sheet, Zinc-Coated (Galvanized) or Zinc-Iron Alloy-Coated (Galvannealed) by the Hot-Dip Process | 2023
3272 | 07 60 00 | FLASHING AND SHEET METAL | 08/23 | ASTM INTERNATIONAL | ASTM | ASTM A792/A792M | Standard Specification for Steel Sheet, 55% Aluminum-Zinc Alloy-Coated by the Hot-Dip Process | 2022
3273 | 07 60 00 | FLASHING AND SHEET METAL | 08/23 | ASTM INTERNATIONAL | ASTM | ASTM B32 | Standard Specification for Solder Metal | 2020
3274 | 07 60 00 | FLASHING AND SHEET METAL | 08/23 | ASTM INTERNATIONAL | ASTM | ASTM B69 | Standard Specification for Rolled Zinc | 2021
3275 | 07 60 00 | FLASHING AND SHEET METAL | 08/23 | ASTM INTERNATIONAL | ASTM | ASTM B101 | Standard Specification for Lead-Coated Copper Sheet and Strip for Building Construction | 2022
3276 | 07 60 00 | FLASHING AND SHEET METAL | 08/23 | ASTM INTERNATIONAL | ASTM | ASTM B209/B209M | Standard Specification for Aluminum and Aluminum-Alloy Sheet and Plate | 2021a
3277 | 07 60 00 | FLASHING AND SHEET METAL | 08/23 | ASTM INTERNATIONAL | ASTM | ASTM B221 | Standard Specification for Aluminum and Aluminum-Alloy Extruded Bars, Rods, Wire, Profiles, and Tubes | 2021
3278 | 07 60 00 | FLASHING AND SHEET METAL | 08/23 | ASTM INTERNATIONAL | ASTM | ASTM B221M | Standard Specification for Aluminum and Aluminum-Alloy Extruded Bars, Rods, Wire, Profiles, and Tubes (Metric) | 2021
3279 | 07 60 00 | FLASHING AND SHEET METAL | 08/23 | ASTM INTERNATIONAL | ASTM | ASTM B370 | Standard Specification for Copper Sheet and Strip for Building Construction | 2022
3280 | 07 60 00 | FLASHING AND SHEET METAL | 08/23 | ASTM INTERNATIONAL | ASTM | ASTM D41/D41M | Standard Specification for Asphalt Primer Used in Roofing, Dampproofing, and Waterproofing | 2011; R 2016
3281 | 07 60 00 | FLASHING AND SHEET METAL | 08/23 | ASTM INTERNATIONAL | ASTM | ASTM D226/D226M | Standard Specification for Asphalt-Saturated Organic Felt Used in Roofing and Waterproofing | 2017
3282 | 07 60 00 | FLASHING AND SHEET METAL | 08/23 | ASTM INTERNATIONAL | ASTM | ASTM D1784 | Standard Specification for Rigid Poly(Vinyl Chloride) (PVC) Compounds and Chlorinated Poly(Vinyl Chloride) (CPVC) Compounds | 2020
3283 | 07 60 00 | FLASHING AND SHEET METAL | 08/23 | ASTM INTERNATIONAL | ASTM | ASTM D2244 | Standard Practice for Calculation of Color Tolerances and Color Differences from Instrumentally Measured Color Coordinates | 2021
3284 | 07 60 00 | FLASHING AND SHEET METAL | 08/23 | ASTM INTERNATIONAL | ASTM | ASTM D4214 | Standard Test Method for Evaluating the Degree of Chalking of Exterior Paint Films | 2007; R 2015
3285 | 07 60 00 | FLASHING AND SHEET METAL | 08/23 | ASTM INTERNATIONAL | ASTM | ASTM D4586/D4586M | Asphalt Roof Cement, Asbestos-Free | 2007; R 2018
3286 | 07 60 00 | FLASHING AND SHEET METAL | 08/23 | ASTM INTERNATIONAL | ASTM | ASTM E1980 | Standard Practice for Calculating Solar Reflectance Index of Horizontal and Low-Sloped Opaque Surfaces | 2011; R 2019
3287 | 07 60 00 | FLASHING AND SHEET METAL | 08/23 | ASTM INTERNATIONAL | ASTM | ASTM E2112 | Standard Practice for Installation of Exterior Windows, Doors and Skylights | 2023
3288 | 07 60 00 | FLASHING AND SHEET METAL | 08/23 | COOL ROOF RATING COUNCIL | CRRC | ANSI/CRRC S100 | Standard Test Methods for Determining Radiative Properties of Materials | 2016
3289 | 07 60 00 | FLASHING AND SHEET METAL | 08/23 | NATIONAL ROOFING CONTRACTORS ASSOCIATION | NRCA | NRCA 0429 | The NRCA Roofing Manual: Architectural Metal Flashing, Condensation and Air Leakage Control and Reroofing | 2022
3290 | 07 60 00 | FLASHING AND SHEET METAL | 08/23 | SHEET METAL AND AIR CONDITIONING CONTRACTORS' NATIONAL ASSOCIATION | SMACNA | SMACNA 1793 | Architectural Sheet Metal Manual, 7th Edition | 2012
3291 | 07 60 00 | FLASHING AND SHEET METAL | 08/23 | SINGLE PLY ROOFING INDUSTRY | SPRI | ANSI/SPRI RD-1 | Performance Standard for Retrofit Drains | 2019
3292 | 07 60 00 | FLASHING AND SHEET METAL | 08/23 | SINGLE PLY ROOFING INDUSTRY | SPRI | ANSI/SPRI/FM 4435/ES-1 | Test Standard for Edge Systems Used with Low Slope Roofing Systems | 2017
3293 | 07 61 14.00 20 | STEEL STANDING SEAM ROOFING | 08/16, CHG 1: 08/18 | AMERICAN IRON AND STEEL INSTITUTE | AISI | AISI SG03-3 | Cold-Formed Steel Design Manual Set | 2002; Suppl 2001-2004; R 2008
3294 | 07 61 14.00 20 | STEEL STANDING SEAM ROOFING | 08/16, CHG 1: 08/18 | ASTM INTERNATIONAL | ASTM | ASTM A36/A36M | Standard Specification for Carbon Structural Steel | 2019
3295 | 07 61 14.00 20 | STEEL STANDING SEAM ROOFING | 08/16, CHG 1: 08/18 | ASTM INTERNATIONAL | ASTM | ASTM A653/A653M | Standard Specification for Steel Sheet, Zinc-Coated (Galvanized) or Zinc-Iron Alloy-Coated (Galvannealed) by the Hot-Dip Process | 2023
3296 | 07 61 14.00 20 | STEEL STANDING SEAM ROOFING | 08/16, CHG 1: 08/18 | ASTM INTERNATIONAL | ASTM | ASTM A792/A792M | Standard Specification for Steel Sheet, 55% Aluminum-Zinc Alloy-Coated by the Hot-Dip Process | 2022
3297 | 07 61 14.00 20 | STEEL STANDING SEAM ROOFING | 08/16, CHG 1: 08/18 | ASTM INTERNATIONAL | ASTM | ASTM A1008/A1008M | Standard Specification for Steel, Sheet, Cold-Rolled, Carbon, Structural, High-Strength Low-Alloy, High-Strength Low-Alloy with Improved Formability, Solution Hardened, and Bake Hardenable | 2024
3298 | 07 61 14.00 20 | STEEL STANDING SEAM ROOFING | 08/16, CHG 1: 08/18 | ASTM INTERNATIONAL | ASTM | ASTM A1011/A1011M | Standard Specification for Steel Sheet and Strip, Hot-Rolled, Carbon, Structural, High-Strength Low-Alloy, High-Strength Low-Alloy with Improved Formability, and Ultra-High Strength | 2023
3299 | 07 61 14.00 20 | STEEL STANDING SEAM ROOFING | 08/16, CHG 1: 08/18 | ASTM INTERNATIONAL | ASTM | ASTM B117 | Standard Practice for Operating Salt Spray (Fog) Apparatus | 2019
3300 | 07 61 14.00 20 | STEEL STANDING SEAM ROOFING | 08/16, CHG 1: 08/18 | ASTM INTERNATIONAL | ASTM | ASTM D226/D226M | Standard Specification for Asphalt-Saturated Organic Felt Used in Roofing and Waterproofing | 2017
3301 | 07 61 14.00 20 | STEEL STANDING SEAM ROOFING | 08/16, CHG 1: 08/18 | ASTM INTERNATIONAL | ASTM | ASTM D522/D522M | Mandrel Bend Test of Attached Organic Coatings | 2017
3302 | 07 61 14.00 20 | STEEL STANDING SEAM ROOFING | 08/16, CHG 1: 08/18 | ASTM INTERNATIONAL | ASTM | ASTM D523 | Standard Test Method for Specular Gloss | 2014; R 2018
3303 | 07 61 14.00 20 | STEEL STANDING SEAM ROOFING | 08/16, CHG 1: 08/18 | ASTM INTERNATIONAL | ASTM | ASTM D714 | Standard Test Method for Evaluating Degree of Blistering of Paints | 2002; R 2017
3304 | 07 61 14.00 20 | STEEL STANDING SEAM ROOFING | 08/16, CHG 1: 08/18 | ASTM INTERNATIONAL | ASTM | ASTM D968 | Standard Test Methods for Abrasion Resistance of Organic Coatings by Falling Abrasive | 2022
3305 | 07 61 14.00 20 | STEEL STANDING SEAM ROOFING | 08/16, CHG 1: 08/18 | ASTM INTERNATIONAL | ASTM | ASTM D1654 | Standard Test Method for Evaluation of Painted or Coated Specimens Subjected to Corrosive Environments | 2008; R 2016; E 2017
3306 | 07 61 14.00 20 | STEEL STANDING SEAM ROOFING | 08/16, CHG 1: 08/18 | ASTM INTERNATIONAL | ASTM | ASTM D2244 | Standard Practice for Calculation of Color Tolerances and Color Differences from Instrumentally Measured Color Coordinates | 2021
3307 | 07 61 14.00 20 | STEEL STANDING SEAM ROOFING | 08/16, CHG 1: 08/18 | ASTM INTERNATIONAL | ASTM | ASTM D2247 | Standard Practice for Testing Water Resistance of Coatings in 100?Percent Relative Humidity | 2015; R 2020
3308 | 07 61 14.00 20 | STEEL STANDING SEAM ROOFING | 08/16, CHG 1: 08/18 | ASTM INTERNATIONAL | ASTM | ASTM D4214 | Standard Test Method for Evaluating the Degree of Chalking of Exterior Paint Films | 2007; R 2015
3309 | 07 61 14.00 20 | STEEL STANDING SEAM ROOFING | 08/16, CHG 1: 08/18 | ASTM INTERNATIONAL | ASTM | ASTM E84 | Standard Test Method for Surface Burning Characteristics of Building Materials | 2023
3310 | 07 61 14.00 20 | STEEL STANDING SEAM ROOFING | 08/16, CHG 1: 08/18 | ASTM INTERNATIONAL | ASTM | ASTM E1592 | Standard Test Method for Structural Performance of Sheet Metal Roof and Siding Systems by Uniform Static Air Pressure Difference | 2017
3311 | 07 61 14.00 20 | STEEL STANDING SEAM ROOFING | 08/16, CHG 1: 08/18 | ASTM INTERNATIONAL | ASTM | ASTM G152 | Standard Practice for Operating Open Flame Carbon Arc Light Apparatus for Exposure of Nonmetallic Materials | 2013; R 2021
3312 | 07 61 14.00 20 | STEEL STANDING SEAM ROOFING | 08/16, CHG 1: 08/18 | ASTM INTERNATIONAL | ASTM | ASTM G153 | Standard Practice for Operating Enclosed Carbon Arc Light Apparatus for Exposure of Nonmetallic Materials | 2013; R 2021
3313 | 07 61 14.00 20 | STEEL STANDING SEAM ROOFING | 08/16, CHG 1: 08/18 | SHEET METAL AND AIR CONDITIONING CONTRACTORS' NATIONAL ASSOCIATION | SMACNA | SMACNA 1793 | Architectural Sheet Metal Manual, 7th Edition | 2012
3314 | 07 61 14.00 20 | STEEL STANDING SEAM ROOFING | 08/16, CHG 1: 08/18 | U.S. DEPARTMENT OF ENERGY | DOE | Energy Star | Energy Star Energy Efficiency Labeling System (FEMP) | 1992; R 2006
3315 | 07 61 15.00 20 | ALUMINUM STANDING SEAM ROOFING | 08/16, CHG 2: 11/18 | ALUMINUM ASSOCIATION | AA | AA ADM | Aluminum Design Manual | 2020
3316 | 07 61 15.00 20 | ALUMINUM STANDING SEAM ROOFING | 08/16, CHG 2: 11/18 | ALUMINUM ASSOCIATION | AA | AA ASM-35 | Specifications for Aluminum Sheet Metal Work in Building Construction, Construction Manual Series Section 5 | 2000
3317 | 07 61 15.00 20 | ALUMINUM STANDING SEAM ROOFING | 08/16, CHG 2: 11/18 | AMERICAN IRON AND STEEL INSTITUTE | AISI | AISI SG03-3 | Cold-Formed Steel Design Manual Set | 2002; Suppl 2001-2004; R 2008
3318 | 07 61 15.00 20 | ALUMINUM STANDING SEAM ROOFING | 08/16, CHG 2: 11/18 | AMERICAN WOOD COUNCIL | AWC | AWC NDS | National Design Specification (NDS) for Wood Construction | 2018
3319 | 07 61 15.00 20 | ALUMINUM STANDING SEAM ROOFING | 08/16, CHG 2: 11/18 | ASTM INTERNATIONAL | ASTM | ASTM B117 | Standard Practice for Operating Salt Spray (Fog) Apparatus | 2019
3320 | 07 61 15.00 20 | ALUMINUM STANDING SEAM ROOFING | 08/16, CHG 2: 11/18 | ASTM INTERNATIONAL | ASTM | ASTM B209 | Standard Specification for Aluminum and Aluminum-Alloy Sheet and Plate | 2014
3321 | 07 61 15.00 20 | ALUMINUM STANDING SEAM ROOFING | 08/16, CHG 2: 11/18 | ASTM INTERNATIONAL | ASTM | ASTM B209M | Standard Specification for Aluminum and Aluminum-Alloy Sheet and Plate (Metric) | 2014
3322 | 07 61 15.00 20 | ALUMINUM STANDING SEAM ROOFING | 08/16, CHG 2: 11/18 | ASTM INTERNATIONAL | ASTM | ASTM D226/D226M | Standard Specification for Asphalt-Saturated Organic Felt Used in Roofing and Waterproofing | 2017
3323 | 07 61 15.00 20 | ALUMINUM STANDING SEAM ROOFING | 08/16, CHG 2: 11/18 | ASTM INTERNATIONAL | ASTM | ASTM D522/D522M | Mandrel Bend Test of Attached Organic Coatings | 2017
3324 | 07 61 15.00 20 | ALUMINUM STANDING SEAM ROOFING | 08/16, CHG 2: 11/18 | ASTM INTERNATIONAL | ASTM | ASTM D523 | Standard Test Method for Specular Gloss | 2014; R 2018
3325 | 07 61 15.00 20 | ALUMINUM STANDING SEAM ROOFING | 08/16, CHG 2: 11/18 | ASTM INTERNATIONAL | ASTM | ASTM D714 | Standard Test Method for Evaluating Degree of Blistering of Paints | 2002; R 2017
3326 | 07 61 15.00 20 | ALUMINUM STANDING SEAM ROOFING | 08/16, CHG 2: 11/18 | ASTM INTERNATIONAL | ASTM | ASTM D968 | Standard Test Methods for Abrasion Resistance of Organic Coatings by Falling Abrasive | 2022
3327 | 07 61 15.00 20 | ALUMINUM STANDING SEAM ROOFING | 08/16, CHG 2: 11/18 | ASTM INTERNATIONAL | ASTM | ASTM D1654 | Standard Test Method for Evaluation of Painted or Coated Specimens Subjected to Corrosive Environments | 2008; R 2016; E 2017
3328 | 07 61 15.00 20 | ALUMINUM STANDING SEAM ROOFING | 08/16, CHG 2: 11/18 | ASTM INTERNATIONAL | ASTM | ASTM D2247 | Standard Practice for Testing Water Resistance of Coatings in 100?Percent Relative Humidity | 2015; R 2020
3329 | 07 61 15.00 20 | ALUMINUM STANDING SEAM ROOFING | 08/16, CHG 2: 11/18 | ASTM INTERNATIONAL | ASTM | ASTM D2565 | Standard Practice for Xenon Arc Exposure of Plastics Intended for Outdoor Applications | 2016
3330 | 07 61 15.00 20 | ALUMINUM STANDING SEAM ROOFING | 08/16, CHG 2: 11/18 | ASTM INTERNATIONAL | ASTM | ASTM D4214 | Standard Test Method for Evaluating the Degree of Chalking of Exterior Paint Films | 2007; R 2015
3331 | 07 61 15.00 20 | ALUMINUM STANDING SEAM ROOFING | 08/16, CHG 2: 11/18 | ASTM INTERNATIONAL | ASTM | ASTM E84 | Standard Test Method for Surface Burning Characteristics of Building Materials | 2023
3332 | 07 61 15.00 20 | ALUMINUM STANDING SEAM ROOFING | 08/16, CHG 2: 11/18 | ASTM INTERNATIONAL | ASTM | ASTM E330/E330M | Standard Test Method for Structural Performance of Exterior Windows, Doors, Skylights and Curtain Walls by Uniform Static Air Pressure Difference | 2014; R 2021
3333 | 07 61 15.00 20 | ALUMINUM STANDING SEAM ROOFING | 08/16, CHG 2: 11/18 | ASTM INTERNATIONAL | ASTM | ASTM E1592 | Standard Test Method for Structural Performance of Sheet Metal Roof and Siding Systems by Uniform Static Air Pressure Difference | 2017
3334 | 07 61 15.00 20 | ALUMINUM STANDING SEAM ROOFING | 08/16, CHG 2: 11/18 | ASTM INTERNATIONAL | ASTM | ASTM G152 | Standard Practice for Operating Open Flame Carbon Arc Light Apparatus for Exposure of Nonmetallic Materials | 2013; R 2021
3335 | 07 61 15.00 20 | ALUMINUM STANDING SEAM ROOFING | 08/16, CHG 2: 11/18 | ASTM INTERNATIONAL | ASTM | ASTM G153 | Standard Practice for Operating Enclosed Carbon Arc Light Apparatus for Exposure of Nonmetallic Materials | 2013; R 2021
3336 | 07 61 15.00 20 | ALUMINUM STANDING SEAM ROOFING | 08/16, CHG 2: 11/18 | NATIONAL ROOFING CONTRACTORS ASSOCIATION | NRCA | NRCA CONDET | Construction Details Manual | 2014
3337 | 07 61 15.00 20 | ALUMINUM STANDING SEAM ROOFING | 08/16, CHG 2: 11/18 | SHEET METAL AND AIR CONDITIONING CONTRACTORS' NATIONAL ASSOCIATION | SMACNA | SMACNA 1793 | Architectural Sheet Metal Manual, 7th Edition | 2012
3338 | 07 61 15.00 20 | ALUMINUM STANDING SEAM ROOFING | 08/16, CHG 2: 11/18 | U.S. DEPARTMENT OF ENERGY | DOE | Energy Star | Energy Star Energy Efficiency Labeling System (FEMP) | 1992; R 2006
3339 | 07 62 13 | COPPER SHEET METAL FLASHING AND TRIM | 08/09 | ASTM INTERNATIONAL | ASTM | ASTM B32 | Standard Specification for Solder Metal | 2020
3340 | 07 62 13 | COPPER SHEET METAL FLASHING AND TRIM | 08/09 | ASTM INTERNATIONAL | ASTM | ASTM B152/B152M | Standard Specification for Copper Sheet, Strip, Plate, and Rolled Bar | 2019
3341 | 07 62 13 | COPPER SHEET METAL FLASHING AND TRIM | 08/09 | ASTM INTERNATIONAL | ASTM | ASTM B370 | Standard Specification for Copper Sheet and Strip for Building Construction | 2022
3342 | 07 62 13 | COPPER SHEET METAL FLASHING AND TRIM | 08/09 | ASTM INTERNATIONAL | ASTM | ASTM C1136 | Standard Specification for Flexible, Low Permeance Vapor Retarders for Thermal Insulation | 2023
3343 | 07 62 13 | COPPER SHEET METAL FLASHING AND TRIM | 08/09 | ASTM INTERNATIONAL | ASTM | ASTM D226/D226M | Standard Specification for Asphalt-Saturated Organic Felt Used in Roofing and Waterproofing | 2017
3344 | 07 62 13 | COPPER SHEET METAL FLASHING AND TRIM | 08/09 | ASTM INTERNATIONAL | ASTM | ASTM D4586/D4586M | Asphalt Roof Cement, Asbestos-Free | 2007; R 2018
3345 | 07 62 13 | COPPER SHEET METAL FLASHING AND TRIM | 08/09 | ASTM INTERNATIONAL | ASTM | ASTM F547 | Standard Terminology of Nails for Use with Wood and Wood-Base Materials | 2017
3346 | 07 62 13 | COPPER SHEET METAL FLASHING AND TRIM | 08/09 | SHEET METAL AND AIR CONDITIONING CONTRACTORS' NATIONAL ASSOCIATION | SMACNA | SMACNA 1793 | Architectural Sheet Metal Manual, 7th Edition | 2012
3347 | 07 62 13 | COPPER SHEET METAL FLASHING AND TRIM | 08/09 | U.S. GENERAL SERVICES ADMINISTRATION | GSA | CID A-A-51145 | Flux, Soldering, Non-Electronic, Paste and Liquid | Rev D; Notice 1; Notice 2; Notice 3; Notice 4
3348 | 07 72 20 | GRAVITY-TYPE ROOF VENTILATORS | 08/23 | AMERICAN SOCIETY OF CIVIL ENGINEERS | ASCE | ASCE 7-22 | Minimum Design Loads and Associated Criteria for Buildings and Other Structures | 2022; Supp 1 2023; Supp 2 2023
3349 | 07 72 20 | GRAVITY-TYPE ROOF VENTILATORS | 08/23 | ASTM INTERNATIONAL | ASTM | ASTM A653/A653M | Standard Specification for Steel Sheet, Zinc-Coated (Galvanized) or Zinc-Iron Alloy-Coated (Galvannealed) by the Hot-Dip Process | 2023
3350 | 07 72 20 | GRAVITY-TYPE ROOF VENTILATORS | 08/23 | ASTM INTERNATIONAL | ASTM | ASTM B209/B209M | Standard Specification for Aluminum and Aluminum-Alloy Sheet and Plate | 2021a
3351 | 07 72 20 | GRAVITY-TYPE ROOF VENTILATORS | 08/23 | ASTM INTERNATIONAL | ASTM | ASTM B221 | Standard Specification for Aluminum and Aluminum-Alloy Extruded Bars, Rods, Wire, Profiles, and Tubes | 2021
3352 | 07 72 20 | GRAVITY-TYPE ROOF VENTILATORS | 08/23 | ASTM INTERNATIONAL | ASTM | ASTM B221M | Standard Specification for Aluminum and Aluminum-Alloy Extruded Bars, Rods, Wire, Profiles, and Tubes (Metric) | 2021
3353 | 07 72 20 | GRAVITY-TYPE ROOF VENTILATORS | 08/23 | SHEET METAL AND AIR CONDITIONING CONTRACTORS' NATIONAL ASSOCIATION | SMACNA | SMACNA 1793 | Architectural Sheet Metal Manual, 7th Edition | 2012
3354 | 07 81 00 | SPRAY-APPLIED FIREPROOFING | 02/11 | ASSOCIATION OF THE WALL AND CEILING INDUSTRY | AWCI | AWCI TM 12-A | Standard Practice for the Testing and Inspection of Field Applied Sprayed Fire-Resistive Materials; An Annotated Guide | 1997; 3rd Ed
3355 | 07 81 00 | SPRAY-APPLIED FIREPROOFING | 02/11 | ASTM INTERNATIONAL | ASTM | ASTM E84 | Standard Test Method for Surface Burning Characteristics of Building Materials | 2023
3356 | 07 81 00 | SPRAY-APPLIED FIREPROOFING | 02/11 | ASTM INTERNATIONAL | ASTM | ASTM E119 | Standard Test Methods for Fire Tests of Building Construction and Materials | 2024
3357 | 07 81 00 | SPRAY-APPLIED FIREPROOFING | 02/11 | ASTM INTERNATIONAL | ASTM | ASTM E605/E605M | Standard Test Methods for Thickness and Density of Sprayed Fire-Resistive Material (SFRM) Applied to Structural Members | 2019; R 2023
3358 | 07 81 00 | SPRAY-APPLIED FIREPROOFING | 02/11 | ASTM INTERNATIONAL | ASTM | ASTM E736 | Cohesion/Adhesion of Sprayed Fire-Resistive Materials Applied to Structural Members | 2000; R 2011
3359 | 07 81 00 | SPRAY-APPLIED FIREPROOFING | 02/11 | ASTM INTERNATIONAL | ASTM | ASTM E759/E759M | Standard Test Method for Effect of Deflection on Sprayed Fire-Resistive Material Applied to Structural Members | 1992; R 2023
3360 | 07 81 00 | SPRAY-APPLIED FIREPROOFING | 02/11 | ASTM INTERNATIONAL | ASTM | ASTM E760/E760M | Standard Test Method for Effect of Impact on Bonding of Sprayed Fire-Resistive Material Applied to Structural Members | 1992; R 2023
3361 | 07 81 00 | SPRAY-APPLIED FIREPROOFING | 02/11 | ASTM INTERNATIONAL | ASTM | ASTM E761/E761M | Standard Test Method for Compressive Strength of Sprayed Fire-Resistive Material Applied to Structural Members | 1992; R 2023
3362 | 07 81 00 | SPRAY-APPLIED FIREPROOFING | 02/11 | ASTM INTERNATIONAL | ASTM | ASTM E859/E859M | Standard Test Method for Air Erosion of Sprayed Fire-Resistive Materials (SFRMs) Applied to Structural Members | 2023
3363 | 07 81 00 | SPRAY-APPLIED FIREPROOFING | 02/11 | ASTM INTERNATIONAL | ASTM | ASTM E937/E937M | Standard Test Method for Corrosion of Steel by Sprayed Fire-Resistive Material (SFRM) Applied to Structural Members | 1992; R 2023
3364 | 07 81 00 | SPRAY-APPLIED FIREPROOFING | 02/11 | ASTM INTERNATIONAL | ASTM | ASTM E1042 | Standard Classification for Acoustically Absorptive Materials Applied by Trowel or Spray | 2022
3365 | 07 81 00 | SPRAY-APPLIED FIREPROOFING | 02/11 | ASTM INTERNATIONAL | ASTM | ASTM G21 | Standard Practice for Determining Resistance of Synthetic Polymeric Materials to Fungi | 2015; R 2021; E 2021
3366 | 07 81 00 | SPRAY-APPLIED FIREPROOFING | 02/11 | ICC EVALUATION SERVICE, INC. | ICC-ES | ICC-ES AC23 | Acceptance Criteria for Sprayed Fire-resistant Materials (SFRMs), Intumescent Fire-resistant Coatings and Mastic Fire-resistant Coatings Used to Protect Structural Steel Members | 2012; R 2016
3367 | 07 81 00 | SPRAY-APPLIED FIREPROOFING | 02/11 | UNDERWRITERS LABORATORIES | UL | UL 263 | UL Standard for Safety Fire Tests of Building Construction and Materials | 2011; Reprint Aug 2021
3368 | 07 81 00 | SPRAY-APPLIED FIREPROOFING | 02/11 | UNDERWRITERS LABORATORIES | UL | UL Fire Resistance | Fire Resistance Directory | 2014
3369 | 07 84 00 | FIRESTOPPING | 05/10, CHG 1: 08/13 | ASTM INTERNATIONAL | ASTM | ASTM E84 | Standard Test Method for Surface Burning Characteristics of Building Materials | 2023
3370 | 07 84 00 | FIRESTOPPING | 05/10, CHG 1: 08/13 | ASTM INTERNATIONAL | ASTM | ASTM E119 | Standard Test Methods for Fire Tests of Building Construction and Materials | 2024
3371 | 07 84 00 | FIRESTOPPING | 05/10, CHG 1: 08/13 | ASTM INTERNATIONAL | ASTM | ASTM E699 | Standard Practice for Evaluation of Agencies Involved in Testing, Quality Assurance, and Evaluating of Building Components | 2009
3372 | 07 84 00 | FIRESTOPPING | 05/10, CHG 1: 08/13 | ASTM INTERNATIONAL | ASTM | ASTM E814 | Standard Test Method for Fire Tests of Penetration Firestop Systems | 2024
3373 | 07 84 00 | FIRESTOPPING | 05/10, CHG 1: 08/13 | ASTM INTERNATIONAL | ASTM | ASTM E1399/E1399M | Standard Test Method for Cyclic Movement and Measuring the Minimum and Maximum Joint Widths of Architectural Joint Systems | 1997; R 2022
3374 | 07 84 00 | FIRESTOPPING | 05/10, CHG 1: 08/13 | ASTM INTERNATIONAL | ASTM | ASTM E1966 | Standard Test Method for Fire-Resistive Joint Systems | 2015; R 2019
3375 | 07 84 00 | FIRESTOPPING | 05/10, CHG 1: 08/13 | ASTM INTERNATIONAL | ASTM | ASTM E2174 | Standard Practice for On-Site Inspection of Installed Firestop Systems | 2020a
3376 | 07 84 00 | FIRESTOPPING | 05/10, CHG 1: 08/13 | ASTM INTERNATIONAL | ASTM | ASTM E2307 | Standard Test Method for Determining Fire Resistance of Perimeter Fire Barrier Systems Using Intermediate-Scale, Multi-story Test Apparatus | 2023b
3377 | 07 84 00 | FIRESTOPPING | 05/10, CHG 1: 08/13 | ASTM INTERNATIONAL | ASTM | ASTM E2393 | Standard Practice for On-Site Inspection of Installed Fire Resistive Joint Systems and Perimeter Fire Barriers | 2020a
3378 | 07 84 00 | FIRESTOPPING | 05/10, CHG 1: 08/13 | FM GLOBAL | FM | FM 4991 | Approval of Firestop Contractors | 2013
3379 | 07 84 00 | FIRESTOPPING | 05/10, CHG 1: 08/13 | FM GLOBAL | FM | FM APP GUIDE | Approval Guide https://www.approvalguide.com/ | updated on-line
3380 | 07 84 00 | FIRESTOPPING | 05/10, CHG 1: 08/13 | INTERNATIONAL CODE COUNCIL | ICC | ICC IBC | International Building Code | 2024
3381 | 07 84 00 | FIRESTOPPING | 05/10, CHG 1: 08/13 | UNDERWRITERS LABORATORIES | UL | UL 723 | UL Standard for Safety Test for Surface Burning Characteristics of Building Materials | 2020
3382 | 07 84 00 | FIRESTOPPING | 05/10, CHG 1: 08/13 | UNDERWRITERS LABORATORIES | UL | UL 1479 | Fire Tests of Through-Penetration Firestops | 2015; Reprint Apr 2024
3383 | 07 84 00 | FIRESTOPPING | 05/10, CHG 1: 08/13 | UNDERWRITERS LABORATORIES | UL | UL 2079 | Tests for Fire Resistance of Building Joint Systems | 2015; Reprint Jun 2024
3384 | 07 84 00 | FIRESTOPPING | 05/10, CHG 1: 08/13 | UNDERWRITERS LABORATORIES | UL | UL Fire Resistance | Fire Resistance Directory | 2014
3385 | 07 92 00 | JOINT SEALANTS | 08/23 | ASTM INTERNATIONAL | ASTM | ASTM C509 | Standard Specification for Elastomeric Cellular Preformed Gasket and Sealing Material | 2006; R 2021
3386 | 07 92 00 | JOINT SEALANTS | 08/23 | ASTM INTERNATIONAL | ASTM | ASTM C734 | Standard Test Method for Low-Temperature Flexibility of Latex Sealants After Artificial Weathering | 2015; R 2019
3387 | 07 92 00 | JOINT SEALANTS | 08/23 | ASTM INTERNATIONAL | ASTM | ASTM C834 | Standard Specification for Latex Sealants | 2017; R 2023
3388 | 07 92 00 | JOINT SEALANTS | 08/23 | ASTM INTERNATIONAL | ASTM | ASTM C919 | Standard Practice for Use of Sealants in Acoustical Applications | 2022
3389 | 07 92 00 | JOINT SEALANTS | 08/23 | ASTM INTERNATIONAL | ASTM | ASTM C920 | Standard Specification for Elastomeric Joint Sealants | 2018
3390 | 07 92 00 | JOINT SEALANTS | 08/23 | ASTM INTERNATIONAL | ASTM | ASTM C1193 | Standard Guide for Use of Joint Sealants | 2016
3391 | 07 92 00 | JOINT SEALANTS | 08/23 | ASTM INTERNATIONAL | ASTM | ASTM C1311 | Standard Specification for Solvent Release Sealants | 2022
3392 | 07 92 00 | JOINT SEALANTS | 08/23 | ASTM INTERNATIONAL | ASTM | ASTM C1521 | Standard Practice for Evaluating Adhesion of Installed Weatherproofing Sealant Joints | 2019; R 2020
3393 | 07 92 00 | JOINT SEALANTS | 08/23 | ASTM INTERNATIONAL | ASTM | ASTM D217 | Standard Test Methods for Cone Penetration of Lubricating Grease | 2021a
3394 | 07 92 00 | JOINT SEALANTS | 08/23 | ASTM INTERNATIONAL | ASTM | ASTM D1056 | Standard Specification for Flexible Cellular Materials - Sponge or Expanded Rubber | 2020
3395 | 07 92 00 | JOINT SEALANTS | 08/23 | ASTM INTERNATIONAL | ASTM | ASTM D1667 | Standard Specification for Flexible Cellular Materials - Poly (Vinyl Chloride) Foam (Closed-Cell) | 2022
3396 | 07 92 00 | JOINT SEALANTS | 08/23 | ASTM INTERNATIONAL | ASTM | ASTM D2452 | Standard Test Method for Extrudability of Oil- and Resin-Base Caulking Compounds | 2015; R 2019
3397 | 07 92 00 | JOINT SEALANTS | 08/23 | ASTM INTERNATIONAL | ASTM | ASTM D2453 | Standard Test Method for Shrinkage and Tenacity of Oil- and Resin-Base Caulking Compounds | 2015; R 2020; E 2020
3398 | 07 92 00 | JOINT SEALANTS | 08/23 | ASTM INTERNATIONAL | ASTM | ASTM E84 | Standard Test Method for Surface Burning Characteristics of Building Materials | 2023
3399 | 07 92 00 | JOINT SEALANTS | 08/23 | CALIFORNIA DEPARTMENT OF PUBLIC HEALTH | CDPH | CDPH SECTION 01350 | Standard Method for the Testing and Evaluation of Volatile Organic Chemical Emissions from Indoor Sources using Environmental Chambers | 2017; Version 1.2
3400 | 07 92 00 | JOINT SEALANTS | 08/23 | SCIENTIFIC CERTIFICATION SYSTEMS | SCS | SCS | SCS Global Services (SCS) Indoor Advantage
3401 | 07 92 00 | JOINT SEALANTS | 08/23 | SOUTH COAST AIR QUALITY MANAGEMENT DISTRICT | SCAQMD | SCAQMD Rule 1168 | Adhesive and Sealant Applications | 2022
3402 | 07 92 00 | JOINT SEALANTS | 08/23 | UNDERWRITERS LABORATORIES | UL | UL 2818 | GREENGUARD Certification Program For Chemical Emissions For Building Materials, Finishes And Furnishings | 2022
3403 | 08 01 52 | OPERATION AND MAINTENANCE OF WOOD WINDOWS | 08/09 | ASTM INTERNATIONAL | ASTM | ASTM C1184 | Standard Specification for Structural Silicone Sealants | 2023
3404 | 08 01 52 | OPERATION AND MAINTENANCE OF WOOD WINDOWS | 08/09 | U.S. GREEN BUILDING COUNCIL | USGBC | LEED BD+C | Leadership in Energy and Environmental Design(tm) Building Design and Construction (LEED-NC) | 2009; R 2010
3405 | 08 11 13 | STEEL DOORS AND FRAMES | 08/20 | AMERICAN WELDING SOCIETY | AWS | AWS D1.1/D1.1M | Structural Welding Code - Steel | 2020; Errata 1 2021
3406 | 08 11 13 | STEEL DOORS AND FRAMES | 08/20 | ASTM INTERNATIONAL | ASTM | ASTM A653/A653M | Standard Specification for Steel Sheet, Zinc-Coated (Galvanized) or Zinc-Iron Alloy-Coated (Galvannealed) by the Hot-Dip Process | 2023
3407 | 08 11 13 | STEEL DOORS AND FRAMES | 08/20 | ASTM INTERNATIONAL | ASTM | ASTM A879/A879M | Standard Specification for Steel Sheet, zinc Coated by the Electrolytic Process for Applications Requiring Designation of the Coating Mass on Each Surface | 2012; R 2017
3408 | 08 11 13 | STEEL DOORS AND FRAMES | 08/20 | ASTM INTERNATIONAL | ASTM | ASTM A924/A924M | Standard Specification for General Requirements for Steel Sheet, Metallic-Coated by the Hot-Dip Process | 2022a
3409 | 08 11 13 | STEEL DOORS AND FRAMES | 08/20 | ASTM INTERNATIONAL | ASTM | ASTM C578 | Standard Specification for Rigid, Cellular Polystyrene Thermal Insulation | 2023
3410 | 08 11 13 | STEEL DOORS AND FRAMES | 08/20 | ASTM INTERNATIONAL | ASTM | ASTM C591 | Standard Specification for Unfaced Preformed Rigid Cellular Polyisocyanurate Thermal Insulation | 2022
3411 | 08 11 13 | STEEL DOORS AND FRAMES | 08/20 | ASTM INTERNATIONAL | ASTM | ASTM C612 | Standard Specification for Mineral Fiber Block and Board Thermal Insulation | 2014; R 2019
3412 | 08 11 13 | STEEL DOORS AND FRAMES | 08/20 | ASTM INTERNATIONAL | ASTM | ASTM D2863 | Standard Test Method for Measuring the Minimum Oxygen Concentration to Support Candle-Like Combustion of Plastics (Oxygen Index) | 2019
3413 | 08 11 13 | STEEL DOORS AND FRAMES | 08/20 | ASTM INTERNATIONAL | ASTM | ASTM E1300 | Standard Practice for Determining Load Resistance of Glass in Buildings | 2024
3414 | 08 11 13 | STEEL DOORS AND FRAMES | 08/20 | ASTM INTERNATIONAL | ASTM | ASTM F2247 | Standard Test Method for Metal Doors Used in Blast Resistant Applications (Equivalent Static Load Method) | 2018
3415 | 08 11 13 | STEEL DOORS AND FRAMES | 08/20 | ASTM INTERNATIONAL | ASTM | ASTM F2248 | Standard Practice for Specifying an Equivalent 3-Second Duration Design Loading for Blast Resistant Glazing Fabricated with Laminated Glass | 2012
3416 | 08 11 13 | STEEL DOORS AND FRAMES | 08/20 | ASTM INTERNATIONAL | ASTM | ASTM F2927 | Standard Test Method for Door Systems Subject to Airblast Loadings | 2012
3417 | 08 11 13 | STEEL DOORS AND FRAMES | 08/20 | BUILDERS HARDWARE MANUFACTURERS ASSOCIATION | BHMA | ANSI/BHMA A156.115 | Hardware Preparation in Steel Doors and Steel Frames | 2016
3418 | 08 11 13 | STEEL DOORS AND FRAMES | 08/20 | NATIONAL ASSOCIATION OF ARCHITECTURAL METAL MANUFACTURERS | NAAMM | NAAMM HMMA 810 | Hollow Metal Doors | 2009
3419 | 08 11 13 | STEEL DOORS AND FRAMES | 08/20 | NATIONAL FIRE PROTECTION ASSOCIATION | NFPA | NFPA 80 | Standard for Fire Doors and Other Opening Protectives | 2022
3420 | 08 11 13 | STEEL DOORS AND FRAMES | 08/20 | NATIONAL FIRE PROTECTION ASSOCIATION | NFPA | NFPA 105 | Standard for Smoke Door Assemblies and Other Opening Protectives | 2022
3421 | 08 11 13 | STEEL DOORS AND FRAMES | 08/20 | NATIONAL FIRE PROTECTION ASSOCIATION | NFPA | NFPA 252 | Standard Methods of Fire Tests of Door Assemblies | 2022
3422 | 08 11 13 | STEEL DOORS AND FRAMES | 08/20 | STEEL DOOR INSTITUTE | SDI/DOOR | SDI/DOOR 111 | Recommended Details for Standard Steel Doors, Frames, and Accessories and Related Components | 2009
3423 | 08 11 13 | STEEL DOORS AND FRAMES | 08/20 | STEEL DOOR INSTITUTE | SDI/DOOR | SDI/DOOR 113 | Standard Practice for Determining the Steady-State Thermal Transmittance of Steel Door and Frame Assemblies | 2023
3424 | 08 11 13 | STEEL DOORS AND FRAMES | 08/20 | STEEL DOOR INSTITUTE | SDI/DOOR | SDI/DOOR A250.3 | Test Procedure and Acceptance Criteria for Factory Applied Finish Coatings for Steel Doors and Frames | 2019
3425 | 08 11 13 | STEEL DOORS AND FRAMES | 08/20 | STEEL DOOR INSTITUTE | SDI/DOOR | SDI/DOOR A250.4 | Test Procedure and Acceptance Criteria for Physical Endurance for Steel Doors, Frames and Frame Anchors | 2022
3426 | 08 11 13 | STEEL DOORS AND FRAMES | 08/20 | STEEL DOOR INSTITUTE | SDI/DOOR | SDI/DOOR A250.6 | Recommended Practice for Hardware Reinforcing on Standard Steel Doors and Frames | 2020
3427 | 08 11 13 | STEEL DOORS AND FRAMES | 08/20 | STEEL DOOR INSTITUTE | SDI/DOOR | SDI/DOOR A250.8 | Specifications for Standard Steel Doors and Frames | 2023
3428 | 08 11 13 | STEEL DOORS AND FRAMES | 08/20 | STEEL DOOR INSTITUTE | SDI/DOOR | SDI/DOOR A250.11 | Recommended Erection Instructions for Steel Frames | 2022
3429 | 08 11 13 | STEEL DOORS AND FRAMES | 08/20 | U.S. DEPARTMENT OF DEFENSE | DOD | UFC 4-010-01 | DoD Minimum Antiterrorism Standards for Buildings | 2018; with Change 3, 2024
3430 | 08 11 13 | STEEL DOORS AND FRAMES | 08/20 | UNDERWRITERS LABORATORIES | UL | UL 10C | UL Standard for Safety Positive Pressure Fire Tests of Door Assemblies | 2016; Reprint May 2021
3431 | 08 11 16 | ALUMINUM DOORS AND FRAMES | 05/17, CHG 2: 11/18 | ALUMINUM ASSOCIATION | AA | AA DAF45 | Designation System for Aluminum Finishes | 2003; Reaffirmed 2009
3432 | 08 11 16 | ALUMINUM DOORS AND FRAMES | 05/17, CHG 2: 11/18 | AMERICAN ARCHITECTURAL MANUFACTURERS ASSOCIATION | AAMA | AAMA 2603 | Voluntary Specification, Performance Requirements and Test Procedures for Pigmented Organic Coatings on Aluminum Extrusions and Panels | 2020
3433 | 08 11 16 | ALUMINUM DOORS AND FRAMES | 05/17, CHG 2: 11/18 | AMERICAN ARCHITECTURAL MANUFACTURERS ASSOCIATION | AAMA | AAMA 2604 | Voluntary Specification, Performance Requirements and Test Procedures for High Performance Organic Coatings on Aluminum Extrusions and Panels | 2017a
3434 | 08 11 16 | ALUMINUM DOORS AND FRAMES | 05/17, CHG 2: 11/18 | AMERICAN SOCIETY OF HEATING, REFRIGERATING AND AIR-CONDITIONING ENGINEERS | ASHRAE | ASHRAE 90.1 - IP | Energy Standard for Buildings Except Low-Rise Residential Buildings | 2019
3435 | 08 11 16 | ALUMINUM DOORS AND FRAMES | 05/17, CHG 2: 11/18 | AMERICAN SOCIETY OF HEATING, REFRIGERATING AND AIR-CONDITIONING ENGINEERS | ASHRAE | ASHRAE 90.1 - SI | Energy Standard for Buildings Except Low-Rise Residential Buildings | 2019
3436 | 08 11 16 | ALUMINUM DOORS AND FRAMES | 05/17, CHG 2: 11/18 | ASTM INTERNATIONAL | ASTM | ASTM A36/A36M | Standard Specification for Carbon Structural Steel | 2019
3437 | 08 11 16 | ALUMINUM DOORS AND FRAMES | 05/17, CHG 2: 11/18 | ASTM INTERNATIONAL | ASTM | ASTM B209 | Standard Specification for Aluminum and Aluminum-Alloy Sheet and Plate | 2014
3438 | 08 11 16 | ALUMINUM DOORS AND FRAMES | 05/17, CHG 2: 11/18 | ASTM INTERNATIONAL | ASTM | ASTM B209M | Standard Specification for Aluminum and Aluminum-Alloy Sheet and Plate (Metric) | 2014
3439 | 08 11 16 | ALUMINUM DOORS AND FRAMES | 05/17, CHG 2: 11/18 | ASTM INTERNATIONAL | ASTM | ASTM B221 | Standard Specification for Aluminum and Aluminum-Alloy Extruded Bars, Rods, Wire, Profiles, and Tubes | 2021
3440 | 08 11 16 | ALUMINUM DOORS AND FRAMES | 05/17, CHG 2: 11/18 | ASTM INTERNATIONAL | ASTM | ASTM B221M | Standard Specification for Aluminum and Aluminum-Alloy Extruded Bars, Rods, Wire, Profiles, and Tubes (Metric) | 2021
3441 | 08 11 16 | ALUMINUM DOORS AND FRAMES | 05/17, CHG 2: 11/18 | ASTM INTERNATIONAL | ASTM | ASTM E283 | Standard Test Method for Determining the Rate of Air Leakage Through Exterior Windows, Curtain Walls, and Doors Under Specified Pressure Differences Across the Specimen | 2019
3442 | 08 11 16 | ALUMINUM DOORS AND FRAMES | 05/17, CHG 2: 11/18 | ASTM INTERNATIONAL | ASTM | ASTM E331 | Standard Test Method for Water Penetration of Exterior Windows, Skylights, Doors, and Curtain Walls by Uniform Static Air Pressure Difference | 2000; R 2023
3443 | 08 11 16 | ALUMINUM DOORS AND FRAMES | 05/17, CHG 2: 11/18 | ASTM INTERNATIONAL | ASTM | ASTM E1886 | Standard Test Method for Performance of Exterior Windows, Curtain Walls, Doors, and Impact Protective Systems Impacted by Missile(s) and Exposed to Cyclic Pressure Differentials | 2019
3444 | 08 11 16 | ALUMINUM DOORS AND FRAMES | 05/17, CHG 2: 11/18 | ASTM INTERNATIONAL | ASTM | ASTM E1996 | Standard Specification for Performance of Exterior Windows, Curtain Walls, Doors, and Impact Protective Systems Impacted by Windborne Debris in Hurricanes | 2017
3445 | 08 11 16 | ALUMINUM DOORS AND FRAMES | 05/17, CHG 2: 11/18 | ASTM INTERNATIONAL | ASTM | ASTM F1642/F1642M | Standard Test Method for Glazing and Glazing Systems Subject to Airblast Loadings | 2017
3446 | 08 11 16 | ALUMINUM DOORS AND FRAMES | 05/17, CHG 2: 11/18 | ASTM INTERNATIONAL | ASTM | ASTM F1643 | Standard Test Methods for Detention Sliding Door Locking Device Assembly | 2012
3447 | 08 11 16 | ALUMINUM DOORS AND FRAMES | 05/17, CHG 2: 11/18 | ASTM INTERNATIONAL | ASTM | ASTM F2247 | Standard Test Method for Metal Doors Used in Blast Resistant Applications (Equivalent Static Load Method) | 2018
3448 | 08 11 16 | ALUMINUM DOORS AND FRAMES | 05/17, CHG 2: 11/18 | ASTM INTERNATIONAL | ASTM | ASTM F2927 | Standard Test Method for Door Systems Subject to Airblast Loadings | 2012
3449 | 08 11 16 | ALUMINUM DOORS AND FRAMES | 05/17, CHG 2: 11/18 | NATIONAL FENESTRATION RATING COUNCIL | NFRC | NFRC 100 | Procedure for Determining Fenestration Product U-Factors | 2020
3450 | 08 11 16 | ALUMINUM DOORS AND FRAMES | 05/17, CHG 2: 11/18 | NATIONAL FENESTRATION RATING COUNCIL | NFRC | NFRC 200 | Procedure for Determining Fenestration Product Solar Heat Gain Coefficient and Visible Transmittance at Normal Incidence | 2020
3451 | 08 11 73 | SLIDING FIRE DOORS | 08/20 | ASTM INTERNATIONAL | ASTM | ASTM A123/A123M | Standard Specification for Zinc (Hot-Dip Galvanized) Coatings on Iron and Steel Products | 2017
3452 | 08 11 73 | SLIDING FIRE DOORS | 08/20 | ASTM INTERNATIONAL | ASTM | ASTM A653/A653M | Standard Specification for Steel Sheet, Zinc-Coated (Galvanized) or Zinc-Iron Alloy-Coated (Galvannealed) by the Hot-Dip Process | 2023
3453 | 08 11 73 | SLIDING FIRE DOORS | 08/20 | ASTM INTERNATIONAL | ASTM | ASTM C1036 | Standard Specification for Flat Glass | 2021
3454 | 08 11 73 | SLIDING FIRE DOORS | 08/20 | FM GLOBAL | FM | FM APP GUIDE | Approval Guide https://www.approvalguide.com/ | updated on-line
3455 | 08 11 73 | SLIDING FIRE DOORS | 08/20 | NATIONAL ELECTRICAL MANUFACTURERS ASSOCIATION | NEMA | NEMA ICS 1 | Standard for Industrial Control and Systems: General Requirements | 2022
3456 | 08 11 73 | SLIDING FIRE DOORS | 08/20 | NATIONAL ELECTRICAL MANUFACTURERS ASSOCIATION | NEMA | NEMA ICS 2 | Industrial Control and Systems Controllers, Contactors, and Overload Relays Rated 600 V | 2000; R 2020
3457 | 08 11 73 | SLIDING FIRE DOORS | 08/20 | NATIONAL ELECTRICAL MANUFACTURERS ASSOCIATION | NEMA | NEMA ICS 6 | Industrial Control and Systems: Enclosures | 1993; R 2016
3458 | 08 11 73 | SLIDING FIRE DOORS | 08/20 | NATIONAL ELECTRICAL MANUFACTURERS ASSOCIATION | NEMA | NEMA MG 1 | Motors and Generators | 2021
3459 | 08 11 73 | SLIDING FIRE DOORS | 08/20 | NATIONAL FIRE PROTECTION ASSOCIATION | NFPA | NFPA 70 | National Electrical Code | 2023
3460 | 08 11 73 | SLIDING FIRE DOORS | 08/20 | NATIONAL FIRE PROTECTION ASSOCIATION | NFPA | NFPA 80 | Standard for Fire Doors and Other Opening Protectives | 2022
3461 | 08 11 73 | SLIDING FIRE DOORS | 08/20 | UNDERWRITERS LABORATORIES | UL | UL 9 | Standard for Fire Tests of Window Assemblies | 2009; Reprint Mar 2020
3462 | 08 11 73 | SLIDING FIRE DOORS | 08/20 | UNDERWRITERS LABORATORIES | UL | UL 10A | UL Standard for Safety Tin-Clad Fire Doors | 2009; Reprint Mar 2022
3463 | 08 11 73 | SLIDING FIRE DOORS | 08/20 | UNDERWRITERS LABORATORIES | UL | UL 10B | Fire Tests of Door Assemblies | 2008; Reprint May 2020
3464 | 08 11 73 | SLIDING FIRE DOORS | 08/20 | UNDERWRITERS LABORATORIES | UL | UL 14B | UL Standard for Safety Sliding Hardware for Standard, Horizontally Mounted Tin-Clad Fire Doors | 2008; Reprint Sep 2021
3465 | 08 11 73 | SLIDING FIRE DOORS | 08/20 | UNDERWRITERS LABORATORIES | UL | UL 33 | Heat Responsive Links for Fire-Protection Service | 2010; Reprint Apr 2020
3466 | 08 11 73 | SLIDING FIRE DOORS | 08/20 | UNDERWRITERS LABORATORIES | UL | UL 228 | UL Standard for Safety Door Closers-Holders, With or Without Integral Smoke Detectors | 2006; Reprint Mar 2022
3467 | 08 11 73 | SLIDING FIRE DOORS | 08/20 | UNDERWRITERS LABORATORIES | UL | UL 325 | UL Standard for Safety Door, Drapery, Gate, Louver, and Window Operators and Systems | 2017; Reprint Feb 2020
3468 | 08 13 73 | SLIDING METAL DOORS | 02/11 | ASTM INTERNATIONAL | ASTM | ASTM A36/A36M | Standard Specification for Carbon Structural Steel | 2019
3469 | 08 13 73 | SLIDING METAL DOORS | 02/11 | ASTM INTERNATIONAL | ASTM | ASTM A307 | Standard Specification for Carbon Steel Bolts, Studs, and Threaded Rod 60 000 PSI Tensile Strength | 2021
3470 | 08 13 73 | SLIDING METAL DOORS | 02/11 | ASTM INTERNATIONAL | ASTM | ASTM A325 | Standard Specification for Structural Bolts, Steel, Heat Treated, 120/105 ksi Minimum Tensile Strength | 2014
3471 | 08 13 73 | SLIDING METAL DOORS | 02/11 | ASTM INTERNATIONAL | ASTM | ASTM A325M | Standard Specification for Structural Bolts, Steel, Heat Treated, 830 MPa Minimum Tensile Strength (Metric) | 2014
3472 | 08 13 73 | SLIDING METAL DOORS | 02/11 | ASTM INTERNATIONAL | ASTM | ASTM A653/A653M | Standard Specification for Steel Sheet, Zinc-Coated (Galvanized) or Zinc-Iron Alloy-Coated (Galvannealed) by the Hot-Dip Process | 2023
3473 | 08 13 73 | SLIDING METAL DOORS | 02/11 | ASTM INTERNATIONAL | ASTM | ASTM A924/A924M | Standard Specification for General Requirements for Steel Sheet, Metallic-Coated by the Hot-Dip Process | 2022a
3474 | 08 13 73 | SLIDING METAL DOORS | 02/11 | ASTM INTERNATIONAL | ASTM | ASTM B136 | Standard Method for Measurement of Stain Resistance of Anodic Coatings on Aluminum | 2023
3475 | 08 13 73 | SLIDING METAL DOORS | 02/11 | ASTM INTERNATIONAL | ASTM | ASTM B137 | Standard Test Method for Measurement of Coating Mass Per Unit Area on Anodically Coated Aluminum | 1995; R 2021
3476 | 08 13 73 | SLIDING METAL DOORS | 02/11 | ASTM INTERNATIONAL | ASTM | ASTM B209 | Standard Specification for Aluminum and Aluminum-Alloy Sheet and Plate | 2014
3477 | 08 13 73 | SLIDING METAL DOORS | 02/11 | ASTM INTERNATIONAL | ASTM | ASTM B209M | Standard Specification for Aluminum and Aluminum-Alloy Sheet and Plate (Metric) | 2014
3478 | 08 13 73 | SLIDING METAL DOORS | 02/11 | ASTM INTERNATIONAL | ASTM | ASTM E330/E330M | Standard Test Method for Structural Performance of Exterior Windows, Doors, Skylights and Curtain Walls by Uniform Static Air Pressure Difference | 2014; R 2021
3479 | 08 13 73 | SLIDING METAL DOORS | 02/11 | NATIONAL ELECTRICAL MANUFACTURERS ASSOCIATION | NEMA | NEMA ICS 2 | Industrial Control and Systems Controllers, Contactors, and Overload Relays Rated 600 V | 2000; R 2020
3480 | 08 13 73 | SLIDING METAL DOORS | 02/11 | NATIONAL ELECTRICAL MANUFACTURERS ASSOCIATION | NEMA | NEMA ICS 6 | Industrial Control and Systems: Enclosures | 1993; R 2016
3481 | 08 13 73 | SLIDING METAL DOORS | 02/11 | NATIONAL ELECTRICAL MANUFACTURERS ASSOCIATION | NEMA | NEMA MG 1 | Motors and Generators | 2021
3482 | 08 13 73 | SLIDING METAL DOORS | 02/11 | NATIONAL FIRE PROTECTION ASSOCIATION | NFPA | NFPA 70 | National Electrical Code | 2023
3483 | 08 13 73 | SLIDING METAL DOORS | 02/11 | NATIONAL FIRE PROTECTION ASSOCIATION | NFPA | NFPA 80 | Standard for Fire Doors and Other Opening Protectives | 2022
3484 | 08 13 73 | SLIDING METAL DOORS | 02/11 | SOCIETY FOR PROTECTIVE COATINGS | SSPC | SSPC Paint 28 | Water-Borne Epoxy Primer for Steel Surfaces | 1991; E 2004
3485 | 08 13 73 | SLIDING METAL DOORS | 02/11 | SOCIETY FOR PROTECTIVE COATINGS | SSPC | SSPC Paint 36 | Two-Component Weatherable Aliphatic Polyurethane Topcoat, Performance-Based | 2006
3486 | 08 13 73 | SLIDING METAL DOORS | 02/11 | U.S. DEPARTMENT OF DEFENSE | DOD | MIL-A-8625 | Anodic Coatings, for Aluminum and Aluminum Alloys | 1993; Rev F; Am 1 2003
3487 | 08 13 73 | SLIDING METAL DOORS | 02/11 | UNDERWRITERS LABORATORIES | UL | UL 10A | UL Standard for Safety Tin-Clad Fire Doors | 2009; Reprint Mar 2022
3488 | 08 13 73 | SLIDING METAL DOORS | 02/11 | UNDERWRITERS LABORATORIES | UL | UL 14B | UL Standard for Safety Sliding Hardware for Standard, Horizontally Mounted Tin-Clad Fire Doors | 2008; Reprint Sep 2021
3489 | 08 13 73 | SLIDING METAL DOORS | 02/11 | UNDERWRITERS LABORATORIES | UL | UL 506 | UL Standard for Safety Specialty Transformers | 2017; Reprint Jan 2022
3490 | 08 14 00 | WOOD DOORS | 08/16, CHG 1: 08/18 | AMERICAN FOREST FOUNDATION | AFF | ATFS STANDARDS | American Tree Farm System Standards of Sustainability | 2021
3491 | 08 14 00 | WOOD DOORS | 08/16, CHG 1: 08/18 | ASTM INTERNATIONAL | ASTM | ASTM E90 | Standard Test Method for Laboratory Measurement of Airborne Sound Transmission Loss of Building Partitions and Elements | 2023
3492 | 08 14 00 | WOOD DOORS | 08/16, CHG 1: 08/18 | ASTM INTERNATIONAL | ASTM | ASTM E283 | Standard Test Method for Determining the Rate of Air Leakage Through Exterior Windows, Curtain Walls, and Doors Under Specified Pressure Differences Across the Specimen | 2019
3493 | 08 14 00 | WOOD DOORS | 08/16, CHG 1: 08/18 | ASTM INTERNATIONAL | ASTM | ASTM E2226 | Standard Practice for Application of Hose Stream | 2023a
3494 | 08 14 00 | WOOD DOORS | 08/16, CHG 1: 08/18 | CALIFORNIA AIR RESOURCES BOARD | CARB | CARB 93120 | Airborne Toxic Control Measure (ATCM) to Reduce Formaldehyde Emissions from Composite Wood Products | 2007
3495 | 08 14 00 | WOOD DOORS | 08/16, CHG 1: 08/18 | CSA GROUP | CSA | CSA Z809-08 | Sustainable Forest Management | R2013
3496 | 08 14 00 | WOOD DOORS | 08/16, CHG 1: 08/18 | FOREST STEWARDSHIP COUNCIL | FSC | FSC STD 01 001 | Principles and Criteria for Forest Stewardship | 2015
3497 | 08 14 00 | WOOD DOORS | 08/16, CHG 1: 08/18 | NATIONAL ELECTRICAL MANUFACTURERS ASSOCIATION | NEMA | ANSI/NEMA LD 3 | Standard for High-Pressure Decorative Laminates | 2005
3498 | 08 14 00 | WOOD DOORS | 08/16, CHG 1: 08/18 | NATIONAL FIRE PROTECTION ASSOCIATION | NFPA | NFPA 80 | Standard for Fire Doors and Other Opening Protectives | 2022
3499 | 08 14 00 | WOOD DOORS | 08/16, CHG 1: 08/18 | NATIONAL FIRE PROTECTION ASSOCIATION | NFPA | NFPA 105 | Standard for Smoke Door Assemblies and Other Opening Protectives | 2022
3500 | 08 14 00 | WOOD DOORS | 08/16, CHG 1: 08/18 | NATIONAL FIRE PROTECTION ASSOCIATION | NFPA | NFPA 252 | Standard Methods of Fire Tests of Door Assemblies | 2022
3501 | 08 14 00 | WOOD DOORS | 08/16, CHG 1: 08/18 | PROGRAMME FOR ENDORSEMENT OF FOREST CERTIFICATION | PEFC | PEFC ST 2002:2013 | PEFC International Standard Chain of Custody of Forest Based Products Requirements | 2015
3502 | 08 14 00 | WOOD DOORS | 08/16, CHG 1: 08/18 | SUSTAINABLE FOREST INITIATIVE | SFI | SFI 22 | Standards and Rules for Forest Management, Fiber Sourcing, Chain of Custody, and Certified Sourcing | 2022
3503 | 08 14 00 | WOOD DOORS | 08/16, CHG 1: 08/18 | U.S. NATIONAL ARCHIVES AND RECORDS ADMINISTRATION | NARA | 40 CFR 770 | Formaldehyde Standards for Composite Wood Products
3504 | 08 14 00 | WOOD DOORS | 08/16, CHG 1: 08/18 | UNDERWRITERS LABORATORIES | UL | UL 10B | Fire Tests of Door Assemblies | 2008; Reprint May 2020
3505 | 08 14 00 | WOOD DOORS | 08/16, CHG 1: 08/18 | WINDOW AND DOOR MANUFACTURERS ASSOCIATION | WDMA | ANSI/WDMA I.S.1A | Interior Architectural Wood Flush Doors | 2013
3506 | 08 14 00 | WOOD DOORS | 08/16, CHG 1: 08/18 | WINDOW AND DOOR MANUFACTURERS ASSOCIATION | WDMA | ANSI/WDMA I.S.6A | Interior Architectural Stile and Rail Doors | 2013
3507 | 08 14 00 | WOOD DOORS | 08/16, CHG 1: 08/18 | WOODWORK INSTITUTE | WI | NAAWS 4.0 | North American Architectural Woodwork Standards | 2021 Errata Edition
3508 | 08 22 20 | FIBERGLASS REINFORCED PLASTIC (FRP) DOORS AND FRAMES | 11/19 | AMERICAN SOCIETY OF CIVIL ENGINEERS | ASCE | ASCE 7-16 | Minimum Design Loads and Associated Criteria for Buildings and Other Structures | 2017; Errata 2018; Supp 1 2018
3509 | 08 22 20 | FIBERGLASS REINFORCED PLASTIC (FRP) DOORS AND FRAMES | 11/19 | ASTM INTERNATIONAL | ASTM | ASTM D256 | Standard Test Methods for Determining the Izod Pendulum Impact Resistance of Plastics | 2010; R 2018
3510 | 08 22 20 | FIBERGLASS REINFORCED PLASTIC (FRP) DOORS AND FRAMES | 11/19 | ASTM INTERNATIONAL | ASTM | ASTM D635 | Standard Test Method for Rate of Burning and/or Extent and Time of Burning of Plastics in a Horizontal Position | 2018
3511 | 08 22 20 | FIBERGLASS REINFORCED PLASTIC (FRP) DOORS AND FRAMES | 11/19 | ASTM INTERNATIONAL | ASTM | ASTM D638 | Standard Test Method for Tensile Properties of Plastics | 2014
3512 | 08 22 20 | FIBERGLASS REINFORCED PLASTIC (FRP) DOORS AND FRAMES | 11/19 | ASTM INTERNATIONAL | ASTM | ASTM D695 | Standard Test Method for Compressive Properties of Rigid Plastics | 2010
3513 | 08 22 20 | FIBERGLASS REINFORCED PLASTIC (FRP) DOORS AND FRAMES | 11/19 | ASTM INTERNATIONAL | ASTM | ASTM D696 | Standard Test Method for Coefficient of Linear Thermal Expansion of Plastics Between -30 degrees C and 30 degrees C With a Vitreous Silica Dilatometer | 2016
3514 | 08 22 20 | FIBERGLASS REINFORCED PLASTIC (FRP) DOORS AND FRAMES | 11/19 | ASTM INTERNATIONAL | ASTM | ASTM D790 | Standard Test Methods for Flexural Properties of Unreinforced and Reinforced Plastics and Electrical Insulating Materials | 2017
3515 | 08 22 20 | FIBERGLASS REINFORCED PLASTIC (FRP) DOORS AND FRAMES | 11/19 | ASTM INTERNATIONAL | ASTM | ASTM D2344/D2344M | Standard Test Method for Short-Beam Strength of Polymer Matrix Composite Materials and Their Laminates | 2016
3516 | 08 22 20 | FIBERGLASS REINFORCED PLASTIC (FRP) DOORS AND FRAMES | 11/19 | ASTM INTERNATIONAL | ASTM | ASTM E84 | Standard Test Method for Surface Burning Characteristics of Building Materials | 2023
3517 | 08 22 20 | FIBERGLASS REINFORCED PLASTIC (FRP) DOORS AND FRAMES | 11/19 | ASTM INTERNATIONAL | ASTM | ASTM E283 | Standard Test Method for Determining the Rate of Air Leakage Through Exterior Windows, Curtain Walls, and Doors Under Specified Pressure Differences Across the Specimen | 2019
3518 | 08 22 20 | FIBERGLASS REINFORCED PLASTIC (FRP) DOORS AND FRAMES | 11/19 | ASTM INTERNATIONAL | ASTM | ASTM E331 | Standard Test Method for Water Penetration of Exterior Windows, Skylights, Doors, and Curtain Walls by Uniform Static Air Pressure Difference | 2000; R 2023
3519 | 08 22 20 | FIBERGLASS REINFORCED PLASTIC (FRP) DOORS AND FRAMES | 11/19 | ASTM INTERNATIONAL | ASTM | ASTM E1300 | Standard Practice for Determining Load Resistance of Glass in Buildings | 2024
3520 | 08 22 20 | FIBERGLASS REINFORCED PLASTIC (FRP) DOORS AND FRAMES | 11/19 | ASTM INTERNATIONAL | ASTM | ASTM E2074 | Standard Test Method for Fire Tests of Door Assemblies, Including Positive Pressure Testing of Side-Hinged and Pivoted Swinging Door Assemblies | 2000e1
3521 | 08 22 20 | FIBERGLASS REINFORCED PLASTIC (FRP) DOORS AND FRAMES | 11/19 | ASTM INTERNATIONAL | ASTM | ASTM E2112 | Standard Practice for Installation of Exterior Windows, Doors and Skylights | 2023
3522 | 08 22 20 | FIBERGLASS REINFORCED PLASTIC (FRP) DOORS AND FRAMES | 11/19 | ASTM INTERNATIONAL | ASTM | ASTM F1642/F1642M | Standard Test Method for Glazing and Glazing Systems Subject to Airblast Loadings | 2017
3523 | 08 22 20 | FIBERGLASS REINFORCED PLASTIC (FRP) DOORS AND FRAMES | 11/19 | ASTM INTERNATIONAL | ASTM | ASTM F2248 | Standard Practice for Specifying an Equivalent 3-Second Duration Design Loading for Blast Resistant Glazing Fabricated with Laminated Glass | 2012
3524 | 08 22 20 | FIBERGLASS REINFORCED PLASTIC (FRP) DOORS AND FRAMES | 11/19 | BUILDERS HARDWARE MANUFACTURERS ASSOCIATION | BHMA | ANSI/BHMA A156.115 | Hardware Preparation in Steel Doors and Steel Frames | 2016
3525 | 08 22 20 | FIBERGLASS REINFORCED PLASTIC (FRP) DOORS AND FRAMES | 11/19 | INTERNATIONAL CODE COUNCIL | ICC | ICC IBC | International Building Code | 2024
3526 | 08 22 20 | FIBERGLASS REINFORCED PLASTIC (FRP) DOORS AND FRAMES | 11/19 | NATIONAL FIRE PROTECTION ASSOCIATION | NFPA | NFPA 80 | Standard for Fire Doors and Other Opening Protectives | 2022
3527 | 08 22 20 | FIBERGLASS REINFORCED PLASTIC (FRP) DOORS AND FRAMES | 11/19 | NATIONAL FIRE PROTECTION ASSOCIATION | NFPA | NFPA 101 | Life Safety Code | 2024
3528 | 08 22 20 | FIBERGLASS REINFORCED PLASTIC (FRP) DOORS AND FRAMES | 11/19 | NATIONAL FIRE PROTECTION ASSOCIATION | NFPA | NFPA 105 | Standard for Smoke Door Assemblies and Other Opening Protectives | 2022
3529 | 08 22 20 | FIBERGLASS REINFORCED PLASTIC (FRP) DOORS AND FRAMES | 11/19 | NATIONAL FIRE PROTECTION ASSOCIATION | NFPA | NFPA 241 | Standard for Safeguarding Construction, Alteration, and Demolition Operations | 2022
3530 | 08 22 20 | FIBERGLASS REINFORCED PLASTIC (FRP) DOORS AND FRAMES | 11/19 | NATIONAL FIRE PROTECTION ASSOCIATION | NFPA | NFPA 252 | Standard Methods of Fire Tests of Door Assemblies | 2022
3531 | 08 22 20 | FIBERGLASS REINFORCED PLASTIC (FRP) DOORS AND FRAMES | 11/19 | U.S. NATIONAL ARCHIVES AND RECORDS ADMINISTRATION | NARA | 29 CFR 1910 | Occupational Safety and Health Standards
3532 | 08 22 20 | FIBERGLASS REINFORCED PLASTIC (FRP) DOORS AND FRAMES | 11/19 | U.S. NATIONAL ARCHIVES AND RECORDS ADMINISTRATION | NARA | 29 CFR 1926 | Safety and Health Regulations for Construction
3533 | 08 22 20 | FIBERGLASS REINFORCED PLASTIC (FRP) DOORS AND FRAMES | 11/19 | UNDERWRITERS LABORATORIES | UL | UL 10B | Fire Tests of Door Assemblies | 2008; Reprint May 2020
3534 | 08 22 20 | FIBERGLASS REINFORCED PLASTIC (FRP) DOORS AND FRAMES | 11/19 | UNDERWRITERS LABORATORIES | UL | UL Fire Resistance | Fire Resistance Directory | 2014
3535 | 08 31 00 | ACCESS DOORS AND PANELS | 05/17, CHG 1: 08/18 | AMERICAN WELDING SOCIETY | AWS | AWS D1.1/D1.1M | Structural Welding Code - Steel | 2020; Errata 1 2021
3536 | 08 31 00 | ACCESS DOORS AND PANELS | 05/17, CHG 1: 08/18 | ASTM INTERNATIONAL | ASTM | ASTM A36/A36M | Standard Specification for Carbon Structural Steel | 2019
3537 | 08 31 00 | ACCESS DOORS AND PANELS | 05/17, CHG 1: 08/18 | ASTM INTERNATIONAL | ASTM | ASTM A653/A653M | Standard Specification for Steel Sheet, Zinc-Coated (Galvanized) or Zinc-Iron Alloy-Coated (Galvannealed) by the Hot-Dip Process | 2023
3538 | 08 31 00 | ACCESS DOORS AND PANELS | 05/17, CHG 1: 08/18 | ASTM INTERNATIONAL | ASTM | ASTM A666 | Standard Specification for Annealed or Cold-Worked Austenitic Stainless Steel Sheet, Strip, Plate and Flat Bar | 2023
3539 | 08 31 00 | ACCESS DOORS AND PANELS | 05/17, CHG 1: 08/18 | ASTM INTERNATIONAL | ASTM | ASTM A1008/A1008M | Standard Specification for Steel, Sheet, Cold-Rolled, Carbon, Structural, High-Strength Low-Alloy, High-Strength Low-Alloy with Improved Formability, Solution Hardened, and Bake Hardenable | 2024
3540 | 08 31 00 | ACCESS DOORS AND PANELS | 05/17, CHG 1: 08/18 | ASTM INTERNATIONAL | ASTM | ASTM E90 | Standard Test Method for Laboratory Measurement of Airborne Sound Transmission Loss of Building Partitions and Elements | 2023
3541 | 08 31 00 | ACCESS DOORS AND PANELS | 05/17, CHG 1: 08/18 | ASTM INTERNATIONAL | ASTM | ASTM E119 | Standard Test Methods for Fire Tests of Building Construction and Materials | 2024
3542 | 08 31 00 | ACCESS DOORS AND PANELS | 05/17, CHG 1: 08/18 | ASTM INTERNATIONAL | ASTM | ASTM E413 | Classification for Rating Sound Insulation | 2022
3543 | 08 31 00 | ACCESS DOORS AND PANELS | 05/17, CHG 1: 08/18 | ASTM INTERNATIONAL | ASTM | ASTM E1332 | Standard Classification for Rating Outdoor-Indoor Sound Attenuation | 2016
3544 | 08 31 00 | ACCESS DOORS AND PANELS | 05/17, CHG 1: 08/18 | MASTER PAINTERS INSTITUTE | MPI | MPI 79 | Primer, Alkyd, Anti-Corrosive for Metal | 2016
3545 | 08 31 00 | ACCESS DOORS AND PANELS | 05/17, CHG 1: 08/18 | NATIONAL FIRE PROTECTION ASSOCIATION | NFPA | NFPA 80 | Standard for Fire Doors and Other Opening Protectives | 2022
3546 | 08 31 00 | ACCESS DOORS AND PANELS | 05/17, CHG 1: 08/18 | NATIONAL FIRE PROTECTION ASSOCIATION | NFPA | NFPA 252 | Standard Methods of Fire Tests of Door Assemblies | 2022
3547 | 08 31 00 | ACCESS DOORS AND PANELS | 05/17, CHG 1: 08/18 | NATIONAL FIRE PROTECTION ASSOCIATION | NFPA | NFPA 288 | Standard Methods of Fire Tests of Horizontal Fire Door Assemblies Installed in Horizontal Fire Resistance-Rated Assemblies | 2017
3548 | 08 31 00 | ACCESS DOORS AND PANELS | 05/17, CHG 1: 08/18 | UNDERWRITERS LABORATORIES | UL | UL 10B | Fire Tests of Door Assemblies | 2008; Reprint May 2020
3549 | 08 31 00 | ACCESS DOORS AND PANELS | 05/17, CHG 1: 08/18 | UNDERWRITERS LABORATORIES | UL | UL 263 | UL Standard for Safety Fire Tests of Building Construction and Materials | 2011; Reprint Aug 2021
3550 | 08 32 13 | ALUMINUM SLIDING GLASS DOORS | 08/20, CHG 1: 02/22 | ALUMINUM ASSOCIATION | AA | AA DAF45 | Designation System for Aluminum Finishes | 2003; Reaffirmed 2009
3551 | 08 32 13 | ALUMINUM SLIDING GLASS DOORS | 08/20, CHG 1: 02/22 | AMERICAN ARCHITECTURAL MANUFACTURERS ASSOCIATION | AAMA | AAMA 800 | Voluntary Specifications and Test Methods for Sealants | 2016
3552 | 08 32 13 | ALUMINUM SLIDING GLASS DOORS | 08/20, CHG 1: 02/22 | AMERICAN ARCHITECTURAL MANUFACTURERS ASSOCIATION | AAMA | AAMA 1503 | Voluntary Test Method for Thermal Transmittance and Condensation Resistance of Windows, Doors and Glazed Wall Sections | 2009
3553 | 08 32 13 | ALUMINUM SLIDING GLASS DOORS | 08/20, CHG 1: 02/22 | AMERICAN ARCHITECTURAL MANUFACTURERS ASSOCIATION | AAMA | AAMA/WDMA/CSA 101/I.S.2/A440 | North American Fenestration Standard/Specification for Windows, Doors, and Skylights | 2017
3554 | 08 32 13 | ALUMINUM SLIDING GLASS DOORS | 08/20, CHG 1: 02/22 | ASTM INTERNATIONAL | ASTM | ASTM C1048 | Standard Specification for Heat-Strengthened and Fully Tempered Flat Glass | 2018
3555 | 08 32 13 | ALUMINUM SLIDING GLASS DOORS | 08/20, CHG 1: 02/22 | ASTM INTERNATIONAL | ASTM | ASTM D3656/D3656M | Standard Specification for Insect Screening and Louver Cloth Woven from Vinyl-Coated Glass Yarns | 2013
3556 | 08 32 13 | ALUMINUM SLIDING GLASS DOORS | 08/20, CHG 1: 02/22 | ASTM INTERNATIONAL | ASTM | ASTM E2016 | Standard Specification for Industrial Woven Wire Cloth | 2022
3557 | 08 32 13 | ALUMINUM SLIDING GLASS DOORS | 08/20, CHG 1: 02/22 | ASTM INTERNATIONAL | ASTM | ASTM F842 | Standard Test Methods for Measuring the Forced Entry Resistance of Sliding Door Assemblies, Excluding Glazing Impact | 2017; R 2023
3558 | 08 32 13 | ALUMINUM SLIDING GLASS DOORS | 08/20, CHG 1: 02/22 | U.S. NATIONAL ARCHIVES AND RECORDS ADMINISTRATION | NARA | 16 CFR 1201 | Safety Standard for Architectural Glazing Materials
3559 | 08 33 13 | COILING COUNTER DOORS | 05/09, CHG 2: 11/12 | ASTM INTERNATIONAL | ASTM | ASTM A240/A240M | Standard Specification for Chromium and Chromium-Nickel Stainless Steel Plate, Sheet, and Strip for Pressure Vessels and for General Applications | 2024
3560 | 08 33 13 | COILING COUNTER DOORS | 05/09, CHG 2: 11/12 | ASTM INTERNATIONAL | ASTM | ASTM A653/A653M | Standard Specification for Steel Sheet, Zinc-Coated (Galvanized) or Zinc-Iron Alloy-Coated (Galvannealed) by the Hot-Dip Process | 2023
3561 | 08 33 13 | COILING COUNTER DOORS | 05/09, CHG 2: 11/12 | ASTM INTERNATIONAL | ASTM | ASTM B209 | Standard Specification for Aluminum and Aluminum-Alloy Sheet and Plate | 2014
3562 | 08 33 13 | COILING COUNTER DOORS | 05/09, CHG 2: 11/12 | ASTM INTERNATIONAL | ASTM | ASTM B209M | Standard Specification for Aluminum and Aluminum-Alloy Sheet and Plate (Metric) | 2014
3563 | 08 33 13 | COILING COUNTER DOORS | 05/09, CHG 2: 11/12 | ASTM INTERNATIONAL | ASTM | ASTM B221 | Standard Specification for Aluminum and Aluminum-Alloy Extruded Bars, Rods, Wire, Profiles, and Tubes | 2021
3564 | 08 33 13 | COILING COUNTER DOORS | 05/09, CHG 2: 11/12 | ASTM INTERNATIONAL | ASTM | ASTM B221M | Standard Specification for Aluminum and Aluminum-Alloy Extruded Bars, Rods, Wire, Profiles, and Tubes (Metric) | 2021
3565 | 08 33 13 | COILING COUNTER DOORS | 05/09, CHG 2: 11/12 | NATIONAL FIRE PROTECTION ASSOCIATION | NFPA | NFPA 80 | Standard for Fire Doors and Other Opening Protectives | 2022
3566 | 08 33 23 | OVERHEAD COILING DOORS | 08/20, CHG 1: 02/22 | AMERICAN SOCIETY OF CIVIL ENGINEERS | ASCE | ASCE 7-16 | Minimum Design Loads and Associated Criteria for Buildings and Other Structures | 2017; Errata 2018; Supp 1 2018
3567 | 08 33 23 | OVERHEAD COILING DOORS | 08/20, CHG 1: 02/22 | AMERICAN SOCIETY OF HEATING, REFRIGERATING AND AIR-CONDITIONING ENGINEERS | ASHRAE | ASHRAE FUN IP | Fundamentals Handbook, I-P Edition | 2021
3568 | 08 33 23 | OVERHEAD COILING DOORS | 08/20, CHG 1: 02/22 | AMERICAN SOCIETY OF MECHANICAL ENGINEERS | ASME | ASME B29.400 | (R 2013) (R 2018) (R 2023)) Combination, "H" Type Mill Chains, and Sprockets | 2001; (R 2008
3569 | 08 33 23 | OVERHEAD COILING DOORS | 08/20, CHG 1: 02/22 | ASTM INTERNATIONAL | ASTM | ASTM A36/A36M | Standard Specification for Carbon Structural Steel | 2019
3570 | 08 33 23 | OVERHEAD COILING DOORS | 08/20, CHG 1: 02/22 | ASTM INTERNATIONAL | ASTM | ASTM A47/A47M | Standard Specification for Ferritic Malleable Iron Castings | 1999; R 2022; E 2022
3571 | 08 33 23 | OVERHEAD COILING DOORS | 08/20, CHG 1: 02/22 | ASTM INTERNATIONAL | ASTM | ASTM A48/A48M | Standard Specification for Gray Iron Castings | 2022
3572 | 08 33 23 | OVERHEAD COILING DOORS | 08/20, CHG 1: 02/22 | ASTM INTERNATIONAL | ASTM | ASTM A53/A53M | Standard Specification for Pipe, Steel, Black and Hot-Dipped, Zinc-Coated, Welded and Seamless | 2024
3573 | 08 33 23 | OVERHEAD COILING DOORS | 08/20, CHG 1: 02/22 | ASTM INTERNATIONAL | ASTM | ASTM A123/A123M | Standard Specification for Zinc (Hot-Dip Galvanized) Coatings on Iron and Steel Products | 2017
3574 | 08 33 23 | OVERHEAD COILING DOORS | 08/20, CHG 1: 02/22 | ASTM INTERNATIONAL | ASTM | ASTM A153/A153M | Standard Specification for Zinc Coating (Hot-Dip) on Iron and Steel Hardware | 2023
3575 | 08 33 23 | OVERHEAD COILING DOORS | 08/20, CHG 1: 02/22 | ASTM INTERNATIONAL | ASTM | ASTM A307 | Standard Specification for Carbon Steel Bolts, Studs, and Threaded Rod 60 000 PSI Tensile Strength | 2021
3576 | 08 33 23 | OVERHEAD COILING DOORS | 08/20, CHG 1: 02/22 | ASTM INTERNATIONAL | ASTM | ASTM A653/A653M | Standard Specification for Steel Sheet, Zinc-Coated (Galvanized) or Zinc-Iron Alloy-Coated (Galvannealed) by the Hot-Dip Process | 2023
3577 | 08 33 23 | OVERHEAD COILING DOORS | 08/20, CHG 1: 02/22 | ASTM INTERNATIONAL | ASTM | ASTM A666 | Standard Specification for Annealed or Cold-Worked Austenitic Stainless Steel Sheet, Strip, Plate and Flat Bar | 2023
3578 | 08 33 23 | OVERHEAD COILING DOORS | 08/20, CHG 1: 02/22 | ASTM INTERNATIONAL | ASTM | ASTM A780/A780M | Standard Practice for Repair of Damaged and Uncoated Areas of Hot-Dip Galvanized Coatings | 2020
3579 | 08 33 23 | OVERHEAD COILING DOORS | 08/20, CHG 1: 02/22 | ASTM INTERNATIONAL | ASTM | ASTM A924/A924M | Standard Specification for General Requirements for Steel Sheet, Metallic-Coated by the Hot-Dip Process | 2022a
3580 | 08 33 23 | OVERHEAD COILING DOORS | 08/20, CHG 1: 02/22 | ASTM INTERNATIONAL | ASTM | ASTM B209 | Standard Specification for Aluminum and Aluminum-Alloy Sheet and Plate | 2014
3581 | 08 33 23 | OVERHEAD COILING DOORS | 08/20, CHG 1: 02/22 | ASTM INTERNATIONAL | ASTM | ASTM B209M | Standard Specification for Aluminum and Aluminum-Alloy Sheet and Plate (Metric) | 2014
3582 | 08 33 23 | OVERHEAD COILING DOORS | 08/20, CHG 1: 02/22 | ASTM INTERNATIONAL | ASTM | ASTM B221 | Standard Specification for Aluminum and Aluminum-Alloy Extruded Bars, Rods, Wire, Profiles, and Tubes | 2021
3583 | 08 33 23 | OVERHEAD COILING DOORS | 08/20, CHG 1: 02/22 | ASTM INTERNATIONAL | ASTM | ASTM B221M | Standard Specification for Aluminum and Aluminum-Alloy Extruded Bars, Rods, Wire, Profiles, and Tubes (Metric) | 2021
3584 | 08 33 23 | OVERHEAD COILING DOORS | 08/20, CHG 1: 02/22 | ASTM INTERNATIONAL | ASTM | ASTM E84 | Standard Test Method for Surface Burning Characteristics of Building Materials | 2023
3585 | 08 33 23 | OVERHEAD COILING DOORS | 08/20, CHG 1: 02/22 | ASTM INTERNATIONAL | ASTM | ASTM E330/E330M | Standard Test Method for Structural Performance of Exterior Windows, Doors, Skylights and Curtain Walls by Uniform Static Air Pressure Difference | 2014; R 2021
3586 | 08 33 23 | OVERHEAD COILING DOORS | 08/20, CHG 1: 02/22 | ASTM INTERNATIONAL | ASTM | ASTM F568M | Standard Specification for Carbon and Alloy Steel Externally Threaded Metric Fasteners | 2007
3587 | 08 33 23 | OVERHEAD COILING DOORS | 08/20, CHG 1: 02/22 | DOOR AND ACCESS SYSTEM MANUFACTURERS ASSOCIATION | DASMA | ANSI/DASMA 108 | Standard Method for Testing Sectional Garage Doors, Rolling Doors and Flexible Doors: Determination of Structural Performance Under Uniform Static Air Pressure Difference | 2017
3588 | 08 33 23 | OVERHEAD COILING DOORS | 08/20, CHG 1: 02/22 | NATIONAL ELECTRICAL MANUFACTURERS ASSOCIATION | NEMA | NEMA ICS 1 | Standard for Industrial Control and Systems: General Requirements | 2022
3589 | 08 33 23 | OVERHEAD COILING DOORS | 08/20, CHG 1: 02/22 | NATIONAL ELECTRICAL MANUFACTURERS ASSOCIATION | NEMA | NEMA ICS 2 | Industrial Control and Systems Controllers, Contactors, and Overload Relays Rated 600 V | 2000; R 2020
3590 | 08 33 23 | OVERHEAD COILING DOORS | 08/20, CHG 1: 02/22 | NATIONAL ELECTRICAL MANUFACTURERS ASSOCIATION | NEMA | NEMA ICS 6 | Industrial Control and Systems: Enclosures | 1993; R 2016
3591 | 08 33 23 | OVERHEAD COILING DOORS | 08/20, CHG 1: 02/22 | NATIONAL ELECTRICAL MANUFACTURERS ASSOCIATION | NEMA | NEMA MG 1 | Motors and Generators | 2021
3592 | 08 33 23 | OVERHEAD COILING DOORS | 08/20, CHG 1: 02/22 | NATIONAL ELECTRICAL MANUFACTURERS ASSOCIATION | NEMA | NEMA ST 1 | Specialty Transformers (Except General Purpose Type) | 1988; R 1994; R 1997
3593 | 08 33 23 | OVERHEAD COILING DOORS | 08/20, CHG 1: 02/22 | NATIONAL FIRE PROTECTION ASSOCIATION | NFPA | NFPA 70 | National Electrical Code | 2023
3594 | 08 33 23 | OVERHEAD COILING DOORS | 08/20, CHG 1: 02/22 | NATIONAL FIRE PROTECTION ASSOCIATION | NFPA | NFPA 80 | Standard for Fire Doors and Other Opening Protectives | 2022
3595 | 08 33 23 | OVERHEAD COILING DOORS | 08/20, CHG 1: 02/22 | UNDERWRITERS LABORATORIES | UL | UL 325 | UL Standard for Safety Door, Drapery, Gate, Louver, and Window Operators and Systems | 2017; Reprint Feb 2020
3596 | 08 33 23 | OVERHEAD COILING DOORS | 08/20, CHG 1: 02/22 | UNDERWRITERS LABORATORIES | UL | UL 674 | UL Standard for Safety Electric Motors and Generators for Use in Hazardous (Classified) Locations | 2022
3597 | 08 34 01 | FORCED ENTRY RESISTANT COMPONENTS | 08/09 | AIR MOVEMENT AND CONTROL ASSOCIATION INTERNATIONAL, INC. | AMCA | AMCA 500-D | Laboratory Methods of Testing Dampers for Rating | 2018
3598 | 08 34 01 | FORCED ENTRY RESISTANT COMPONENTS | 08/09 | ALUMINUM ASSOCIATION | AA | AA DAF45 | Designation System for Aluminum Finishes | 2003; Reaffirmed 2009
3599 | 08 34 01 | FORCED ENTRY RESISTANT COMPONENTS | 08/09 | AMERICAN WELDING SOCIETY | AWS | AWS D1.1/D1.1M | Structural Welding Code - Steel | 2020; Errata 1 2021
3600 | 08 34 01 | FORCED ENTRY RESISTANT COMPONENTS | 08/09 | ASM INTERNATIONAL | ASM | ASM STFA | The Surface Treatment and Finishing of Aluminum and Its Alloys (2 Vol.) | 2001; 6th Ed
3601 | 08 34 01 | FORCED ENTRY RESISTANT COMPONENTS | 08/09 | ASTM INTERNATIONAL | ASTM | ASTM A123/A123M | Standard Specification for Zinc (Hot-Dip Galvanized) Coatings on Iron and Steel Products | 2017
3602 | 08 34 01 | FORCED ENTRY RESISTANT COMPONENTS | 08/09 | ASTM INTERNATIONAL | ASTM | ASTM A653/A653M | Standard Specification for Steel Sheet, Zinc-Coated (Galvanized) or Zinc-Iron Alloy-Coated (Galvannealed) by the Hot-Dip Process | 2023
3603 | 08 34 01 | FORCED ENTRY RESISTANT COMPONENTS | 08/09 | ASTM INTERNATIONAL | ASTM | ASTM C1036 | Standard Specification for Flat Glass | 2021
3604 | 08 34 01 | FORCED ENTRY RESISTANT COMPONENTS | 08/09 | ASTM INTERNATIONAL | ASTM | ASTM C1048 | Standard Specification for Heat-Strengthened and Fully Tempered Flat Glass | 2018
3605 | 08 34 01 | FORCED ENTRY RESISTANT COMPONENTS | 08/09 | ASTM INTERNATIONAL | ASTM | ASTM C1172 | Standard Specification for Laminated Architectural Flat Glass | 2019
3606 | 08 34 01 | FORCED ENTRY RESISTANT COMPONENTS | 08/09 | ASTM INTERNATIONAL | ASTM | ASTM D256 | Standard Test Methods for Determining the Izod Pendulum Impact Resistance of Plastics | 2010; R 2018
3607 | 08 34 01 | FORCED ENTRY RESISTANT COMPONENTS | 08/09 | ASTM INTERNATIONAL | ASTM | ASTM D542 | Index of Refraction of Transparent Organic Plastics | 2014
3608 | 08 34 01 | FORCED ENTRY RESISTANT COMPONENTS | 08/09 | ASTM INTERNATIONAL | ASTM | ASTM D570 | Standard Test Method for Water Absorption of Plastics | 1998; E 2010; R 2010
3609 | 08 34 01 | FORCED ENTRY RESISTANT COMPONENTS | 08/09 | ASTM INTERNATIONAL | ASTM | ASTM D635 | Standard Test Method for Rate of Burning and/or Extent and Time of Burning of Plastics in a Horizontal Position | 2018
3610 | 08 34 01 | FORCED ENTRY RESISTANT COMPONENTS | 08/09 | ASTM INTERNATIONAL | ASTM | ASTM D638 | Standard Test Method for Tensile Properties of Plastics | 2014
3611 | 08 34 01 | FORCED ENTRY RESISTANT COMPONENTS | 08/09 | ASTM INTERNATIONAL | ASTM | ASTM D696 | Standard Test Method for Coefficient of Linear Thermal Expansion of Plastics Between -30 degrees C and 30 degrees C With a Vitreous Silica Dilatometer | 2016
3612 | 08 34 01 | FORCED ENTRY RESISTANT COMPONENTS | 08/09 | ASTM INTERNATIONAL | ASTM | ASTM D792 | Density and Specific Gravity (Relative Density) of Plastics by Displacement | 2013
3613 | 08 34 01 | FORCED ENTRY RESISTANT COMPONENTS | 08/09 | ASTM INTERNATIONAL | ASTM | ASTM D882 | Tensile Properties of Thin Plastic Sheeting | 2012
3614 | 08 34 01 | FORCED ENTRY RESISTANT COMPONENTS | 08/09 | ASTM INTERNATIONAL | ASTM | ASTM D905 | Strength Properties of Adhesive Bonds in Shear by Compression Loading | 2008; E 2009
3615 | 08 34 01 | FORCED ENTRY RESISTANT COMPONENTS | 08/09 | ASTM INTERNATIONAL | ASTM | ASTM D1003 | Haze and Luminous Transmittance of Transparent Plastics | 2013
3616 | 08 34 01 | FORCED ENTRY RESISTANT COMPONENTS | 08/09 | ASTM INTERNATIONAL | ASTM | ASTM D1044 | Standard Test Method for Resistance of Transparent Plastics to Surface Abrasion by the Taber Abraser | 2019
3617 | 08 34 01 | FORCED ENTRY RESISTANT COMPONENTS | 08/09 | ASTM INTERNATIONAL | ASTM | ASTM D1922 | Propagation Tear Resistance of Plastic Film and Thin Sheeting by Pendulum Method | 2015; R 2020
3618 | 08 34 01 | FORCED ENTRY RESISTANT COMPONENTS | 08/09 | ASTM INTERNATIONAL | ASTM | ASTM D3595 | Polychlorotrifluoroethylene (PCTFE) Extruded Plastic Sheet and Film | 2014
3619 | 08 34 01 | FORCED ENTRY RESISTANT COMPONENTS | 08/09 | ASTM INTERNATIONAL | ASTM | ASTM D3951 | Commercial Packaging | 2018
3620 | 08 34 01 | FORCED ENTRY RESISTANT COMPONENTS | 08/09 | ASTM INTERNATIONAL | ASTM | ASTM D4093 | Photoelastic Measurements of Birefringence and Residual Strains in Transparent or Translucent Plastic Materials | 1995; R 2014
3621 | 08 34 01 | FORCED ENTRY RESISTANT COMPONENTS | 08/09 | ASTM INTERNATIONAL | ASTM | ASTM D4802 | Standard Specification for Poly(Methyl Methacrylate) Acrylic Plastic Sheet | 2016
3622 | 08 34 01 | FORCED ENTRY RESISTANT COMPONENTS | 08/09 | ASTM INTERNATIONAL | ASTM | ASTM D5420 | Standard Test Method for Impact Resistance of Flat, Rigid Plastic Specimen by Means of a Strike Impacted by a Falling Weight (Gardner Impact) | 2016
3623 | 08 34 01 | FORCED ENTRY RESISTANT COMPONENTS | 08/09 | ASTM INTERNATIONAL | ASTM | ASTM E90 | Standard Test Method for Laboratory Measurement of Airborne Sound Transmission Loss of Building Partitions and Elements | 2023
3624 | 08 34 01 | FORCED ENTRY RESISTANT COMPONENTS | 08/09 | ASTM INTERNATIONAL | ASTM | ASTM E169 | Standard Practices for General Techniques of Ultraviolet-Visible Quantitative Analysis | 2016; R 2022
3625 | 08 34 01 | FORCED ENTRY RESISTANT COMPONENTS | 08/09 | ASTM INTERNATIONAL | ASTM | ASTM E831 | Linear Thermal Expansion of Solid Materials by Thermomechanical Analysis | 2024
3626 | 08 34 01 | FORCED ENTRY RESISTANT COMPONENTS | 08/09 | ASTM INTERNATIONAL | ASTM | ASTM E1300 | Standard Practice for Determining Load Resistance of Glass in Buildings | 2024
3627 | 08 34 01 | FORCED ENTRY RESISTANT COMPONENTS | 08/09 | ASTM INTERNATIONAL | ASTM | ASTM F428 | Intensity of Scratches on Aerospace Glass Enclosures | 2019
3628 | 08 34 01 | FORCED ENTRY RESISTANT COMPONENTS | 08/09 | ASTM INTERNATIONAL | ASTM | ASTM F520 | Standard Test Method for Environmental Resistance of Aerospace Transparencies to Artificially Induced Exposures | 2021
3629 | 08 34 01 | FORCED ENTRY RESISTANT COMPONENTS | 08/09 | ASTM INTERNATIONAL | ASTM | ASTM F521 | Standard Test Methods for Bond Integrity of Transparent Laminates | 2022
3630 | 08 34 01 | FORCED ENTRY RESISTANT COMPONENTS | 08/09 | ASTM INTERNATIONAL | ASTM | ASTM F548 | Standard Test Method for Intensity of Scratches on Aerospace Transparent Plastics | 2019
3631 | 08 34 01 | FORCED ENTRY RESISTANT COMPONENTS | 08/09 | ASTM INTERNATIONAL | ASTM | ASTM F735 | Standard Test Method for Abrasion Resistance of Transparent Plastics and Coatings Using the Oscillating Sand Method | 2022
3632 | 08 34 01 | FORCED ENTRY RESISTANT COMPONENTS | 08/09 | ASTM INTERNATIONAL | ASTM | ASTM F791 | Stress Crazing of Transparent Plastics | 1996; R 2013
3633 | 08 34 01 | FORCED ENTRY RESISTANT COMPONENTS | 08/09 | ASTM INTERNATIONAL | ASTM | ASTM F1233 | Standard Test Method for Security Glazing Materials and Systems | 2021
3634 | 08 34 01 | FORCED ENTRY RESISTANT COMPONENTS | 08/09 | ASTM INTERNATIONAL | ASTM | ASTM G155 | Standard Practice for Operating Xenon Arc Lamp Apparatus for Exposure of Materials | 2021
3635 | 08 34 01 | FORCED ENTRY RESISTANT COMPONENTS | 08/09 | BUILDERS HARDWARE MANUFACTURERS ASSOCIATION | BHMA | ANSI/BHMA A156.1 | Butts and Hinges | 2021
3636 | 08 34 01 | FORCED ENTRY RESISTANT COMPONENTS | 08/09 | BUILDERS HARDWARE MANUFACTURERS ASSOCIATION | BHMA | ANSI/BHMA A156.4 | Door Controls - Closers | 2024
3637 | 08 34 01 | FORCED ENTRY RESISTANT COMPONENTS | 08/09 | BUILDERS HARDWARE MANUFACTURERS ASSOCIATION | BHMA | ANSI/BHMA A156.5 | Cylinder and Input Devices for Locks | 2020
3638 | 08 34 01 | FORCED ENTRY RESISTANT COMPONENTS | 08/09 | BUILDERS HARDWARE MANUFACTURERS ASSOCIATION | BHMA | ANSI/BHMA A156.8 | Door Controls - Overhead Stops and Holders | 2021
3639 | 08 34 01 | FORCED ENTRY RESISTANT COMPONENTS | 08/09 | BUILDERS HARDWARE MANUFACTURERS ASSOCIATION | BHMA | ANSI/BHMA A156.13 | Mortise Locks & Latches Series 1000 | 2022
3640 | 08 34 01 | FORCED ENTRY RESISTANT COMPONENTS | 08/09 | BUILDERS HARDWARE MANUFACTURERS ASSOCIATION | BHMA | ANSI/BHMA A156.16 | Auxiliary Hardware | 2023
3641 | 08 34 01 | FORCED ENTRY RESISTANT COMPONENTS | 08/09 | BUILDERS HARDWARE MANUFACTURERS ASSOCIATION | BHMA | ANSI/BHMA A156.18 | Materials and Finishes | 2020
3642 | 08 34 01 | FORCED ENTRY RESISTANT COMPONENTS | 08/09 | BUILDERS HARDWARE MANUFACTURERS ASSOCIATION | BHMA | ANSI/BHMA A156.115 | Hardware Preparation in Steel Doors and Steel Frames | 2016
3643 | 08 34 01 | FORCED ENTRY RESISTANT COMPONENTS | 08/09 | GLASS ASSOCIATION OF NORTH AMERICA | GANA | GANA Glazing Manual | Glazing Manual | 2008
3644 | 08 34 01 | FORCED ENTRY RESISTANT COMPONENTS | 08/09 | H.P. WHITE LABORATORY | HPW | HPW TP-0500.03 | Transparent Materials for use in Forced Entry or Containment Barriers | 2003
3645 | 08 34 01 | FORCED ENTRY RESISTANT COMPONENTS | 08/09 | NATIONAL ASSOCIATION OF ARCHITECTURAL METAL MANUFACTURERS | NAAMM | NAAMM HMMA 801 | Glossary of Terms for Hollow Metal Doors and Frames | 2012; R 2018
3646 | 08 34 01 | FORCED ENTRY RESISTANT COMPONENTS | 08/09 | NATIONAL ASSOCIATION OF ARCHITECTURAL METAL MANUFACTURERS | NAAMM | NAAMM HMMA 802 | Manufacturing of Hollow Metal Doors and Frames | 2007
3647 | 08 34 01 | FORCED ENTRY RESISTANT COMPONENTS | 08/09 | NATIONAL ASSOCIATION OF ARCHITECTURAL METAL MANUFACTURERS | NAAMM | NAAMM HMMA 810 | Hollow Metal Doors | 2009
3648 | 08 34 01 | FORCED ENTRY RESISTANT COMPONENTS | 08/09 | NATIONAL ASSOCIATION OF ARCHITECTURAL METAL MANUFACTURERS | NAAMM | NAAMM HMMA 820 | Hollow Metal Frames | 2008
3649 | 08 34 01 | FORCED ENTRY RESISTANT COMPONENTS | 08/09 | NATIONAL ASSOCIATION OF ARCHITECTURAL METAL MANUFACTURERS | NAAMM | NAAMM HMMA 830 | Hardware Selection for Hollow Metal Doors and Frames | 2002
3650 | 08 34 01 | FORCED ENTRY RESISTANT COMPONENTS | 08/09 | NATIONAL FIRE PROTECTION ASSOCIATION | NFPA | NFPA 80 | Standard for Fire Doors and Other Opening Protectives | 2022
3651 | 08 34 01 | FORCED ENTRY RESISTANT COMPONENTS | 08/09 | NATIONAL FIRE PROTECTION ASSOCIATION | NFPA | NFPA 80A | Recommended Practice for Protection of Buildings from Exterior Fire Exposures | 2022
3652 | 08 34 01 | FORCED ENTRY RESISTANT COMPONENTS | 08/09 | U.S. DEPARTMENT OF STATE | SD | SD Std-01.01 | Certification Standard Forced Entry and Ballistic Resistance of Structural Systems | 1993 Rev G Amended; Inx Certified Prod/Mfg
3653 | 08 34 01 | FORCED ENTRY RESISTANT COMPONENTS | 08/09 | UNDERWRITERS LABORATORIES | UL | UL 10B | Fire Tests of Door Assemblies | 2008; Reprint May 2020
3654 | 08 34 02 | BULLET-RESISTANT COMPONENTS | 08/09 | AIR MOVEMENT AND CONTROL ASSOCIATION INTERNATIONAL, INC. | AMCA | AMCA 500-D | Laboratory Methods of Testing Dampers for Rating | 2018
3655 | 08 34 02 | BULLET-RESISTANT COMPONENTS | 08/09 | ALUMINUM ASSOCIATION | AA | AA DAF45 | Designation System for Aluminum Finishes | 2003; Reaffirmed 2009
3656 | 08 34 02 | BULLET-RESISTANT COMPONENTS | 08/09 | AMERICAN ARCHITECTURAL MANUFACTURERS ASSOCIATION | AAMA | AAMA 611 | Voluntary Specification for Anodized Architectural Aluminum | 2014
3657 | 08 34 02 | BULLET-RESISTANT COMPONENTS | 08/09 | ASTM INTERNATIONAL | ASTM | ASTM A123/A123M | Standard Specification for Zinc (Hot-Dip Galvanized) Coatings on Iron and Steel Products | 2017
3658 | 08 34 02 | BULLET-RESISTANT COMPONENTS | 08/09 | ASTM INTERNATIONAL | ASTM | ASTM A653/A653M | Standard Specification for Steel Sheet, Zinc-Coated (Galvanized) or Zinc-Iron Alloy-Coated (Galvannealed) by the Hot-Dip Process | 2023
3659 | 08 34 02 | BULLET-RESISTANT COMPONENTS | 08/09 | ASTM INTERNATIONAL | ASTM | ASTM C1036 | Standard Specification for Flat Glass | 2021
3660 | 08 34 02 | BULLET-RESISTANT COMPONENTS | 08/09 | ASTM INTERNATIONAL | ASTM | ASTM C1048 | Standard Specification for Heat-Strengthened and Fully Tempered Flat Glass | 2018
3661 | 08 34 02 | BULLET-RESISTANT COMPONENTS | 08/09 | ASTM INTERNATIONAL | ASTM | ASTM C1172 | Standard Specification for Laminated Architectural Flat Glass | 2019
3662 | 08 34 02 | BULLET-RESISTANT COMPONENTS | 08/09 | ASTM INTERNATIONAL | ASTM | ASTM D256 | Standard Test Methods for Determining the Izod Pendulum Impact Resistance of Plastics | 2010; R 2018
3663 | 08 34 02 | BULLET-RESISTANT COMPONENTS | 08/09 | ASTM INTERNATIONAL | ASTM | ASTM D542 | Index of Refraction of Transparent Organic Plastics | 2014
3664 | 08 34 02 | BULLET-RESISTANT COMPONENTS | 08/09 | ASTM INTERNATIONAL | ASTM | ASTM D570 | Standard Test Method for Water Absorption of Plastics | 1998; E 2010; R 2010
3665 | 08 34 02 | BULLET-RESISTANT COMPONENTS | 08/09 | ASTM INTERNATIONAL | ASTM | ASTM D635 | Standard Test Method for Rate of Burning and/or Extent and Time of Burning of Plastics in a Horizontal Position | 2018
3666 | 08 34 02 | BULLET-RESISTANT COMPONENTS | 08/09 | ASTM INTERNATIONAL | ASTM | ASTM D638 | Standard Test Method for Tensile Properties of Plastics | 2014
3667 | 08 34 02 | BULLET-RESISTANT COMPONENTS | 08/09 | ASTM INTERNATIONAL | ASTM | ASTM D696 | Standard Test Method for Coefficient of Linear Thermal Expansion of Plastics Between -30 degrees C and 30 degrees C With a Vitreous Silica Dilatometer | 2016
3668 | 08 34 02 | BULLET-RESISTANT COMPONENTS | 08/09 | ASTM INTERNATIONAL | ASTM | ASTM D792 | Density and Specific Gravity (Relative Density) of Plastics by Displacement | 2013
3669 | 08 34 02 | BULLET-RESISTANT COMPONENTS | 08/09 | ASTM INTERNATIONAL | ASTM | ASTM D882 | Tensile Properties of Thin Plastic Sheeting | 2012
3670 | 08 34 02 | BULLET-RESISTANT COMPONENTS | 08/09 | ASTM INTERNATIONAL | ASTM | ASTM D905 | Strength Properties of Adhesive Bonds in Shear by Compression Loading | 2008; E 2009
3671 | 08 34 02 | BULLET-RESISTANT COMPONENTS | 08/09 | ASTM INTERNATIONAL | ASTM | ASTM D1003 | Haze and Luminous Transmittance of Transparent Plastics | 2013
3672 | 08 34 02 | BULLET-RESISTANT COMPONENTS | 08/09 | ASTM INTERNATIONAL | ASTM | ASTM D1044 | Standard Test Method for Resistance of Transparent Plastics to Surface Abrasion by the Taber Abraser | 2019
3673 | 08 34 02 | BULLET-RESISTANT COMPONENTS | 08/09 | ASTM INTERNATIONAL | ASTM | ASTM D1922 | Propagation Tear Resistance of Plastic Film and Thin Sheeting by Pendulum Method | 2015; R 2020
3674 | 08 34 02 | BULLET-RESISTANT COMPONENTS | 08/09 | ASTM INTERNATIONAL | ASTM | ASTM D3595 | Polychlorotrifluoroethylene (PCTFE) Extruded Plastic Sheet and Film | 2014
3675 | 08 34 02 | BULLET-RESISTANT COMPONENTS | 08/09 | ASTM INTERNATIONAL | ASTM | ASTM D3951 | Commercial Packaging | 2018
3676 | 08 34 02 | BULLET-RESISTANT COMPONENTS | 08/09 | ASTM INTERNATIONAL | ASTM | ASTM D4093 | Photoelastic Measurements of Birefringence and Residual Strains in Transparent or Translucent Plastic Materials | 1995; R 2014
3677 | 08 34 02 | BULLET-RESISTANT COMPONENTS | 08/09 | ASTM INTERNATIONAL | ASTM | ASTM D4802 | Standard Specification for Poly(Methyl Methacrylate) Acrylic Plastic Sheet | 2016
3678 | 08 34 02 | BULLET-RESISTANT COMPONENTS | 08/09 | ASTM INTERNATIONAL | ASTM | ASTM D5420 | Standard Test Method for Impact Resistance of Flat, Rigid Plastic Specimen by Means of a Strike Impacted by a Falling Weight (Gardner Impact) | 2016
3679 | 08 34 02 | BULLET-RESISTANT COMPONENTS | 08/09 | ASTM INTERNATIONAL | ASTM | ASTM E90 | Standard Test Method for Laboratory Measurement of Airborne Sound Transmission Loss of Building Partitions and Elements | 2023
3680 | 08 34 02 | BULLET-RESISTANT COMPONENTS | 08/09 | ASTM INTERNATIONAL | ASTM | ASTM E169 | Standard Practices for General Techniques of Ultraviolet-Visible Quantitative Analysis | 2016; R 2022
3681 | 08 34 02 | BULLET-RESISTANT COMPONENTS | 08/09 | ASTM INTERNATIONAL | ASTM | ASTM E204 | Identification of Material by Infrared Absorption Spectroscopy, Using the ASTM Coded Band and Chemical Classification Index | 1998; R 2007
3682 | 08 34 02 | BULLET-RESISTANT COMPONENTS | 08/09 | ASTM INTERNATIONAL | ASTM | ASTM E831 | Linear Thermal Expansion of Solid Materials by Thermomechanical Analysis | 2024
3683 | 08 34 02 | BULLET-RESISTANT COMPONENTS | 08/09 | ASTM INTERNATIONAL | ASTM | ASTM E1300 | Standard Practice for Determining Load Resistance of Glass in Buildings | 2024
3684 | 08 34 02 | BULLET-RESISTANT COMPONENTS | 08/09 | ASTM INTERNATIONAL | ASTM | ASTM F428 | Intensity of Scratches on Aerospace Glass Enclosures | 2019
3685 | 08 34 02 | BULLET-RESISTANT COMPONENTS | 08/09 | ASTM INTERNATIONAL | ASTM | ASTM F520 | Standard Test Method for Environmental Resistance of Aerospace Transparencies to Artificially Induced Exposures | 2021
3686 | 08 34 02 | BULLET-RESISTANT COMPONENTS | 08/09 | ASTM INTERNATIONAL | ASTM | ASTM F521 | Standard Test Methods for Bond Integrity of Transparent Laminates | 2022
3687 | 08 34 02 | BULLET-RESISTANT COMPONENTS | 08/09 | ASTM INTERNATIONAL | ASTM | ASTM F548 | Standard Test Method for Intensity of Scratches on Aerospace Transparent Plastics | 2019
3688 | 08 34 02 | BULLET-RESISTANT COMPONENTS | 08/09 | ASTM INTERNATIONAL | ASTM | ASTM F735 | Standard Test Method for Abrasion Resistance of Transparent Plastics and Coatings Using the Oscillating Sand Method | 2022
3689 | 08 34 02 | BULLET-RESISTANT COMPONENTS | 08/09 | ASTM INTERNATIONAL | ASTM | ASTM F791 | Stress Crazing of Transparent Plastics | 1996; R 2013
3690 | 08 34 02 | BULLET-RESISTANT COMPONENTS | 08/09 | ASTM INTERNATIONAL | ASTM | ASTM F1233 | Standard Test Method for Security Glazing Materials and Systems | 2021
3691 | 08 34 02 | BULLET-RESISTANT COMPONENTS | 08/09 | ASTM INTERNATIONAL | ASTM | ASTM G155 | Standard Practice for Operating Xenon Arc Lamp Apparatus for Exposure of Materials | 2021
3692 | 08 34 02 | BULLET-RESISTANT COMPONENTS | 08/09 | BUILDERS HARDWARE MANUFACTURERS ASSOCIATION | BHMA | ANSI/BHMA A156.1 | Butts and Hinges | 2021
3693 | 08 34 02 | BULLET-RESISTANT COMPONENTS | 08/09 | BUILDERS HARDWARE MANUFACTURERS ASSOCIATION | BHMA | ANSI/BHMA A156.4 | Door Controls - Closers | 2024
3694 | 08 34 02 | BULLET-RESISTANT COMPONENTS | 08/09 | BUILDERS HARDWARE MANUFACTURERS ASSOCIATION | BHMA | ANSI/BHMA A156.5 | Cylinder and Input Devices for Locks | 2020
3695 | 08 34 02 | BULLET-RESISTANT COMPONENTS | 08/09 | BUILDERS HARDWARE MANUFACTURERS ASSOCIATION | BHMA | ANSI/BHMA A156.8 | Door Controls - Overhead Stops and Holders | 2021
3696 | 08 34 02 | BULLET-RESISTANT COMPONENTS | 08/09 | BUILDERS HARDWARE MANUFACTURERS ASSOCIATION | BHMA | ANSI/BHMA A156.13 | Mortise Locks & Latches Series 1000 | 2022
3697 | 08 34 02 | BULLET-RESISTANT COMPONENTS | 08/09 | BUILDERS HARDWARE MANUFACTURERS ASSOCIATION | BHMA | ANSI/BHMA A156.16 | Auxiliary Hardware | 2023
3698 | 08 34 02 | BULLET-RESISTANT COMPONENTS | 08/09 | BUILDERS HARDWARE MANUFACTURERS ASSOCIATION | BHMA | ANSI/BHMA A156.18 | Materials and Finishes | 2020
3699 | 08 34 02 | BULLET-RESISTANT COMPONENTS | 08/09 | BUILDERS HARDWARE MANUFACTURERS ASSOCIATION | BHMA | ANSI/BHMA A156.115 | Hardware Preparation in Steel Doors and Steel Frames | 2016
3700 | 08 34 02 | BULLET-RESISTANT COMPONENTS | 08/09 | GLASS ASSOCIATION OF NORTH AMERICA | GANA | GANA Glazing Manual | Glazing Manual | 2008
3701 | 08 34 02 | BULLET-RESISTANT COMPONENTS | 08/09 | NATIONAL ASSOCIATION OF ARCHITECTURAL METAL MANUFACTURERS | NAAMM | NAAMM HMMA 810 | Hollow Metal Doors | 2009
3702 | 08 34 02 | BULLET-RESISTANT COMPONENTS | 08/09 | NATIONAL ASSOCIATION OF ARCHITECTURAL METAL MANUFACTURERS | NAAMM | NAAMM HMMA 820 | Hollow Metal Frames | 2008
3703 | 08 34 02 | BULLET-RESISTANT COMPONENTS | 08/09 | NATIONAL ASSOCIATION OF ARCHITECTURAL METAL MANUFACTURERS | NAAMM | NAAMM HMMA 830 | Hardware Selection for Hollow Metal Doors and Frames | 2002
3704 | 08 34 02 | BULLET-RESISTANT COMPONENTS | 08/09 | NATIONAL ASSOCIATION OF ARCHITECTURAL METAL MANUFACTURERS | NAAMM | NAAMM HMMA 840 | Guide Specifications for Receipt, Storage and Installation of Hollow Metal Doors and Frames | 2017
3705 | 08 34 02 | BULLET-RESISTANT COMPONENTS | 08/09 | NATIONAL ASSOCIATION OF ARCHITECTURAL METAL MANUFACTURERS | NAAMM | NAAMM HMMA 850 | Fire Rated Hollow Metal Doors and Frames | 20140
3706 | 08 34 02 | BULLET-RESISTANT COMPONENTS | 08/09 | NATIONAL ASSOCIATION OF ARCHITECTURAL METAL MANUFACTURERS | NAAMM | NAAMM HMMA 862 | Guide Specifications for Commercial Security Hollow Metal Doors and Frames | 2021
3707 | 08 34 02 | BULLET-RESISTANT COMPONENTS | 08/09 | NATIONAL ELECTRICAL MANUFACTURERS ASSOCIATION | NEMA | NEMA ICS 2 | Industrial Control and Systems Controllers, Contactors, and Overload Relays Rated 600 V | 2000; R 2020
3708 | 08 34 02 | BULLET-RESISTANT COMPONENTS | 08/09 | NATIONAL ELECTRICAL MANUFACTURERS ASSOCIATION | NEMA | NEMA ICS 6 | Industrial Control and Systems: Enclosures | 1993; R 2016
3709 | 08 34 02 | BULLET-RESISTANT COMPONENTS | 08/09 | NATIONAL ELECTRICAL MANUFACTURERS ASSOCIATION | NEMA | NEMA MG 1 | Motors and Generators | 2021
3710 | 08 34 02 | BULLET-RESISTANT COMPONENTS | 08/09 | NATIONAL FIRE PROTECTION ASSOCIATION | NFPA | NFPA 70 | National Electrical Code | 2023
3711 | 08 34 02 | BULLET-RESISTANT COMPONENTS | 08/09 | NATIONAL FIRE PROTECTION ASSOCIATION | NFPA | NFPA 80 | Standard for Fire Doors and Other Opening Protectives | 2022
3712 | 08 34 02 | BULLET-RESISTANT COMPONENTS | 08/09 | NATIONAL INSTITUTE OF JUSTICE | NIJ | NIJ Std 0108.01 | Ballistic Resistant Protective Materials | 1985
3713 | 08 34 02 | BULLET-RESISTANT COMPONENTS | 08/09 | NAVAL FACILITIES ENGINEERING AND EXPEDITIONARY WARFARE CENTER | NAVFAC EXWC | NAVFAC EXWC CR 80.025 | Testing and Evaluation of Attack Resistance and Hardening Retrofits of Marine Barrack Construction Types to Small Arms Multiple Impact Threat | 1980
3714 | 08 34 02 | BULLET-RESISTANT COMPONENTS | 08/09 | U.S. DEPARTMENT OF STATE | SD | SD Std-01.01 | Certification Standard Forced Entry and Ballistic Resistance of Structural Systems | 1993 Rev G Amended; Inx Certified Prod/Mfg
3715 | 08 34 02 | BULLET-RESISTANT COMPONENTS | 08/09 | UNDERWRITERS LABORATORIES | UL | UL 752 | UL Standard for Safety Bullet-Resisting Equipment | 2023
3716 | 08 34 16.10 | HORIZONTAL ROLLING STEEL DOORS | 11/21, CHG 1: 08/24 | AMERICAN INSTITUTE OF STEEL CONSTRUCTION | AISC | AISC 325 | Steel Construction Manual | 2017
3717 | 08 34 16.10 | HORIZONTAL ROLLING STEEL DOORS | 11/21, CHG 1: 08/24 | AMERICAN INSTITUTE OF STEEL CONSTRUCTION | AISC | AISC 360 | Specification for Structural Steel Buildings | 2016
3718 | 08 34 16.10 | HORIZONTAL ROLLING STEEL DOORS | 11/21, CHG 1: 08/24 | AMERICAN IRON AND STEEL INSTITUTE | AISI | AISI SG03-3 | Cold-Formed Steel Design Manual Set | 2002; Suppl 2001-2004; R 2008
3719 | 08 34 16.10 | HORIZONTAL ROLLING STEEL DOORS | 11/21, CHG 1: 08/24 | AMERICAN SOCIETY FOR NONDESTRUCTIVE TESTING | ASNT | ANSI/ASNT CP-189 | ASNT Standard for Qualification and Certification of Nondestructive Testing Personnel | 2020
3720 | 08 34 16.10 | HORIZONTAL ROLLING STEEL DOORS | 11/21, CHG 1: 08/24 | AMERICAN SOCIETY OF CIVIL ENGINEERS | ASCE | ASCE 7-16 | Minimum Design Loads and Associated Criteria for Buildings and Other Structures | 2017; Errata 2018; Supp 1 2018
3721 | 08 34 16.10 | HORIZONTAL ROLLING STEEL DOORS | 11/21, CHG 1: 08/24 | AMERICAN WELDING SOCIETY | AWS | AWS D1.1/D1.1M | Structural Welding Code - Steel | 2020; Errata 1 2021
3722 | 08 34 16.10 | HORIZONTAL ROLLING STEEL DOORS | 11/21, CHG 1: 08/24 | AMERICAN WELDING SOCIETY | AWS | AWS D1.8/D1.8M | Structural Welding Code—Seismic Supplement | 2016
3723 | 08 34 16.10 | HORIZONTAL ROLLING STEEL DOORS | 11/21, CHG 1: 08/24 | ASTM INTERNATIONAL | ASTM | ASTM A36/A36M | Standard Specification for Carbon Structural Steel | 2019
3724 | 08 34 16.10 | HORIZONTAL ROLLING STEEL DOORS | 11/21, CHG 1: 08/24 | ASTM INTERNATIONAL | ASTM | ASTM A123/A123M | Standard Specification for Zinc (Hot-Dip Galvanized) Coatings on Iron and Steel Products | 2017
3725 | 08 34 16.10 | HORIZONTAL ROLLING STEEL DOORS | 11/21, CHG 1: 08/24 | ASTM INTERNATIONAL | ASTM | ASTM A325 | Standard Specification for Structural Bolts, Steel, Heat Treated, 120/105 ksi Minimum Tensile Strength | 2014
3726 | 08 34 16.10 | HORIZONTAL ROLLING STEEL DOORS | 11/21, CHG 1: 08/24 | ASTM INTERNATIONAL | ASTM | ASTM A449 | Standard Specification for Hex Cap Screws, Bolts, and Studs, Steel, Heat Treated, 120/105/90 ksi Minimum Tensile Strength, General Use | 2014; R 2020
3727 | 08 34 16.10 | HORIZONTAL ROLLING STEEL DOORS | 11/21, CHG 1: 08/24 | ASTM INTERNATIONAL | ASTM | ASTM A653/A653M | Standard Specification for Steel Sheet, Zinc-Coated (Galvanized) or Zinc-Iron Alloy-Coated (Galvannealed) by the Hot-Dip Process | 2023
3728 | 08 34 16.10 | HORIZONTAL ROLLING STEEL DOORS | 11/21, CHG 1: 08/24 | ASTM INTERNATIONAL | ASTM | ASTM A1008/A1008M | Standard Specification for Steel, Sheet, Cold-Rolled, Carbon, Structural, High-Strength Low-Alloy, High-Strength Low-Alloy with Improved Formability, Solution Hardened, and Bake Hardenable | 2024
3729 | 08 34 16.10 | HORIZONTAL ROLLING STEEL DOORS | 11/21, CHG 1: 08/24 | ASTM INTERNATIONAL | ASTM | ASTM A1011/A1011M | Standard Specification for Steel Sheet and Strip, Hot-Rolled, Carbon, Structural, High-Strength Low-Alloy, High-Strength Low-Alloy with Improved Formability, and Ultra-High Strength | 2023
3730 | 08 34 16.10 | HORIZONTAL ROLLING STEEL DOORS | 11/21, CHG 1: 08/24 | ASTM INTERNATIONAL | ASTM | ASTM C920 | Standard Specification for Elastomeric Joint Sealants | 2018
3731 | 08 34 16.10 | HORIZONTAL ROLLING STEEL DOORS | 11/21, CHG 1: 08/24 | ASTM INTERNATIONAL | ASTM | ASTM E84 | Standard Test Method for Surface Burning Characteristics of Building Materials | 2023
3732 | 08 34 16.10 | HORIZONTAL ROLLING STEEL DOORS | 11/21, CHG 1: 08/24 | NATIONAL ELECTRICAL MANUFACTURERS ASSOCIATION | NEMA | NEMA ICS 1 | Standard for Industrial Control and Systems: General Requirements | 2022
3733 | 08 34 16.10 | HORIZONTAL ROLLING STEEL DOORS | 11/21, CHG 1: 08/24 | NATIONAL ELECTRICAL MANUFACTURERS ASSOCIATION | NEMA | NEMA ICS 2 | Industrial Control and Systems Controllers, Contactors, and Overload Relays Rated 600 V | 2000; R 2020
3734 | 08 34 16.10 | HORIZONTAL ROLLING STEEL DOORS | 11/21, CHG 1: 08/24 | NATIONAL ELECTRICAL MANUFACTURERS ASSOCIATION | NEMA | NEMA ICS 6 | Industrial Control and Systems: Enclosures | 1993; R 2016
3735 | 08 34 16.10 | HORIZONTAL ROLLING STEEL DOORS | 11/21, CHG 1: 08/24 | NATIONAL ELECTRICAL MANUFACTURERS ASSOCIATION | NEMA | NEMA MG 1 | Motors and Generators | 2021
3736 | 08 34 16.10 | HORIZONTAL ROLLING STEEL DOORS | 11/21, CHG 1: 08/24 | NATIONAL FIRE PROTECTION ASSOCIATION | NFPA | NFPA 70 | National Electrical Code | 2023
3737 | 08 34 16.10 | HORIZONTAL ROLLING STEEL DOORS | 11/21, CHG 1: 08/24 | NATIONAL FIRE PROTECTION ASSOCIATION | NFPA | NFPA 220 | Standard on Types of Building Construction | 2024
3738 | 08 34 16.10 | HORIZONTAL ROLLING STEEL DOORS | 11/21, CHG 1: 08/24 | NATIONAL FIRE PROTECTION ASSOCIATION | NFPA | NFPA 409 | Standard on Aircraft Hangars | 2022
3739 | 08 34 16.10 | HORIZONTAL ROLLING STEEL DOORS | 11/21, CHG 1: 08/24 | U.S. DEPARTMENT OF DEFENSE | DOD | MIL-R-5001 | Rubber Cellular Sheet, Molded And Hand-Built Shapes; Latex Foam | 1992, Rev B
3740 | 08 34 16.10 | HORIZONTAL ROLLING STEEL DOORS | 11/21, CHG 1: 08/24 | U.S. DEPARTMENT OF DEFENSE | DOD | MIL-STD-889 | Galvanic Compatibility of Electrically Conductive Materials | 2021; Rev D
3741 | 08 34 16.10 | HORIZONTAL ROLLING STEEL DOORS | 11/21, CHG 1: 08/24 | U.S. DEPARTMENT OF DEFENSE | DOD | UFC 1-200-01 | DoD Building Code | 2022; with Change 3, 2024
3742 | 08 34 16.10 | HORIZONTAL ROLLING STEEL DOORS | 11/21, CHG 1: 08/24 | U.S. DEPARTMENT OF DEFENSE | DOD | UFC 3-101-01 | Architecture | 2020; with Change 4, 2024
3743 | 08 34 16.10 | HORIZONTAL ROLLING STEEL DOORS | 11/21, CHG 1: 08/24 | U.S. DEPARTMENT OF DEFENSE | DOD | UFC 3-301-01 | Structural Engineering | 2023; with Change 1, 2023
3744 | 08 34 16.10 | HORIZONTAL ROLLING STEEL DOORS | 11/21, CHG 1: 08/24 | U.S. DEPARTMENT OF DEFENSE | DOD | UFC 4-010-06 | Cybersecurity of Facility-Related Control Systems | 2023
3745 | 08 34 16.10 | HORIZONTAL ROLLING STEEL DOORS | 11/21, CHG 1: 08/24 | UNDERWRITERS LABORATORIES | UL | UL 489 | UL Standard for Safety Molded-Case Circuit Breakers, Molded-Case Switches and Circuit-Breaker Enclosures | 2016; Rev 2019
3746 | 08 34 16.10 | HORIZONTAL ROLLING STEEL DOORS | 11/21, CHG 1: 08/24 | UNDERWRITERS LABORATORIES | UL | UL 506 | UL Standard for Safety Specialty Transformers | 2017; Reprint Jan 2022
3747 | 08 34 16.20 | VERTICAL LIFT FABRIC DOORS | 08/21, CHG 2: 08/24 | ALUMINUM ASSOCIATION | AA | AA ADM | Aluminum Design Manual | 2020
3748 | 08 34 16.20 | VERTICAL LIFT FABRIC DOORS | 08/21, CHG 2: 08/24 | ALUMINUM ASSOCIATION | AA | AA DAF45 | Designation System for Aluminum Finishes | 2003; Reaffirmed 2009
3749 | 08 34 16.20 | VERTICAL LIFT FABRIC DOORS | 08/21, CHG 2: 08/24 | AMERICAN ARCHITECTURAL MANUFACTURERS ASSOCIATION | AAMA | AAMA 611 | Voluntary Specification for Anodized Architectural Aluminum | 2014
3750 | 08 34 16.20 | VERTICAL LIFT FABRIC DOORS | 08/21, CHG 2: 08/24 | AMERICAN ARCHITECTURAL MANUFACTURERS ASSOCIATION | AAMA | AAMA 2605 | Voluntary Specification, Performance Requirements and Test Procedures for Superior Performing Organic Coatings on Aluminum Extrusions and Panels | 2020
3751 | 08 34 16.20 | VERTICAL LIFT FABRIC DOORS | 08/21, CHG 2: 08/24 | AMERICAN INSTITUTE OF STEEL CONSTRUCTION | AISC | AISC 325 | Steel Construction Manual | 2017
3752 | 08 34 16.20 | VERTICAL LIFT FABRIC DOORS | 08/21, CHG 2: 08/24 | AMERICAN INSTITUTE OF STEEL CONSTRUCTION | AISC | AISC 360 | Specification for Structural Steel Buildings | 2016
3753 | 08 34 16.20 | VERTICAL LIFT FABRIC DOORS | 08/21, CHG 2: 08/24 | AMERICAN SOCIETY FOR NONDESTRUCTIVE TESTING | ASNT | ANSI/ASNT CP-189 | ASNT Standard for Qualification and Certification of Nondestructive Testing Personnel | 2020
3754 | 08 34 16.20 | VERTICAL LIFT FABRIC DOORS | 08/21, CHG 2: 08/24 | AMERICAN WELDING SOCIETY | AWS | AWS A5.10/A5.10M | Welding Consumables - Wire Electrodes, Wires and Rods for Welding of Aluminum and Aluminum-Alloys - Classification | 2023
3755 | 08 34 16.20 | VERTICAL LIFT FABRIC DOORS | 08/21, CHG 2: 08/24 | AMERICAN WELDING SOCIETY | AWS | AWS D1.1/D1.1M | Structural Welding Code - Steel | 2020; Errata 1 2021
3756 | 08 34 16.20 | VERTICAL LIFT FABRIC DOORS | 08/21, CHG 2: 08/24 | AMERICAN WELDING SOCIETY | AWS | AWS D1.2/D1.2M | Structural Welding Code - Aluminum | 2014; Errata 1 2014; Errata 2 2020
3757 | 08 34 16.20 | VERTICAL LIFT FABRIC DOORS | 08/21, CHG 2: 08/24 | AMERICAN WELDING SOCIETY | AWS | AWS D1.8/D1.8M | Structural Welding Code—Seismic Supplement | 2016
3758 | 08 34 16.20 | VERTICAL LIFT FABRIC DOORS | 08/21, CHG 2: 08/24 | ASTM INTERNATIONAL | ASTM | ASTM A36/A36M | Standard Specification for Carbon Structural Steel | 2019
3759 | 08 34 16.20 | VERTICAL LIFT FABRIC DOORS | 08/21, CHG 2: 08/24 | ASTM INTERNATIONAL | ASTM | ASTM A123/A123M | Standard Specification for Zinc (Hot-Dip Galvanized) Coatings on Iron and Steel Products | 2017
3760 | 08 34 16.20 | VERTICAL LIFT FABRIC DOORS | 08/21, CHG 2: 08/24 | ASTM INTERNATIONAL | ASTM | ASTM A653/A653M | Standard Specification for Steel Sheet, Zinc-Coated (Galvanized) or Zinc-Iron Alloy-Coated (Galvannealed) by the Hot-Dip Process | 2023
3761 | 08 34 16.20 | VERTICAL LIFT FABRIC DOORS | 08/21, CHG 2: 08/24 | ASTM INTERNATIONAL | ASTM | ASTM A992/A992M | Standard Specification for Structural Steel Shapes | 2022
3762 | 08 34 16.20 | VERTICAL LIFT FABRIC DOORS | 08/21, CHG 2: 08/24 | ASTM INTERNATIONAL | ASTM | ASTM A1023/A1023M | Standard Specification for Stranded Carbon Steel Wire Ropes for General Purposes | 2021
3763 | 08 34 16.20 | VERTICAL LIFT FABRIC DOORS | 08/21, CHG 2: 08/24 | ASTM INTERNATIONAL | ASTM | ASTM B209 | Standard Specification for Aluminum and Aluminum-Alloy Sheet and Plate | 2014
3764 | 08 34 16.20 | VERTICAL LIFT FABRIC DOORS | 08/21, CHG 2: 08/24 | ASTM INTERNATIONAL | ASTM | ASTM B221 | Standard Specification for Aluminum and Aluminum-Alloy Extruded Bars, Rods, Wire, Profiles, and Tubes | 2021
3765 | 08 34 16.20 | VERTICAL LIFT FABRIC DOORS | 08/21, CHG 2: 08/24 | ASTM INTERNATIONAL | ASTM | ASTM D751 | Standard Test Methods for Coated Fabrics | 2019
3766 | 08 34 16.20 | VERTICAL LIFT FABRIC DOORS | 08/21, CHG 2: 08/24 | ASTM INTERNATIONAL | ASTM | ASTM D2136 | Coated Fabrics - Low-Temperature Bend Test | 2002; R 2012
3767 | 08 34 16.20 | VERTICAL LIFT FABRIC DOORS | 08/21, CHG 2: 08/24 | ASTM INTERNATIONAL | ASTM | ASTM E84 | Standard Test Method for Surface Burning Characteristics of Building Materials | 2023
3768 | 08 34 16.20 | VERTICAL LIFT FABRIC DOORS | 08/21, CHG 2: 08/24 | INTERNATIONAL ELECTROTECHNICAL COMMISSION | IEC | IEC 60034-1 | Rotating Electrical Machines – Part 1: Rating and Performance | 2022
3769 | 08 34 16.20 | VERTICAL LIFT FABRIC DOORS | 08/21, CHG 2: 08/24 | INTERNATIONAL ELECTROTECHNICAL COMMISSION | IEC | IEC 60034-5 | Rotating Electrical Machines – Part 5: Degrees of Protection Provided by the Integral Design of Rotating Electrical Machines (IP Code) – Classification | 2020; Corr 1 2024
3770 | 08 34 16.20 | VERTICAL LIFT FABRIC DOORS | 08/21, CHG 2: 08/24 | INTERNATIONAL ELECTROTECHNICAL COMMISSION | IEC | IEC 60034-6 | Rotating Electrical Machines Part 6: Methods of Cooling (IC Code) | 1991
3771 | 08 34 16.20 | VERTICAL LIFT FABRIC DOORS | 08/21, CHG 2: 08/24 | INTERNATIONAL ELECTROTECHNICAL COMMISSION | IEC | IEC 60034-14 | Rotating Electrical Machines – Part 14: Mechanical Vibration of Certain Machines with Shaft Heights 56 mm and Higher – Measurement, Evaluation and Limits of Vibration Severity | 2007
3772 | 08 34 16.20 | VERTICAL LIFT FABRIC DOORS | 08/21, CHG 2: 08/24 | INTERNATIONAL ELECTROTECHNICAL COMMISSION | IEC | IEC 60204-1 | Safety of Machinery – Part 1: General Requirements | 2021
3773 | 08 34 16.20 | VERTICAL LIFT FABRIC DOORS | 08/21, CHG 2: 08/24 | INTERNATIONAL ELECTROTECHNICAL COMMISSION | IEC | IEC 60269-1 | Low-Voltage Fuses – Part 1: General Requirements | 2014
3774 | 08 34 16.20 | VERTICAL LIFT FABRIC DOORS | 08/21, CHG 2: 08/24 | INTERNATIONAL ELECTROTECHNICAL COMMISSION | IEC | IEC 60269-2 | Low-Voltage Fuses – Part 2: Supplementary Requirements for Fuses for Use by Authorized Persons (Fuses Mainly for Industrial Application) – Examples of Standardized Systems of Fuses A to K | 2024
3775 | 08 34 16.20 | VERTICAL LIFT FABRIC DOORS | 08/21, CHG 2: 08/24 | INTERNATIONAL ELECTROTECHNICAL COMMISSION | IEC | IEC 60364-1 | Low-voltage Electrical Installations in Buildings - Part 1: Fundamental Principles, Assessment of General Characteristics, Definitions | 2005
3776 | 08 34 16.20 | VERTICAL LIFT FABRIC DOORS | 08/21, CHG 2: 08/24 | INTERNATIONAL ELECTROTECHNICAL COMMISSION | IEC | IEC 60364-5 | Low-Voltage Electrical Installations - Part 5-52: Selection and Erection of Electrical Equipment - Wiring Systems | 2009
3777 | 08 34 16.20 | VERTICAL LIFT FABRIC DOORS | 08/21, CHG 2: 08/24 | INTERNATIONAL ELECTROTECHNICAL COMMISSION | IEC | IEC 60947-1 | Low-Voltage Switchgear and Controlgear – Part 1: General Rules | 2020; Corr 1 2024
3778 | 08 34 16.20 | VERTICAL LIFT FABRIC DOORS | 08/21, CHG 2: 08/24 | INTERNATIONAL ELECTROTECHNICAL COMMISSION | IEC | IEC 60947-2 | Low-Voltage Switchgear and Controlgear – Part 2: Circuit-Breakers | 2016
3779 | 08 34 16.20 | VERTICAL LIFT FABRIC DOORS | 08/21, CHG 2: 08/24 | INTERNATIONAL ELECTROTECHNICAL COMMISSION | IEC | IEC 60947-3 | Low-Voltage Switchgear and Controlgear – Part 3: Switches, Disconnectors, Switch-Disconnectors and Fuse-Combination Units | 2020; Corr 1 2021
3780 | 08 34 16.20 | VERTICAL LIFT FABRIC DOORS | 08/21, CHG 2: 08/24 | INTERNATIONAL ELECTROTECHNICAL COMMISSION | IEC | IEC 60947-4-1 | Low-voltage Switchgear and Controlgear, Part 4-1: Contactors and Motor Starters - Electromechanical Contactor and Motor Starters | 2023
3781 | 08 34 16.20 | VERTICAL LIFT FABRIC DOORS | 08/21, CHG 2: 08/24 | NATIONAL ASSOCIATION OF ARCHITECTURAL METAL MANUFACTURERS | NAAMM | NAAMM AMP 500 | Metal Finishes Manual | 2006
3782 | 08 34 16.20 | VERTICAL LIFT FABRIC DOORS | 08/21, CHG 2: 08/24 | NATIONAL ELECTRICAL MANUFACTURERS ASSOCIATION | NEMA | NEMA AB 1 | Molded-Case Circuit Breakers, Molded Case Switches, and Circuit-Breaker Enclosures | 2002
3783 | 08 34 16.20 | VERTICAL LIFT FABRIC DOORS | 08/21, CHG 2: 08/24 | NATIONAL ELECTRICAL MANUFACTURERS ASSOCIATION | NEMA | NEMA ICS 1 | Standard for Industrial Control and Systems: General Requirements | 2022
3784 | 08 34 16.20 | VERTICAL LIFT FABRIC DOORS | 08/21, CHG 2: 08/24 | NATIONAL ELECTRICAL MANUFACTURERS ASSOCIATION | NEMA | NEMA ICS 2 | Industrial Control and Systems Controllers, Contactors, and Overload Relays Rated 600 V | 2000; R 2020
3785 | 08 34 16.20 | VERTICAL LIFT FABRIC DOORS | 08/21, CHG 2: 08/24 | NATIONAL ELECTRICAL MANUFACTURERS ASSOCIATION | NEMA | NEMA ICS 5 | Industrial Control and Systems: Control Circuit and Pilot Devices | 2017
3786 | 08 34 16.20 | VERTICAL LIFT FABRIC DOORS | 08/21, CHG 2: 08/24 | NATIONAL ELECTRICAL MANUFACTURERS ASSOCIATION | NEMA | NEMA ICS 6 | Industrial Control and Systems: Enclosures | 1993; R 2016
3787 | 08 34 16.20 | VERTICAL LIFT FABRIC DOORS | 08/21, CHG 2: 08/24 | NATIONAL ELECTRICAL MANUFACTURERS ASSOCIATION | NEMA | NEMA KS 1 | Enclosed and Miscellaneous Distribution Equipment Switches (600 V Maximum) | 2013
3788 | 08 34 16.20 | VERTICAL LIFT FABRIC DOORS | 08/21, CHG 2: 08/24 | NATIONAL ELECTRICAL MANUFACTURERS ASSOCIATION | NEMA | NEMA MG 1 | Motors and Generators | 2021
3789 | 08 34 16.20 | VERTICAL LIFT FABRIC DOORS | 08/21, CHG 2: 08/24 | NATIONAL FIRE PROTECTION ASSOCIATION | NFPA | NFPA 70 | National Electrical Code | 2023
3790 | 08 34 16.20 | VERTICAL LIFT FABRIC DOORS | 08/21, CHG 2: 08/24 | NATIONAL FIRE PROTECTION ASSOCIATION | NFPA | NFPA 79 | Electrical Standard for Industrial Machinery | 2015
3791 | 08 34 16.20 | VERTICAL LIFT FABRIC DOORS | 08/21, CHG 2: 08/24 | NATIONAL FIRE PROTECTION ASSOCIATION | NFPA | NFPA 220 | Standard on Types of Building Construction | 2024
3792 | 08 34 16.20 | VERTICAL LIFT FABRIC DOORS | 08/21, CHG 2: 08/24 | NATIONAL FIRE PROTECTION ASSOCIATION | NFPA | NFPA 409 | Standard on Aircraft Hangars | 2022
3793 | 08 34 16.20 | VERTICAL LIFT FABRIC DOORS | 08/21, CHG 2: 08/24 | U.S. DEPARTMENT OF DEFENSE | DOD | MIL-STD-889 | Galvanic Compatibility of Electrically Conductive Materials | 2021; Rev D
3794 | 08 34 16.20 | VERTICAL LIFT FABRIC DOORS | 08/21, CHG 2: 08/24 | U.S. DEPARTMENT OF DEFENSE | DOD | UFC 1-200-01 | DoD Building Code | 2022; with Change 3, 2024
3795 | 08 34 16.20 | VERTICAL LIFT FABRIC DOORS | 08/21, CHG 2: 08/24 | U.S. DEPARTMENT OF DEFENSE | DOD | UFC 3-301-01 | Structural Engineering | 2023; with Change 1, 2023
3796 | 08 34 16.20 | VERTICAL LIFT FABRIC DOORS | 08/21, CHG 2: 08/24 | U.S. DEPARTMENT OF DEFENSE | DOD | UFC 4-010-06 | Cybersecurity of Facility-Related Control Systems | 2023
3797 | 08 34 16.20 | VERTICAL LIFT FABRIC DOORS | 08/21, CHG 2: 08/24 | UNDERWRITERS LABORATORIES | UL | UL 98 | UL Standard for Safety Enclosed and Dead-Front Switches | 2016; Reprint Jan 2022
3798 | 08 34 16.20 | VERTICAL LIFT FABRIC DOORS | 08/21, CHG 2: 08/24 | UNDERWRITERS LABORATORIES | UL | UL 248-1 | Low Voltage Fuses - Part 1: General Requirements | 2011
3799 | 08 34 16.20 | VERTICAL LIFT FABRIC DOORS | 08/21, CHG 2: 08/24 | UNDERWRITERS LABORATORIES | UL | UL 248-12 | Low Voltage Fuses - Part 12: Class R Fuses | 2011; Reprint Aug 2020
3800 | 08 34 16.20 | VERTICAL LIFT FABRIC DOORS | 08/21, CHG 2: 08/24 | UNDERWRITERS LABORATORIES | UL | UL 489 | UL Standard for Safety Molded-Case Circuit Breakers, Molded-Case Switches and Circuit-Breaker Enclosures | 2016; Rev 2019
3801 | 08 34 16.20 | VERTICAL LIFT FABRIC DOORS | 08/21, CHG 2: 08/24 | UNDERWRITERS LABORATORIES | UL | UL 508 | UL Standard for Safety Industrial Control Equipment | 2018; Reprint Jul 2021
3802 | 08 34 16.20 | VERTICAL LIFT FABRIC DOORS | 08/21, CHG 2: 08/24 | UNDERWRITERS LABORATORIES | UL | UL 698A | UL Standard for Safety Industrial Control Panels Relating to Hazardous (Classified) Locations | 2018; Rev 2019
3803 | 08 34 16.20 | VERTICAL LIFT FABRIC DOORS | 08/21, CHG 2: 08/24 | UNDERWRITERS LABORATORIES | UL | UL 1449 | UL Standard for Safety Surge Protective Devices | 2021; Reprint Dec 2022
3804 | 08 34 16 | CORROSION CONTROL HANGAR DOORS | 05/17 | AMERICAN INSTITUTE OF STEEL CONSTRUCTION | AISC | AISC 325 | Steel Construction Manual | 2017
3805 | 08 34 16 | CORROSION CONTROL HANGAR DOORS | 05/17 | AMERICAN INSTITUTE OF STEEL CONSTRUCTION | AISC | AISC 360 | Specification for Structural Steel Buildings | 2016
3806 | 08 34 16 | CORROSION CONTROL HANGAR DOORS | 05/17 | AMERICAN IRON AND STEEL INSTITUTE | AISI | AISI SG03-3 | Cold-Formed Steel Design Manual Set | 2002; Suppl 2001-2004; R 2008
3807 | 08 34 16 | CORROSION CONTROL HANGAR DOORS | 05/17 | AMERICAN LADDER INSTITUTE | ALI | ALI A14.3 | Ladders - Fixed - Safety Requirements | 2008; R 2018
3808 | 08 34 16 | CORROSION CONTROL HANGAR DOORS | 05/17 | AMERICAN SOCIETY OF HEATING, REFRIGERATING AND AIR-CONDITIONING ENGINEERS | ASHRAE | ASHRAE 52.2 | Method of Testing General Ventilation Air-Cleaning Devices for Removal Efficiency by Particle Size | 2017
3809 | 08 34 16 | CORROSION CONTROL HANGAR DOORS | 05/17 | AMERICAN WELDING SOCIETY | AWS | AWS D1.1/D1.1M | Structural Welding Code - Steel | 2020; Errata 1 2021
3810 | 08 34 16 | CORROSION CONTROL HANGAR DOORS | 05/17 | ASTM INTERNATIONAL | ASTM | ASTM A29/A29M | Standard Specification for General Requirements for Steel Bars, Carbon and Alloy, Hot-Wrought | 2023
3811 | 08 34 16 | CORROSION CONTROL HANGAR DOORS | 05/17 | ASTM INTERNATIONAL | ASTM | ASTM A36/A36M | Standard Specification for Carbon Structural Steel | 2019
3812 | 08 34 16 | CORROSION CONTROL HANGAR DOORS | 05/17 | ASTM INTERNATIONAL | ASTM | ASTM A123/A123M | Standard Specification for Zinc (Hot-Dip Galvanized) Coatings on Iron and Steel Products | 2017
3813 | 08 34 16 | CORROSION CONTROL HANGAR DOORS | 05/17 | ASTM INTERNATIONAL | ASTM | ASTM A519/A519M | Standard Specification for Seamless Carbon and Alloy Steel Mechanical Tubing | 2023
3814 | 08 34 16 | CORROSION CONTROL HANGAR DOORS | 05/17 | ASTM INTERNATIONAL | ASTM | ASTM A653/A653M | Standard Specification for Steel Sheet, Zinc-Coated (Galvanized) or Zinc-Iron Alloy-Coated (Galvannealed) by the Hot-Dip Process | 2023
3815 | 08 34 16 | CORROSION CONTROL HANGAR DOORS | 05/17 | ASTM INTERNATIONAL | ASTM | ASTM A1008/A1008M | Standard Specification for Steel, Sheet, Cold-Rolled, Carbon, Structural, High-Strength Low-Alloy, High-Strength Low-Alloy with Improved Formability, Solution Hardened, and Bake Hardenable | 2024
3816 | 08 34 16 | CORROSION CONTROL HANGAR DOORS | 05/17 | ASTM INTERNATIONAL | ASTM | ASTM A1011/A1011M | Standard Specification for Steel Sheet and Strip, Hot-Rolled, Carbon, Structural, High-Strength Low-Alloy, High-Strength Low-Alloy with Improved Formability, and Ultra-High Strength | 2023
3817 | 08 34 16 | CORROSION CONTROL HANGAR DOORS | 05/17 | ASTM INTERNATIONAL | ASTM | ASTM A1018/A1018M | Standard Specification for Steel, Sheet and Strip, Heavy-Thickness Coils, Hot-Rolled, Carbon, Commercial, Drawing, Structural, High-Strength Low-Alloy, High-Strength Low-Alloy with Improved Formability, and Ultra-High Strength | 2023a
3818 | 08 34 16 | CORROSION CONTROL HANGAR DOORS | 05/17 | ASTM INTERNATIONAL | ASTM | ASTM B88 | Standard Specification for Seamless Copper Water Tube | 2022
3819 | 08 34 16 | CORROSION CONTROL HANGAR DOORS | 05/17 | ASTM INTERNATIONAL | ASTM | ASTM B103/B103M | Standard Specification for Phosphor Bronze Plate, Sheet, Strip, and Rolled Bar | 2023
3820 | 08 34 16 | CORROSION CONTROL HANGAR DOORS | 05/17 | ASTM INTERNATIONAL | ASTM | ASTM C920 | Standard Specification for Elastomeric Joint Sealants | 2018
3821 | 08 34 16 | CORROSION CONTROL HANGAR DOORS | 05/17 | ASTM INTERNATIONAL | ASTM | ASTM D740 | Methyl Ethyl Ketone | 2011
3822 | 08 34 16 | CORROSION CONTROL HANGAR DOORS | 05/17 | ASTM INTERNATIONAL | ASTM | ASTM D4614 | Standard Specification for Ethyl Acetate (All Grades) | 2011
3823 | 08 34 16 | CORROSION CONTROL HANGAR DOORS | 05/17 | ASTM INTERNATIONAL | ASTM | ASTM E84 | Standard Test Method for Surface Burning Characteristics of Building Materials | 2023
3824 | 08 34 16 | CORROSION CONTROL HANGAR DOORS | 05/17 | INSTITUTE OF ELECTRICAL AND ELECTRONICS ENGINEERS | IEEE | IEEE 519 | Standard for Harmonic Control in Electrical Power Systems | 2022
3825 | 08 34 16 | CORROSION CONTROL HANGAR DOORS | 05/17 | NATIONAL ASSOCIATION OF ARCHITECTURAL METAL MANUFACTURERS | NAAMM | NAAMM MBG 531 | Metal Bar Grating Manual | 2017
3826 | 08 34 16 | CORROSION CONTROL HANGAR DOORS | 05/17 | NATIONAL ELECTRICAL MANUFACTURERS ASSOCIATION | NEMA | NEMA 250 | Enclosures for Electrical Equipment (1000 Volts Maximum) | 2020
3827 | 08 34 16 | CORROSION CONTROL HANGAR DOORS | 05/17 | NATIONAL ELECTRICAL MANUFACTURERS ASSOCIATION | NEMA | NEMA ICS 1 | Standard for Industrial Control and Systems: General Requirements | 2022
3828 | 08 34 16 | CORROSION CONTROL HANGAR DOORS | 05/17 | NATIONAL ELECTRICAL MANUFACTURERS ASSOCIATION | NEMA | NEMA ICS 2 | Industrial Control and Systems Controllers, Contactors, and Overload Relays Rated 600 V | 2000; R 2020
3829 | 08 34 16 | CORROSION CONTROL HANGAR DOORS | 05/17 | NATIONAL ELECTRICAL MANUFACTURERS ASSOCIATION | NEMA | NEMA ICS 4 | Application Guideline for Terminal Blocks | 2015
3830 | 08 34 16 | CORROSION CONTROL HANGAR DOORS | 05/17 | NATIONAL ELECTRICAL MANUFACTURERS ASSOCIATION | NEMA | NEMA ICS 6 | Industrial Control and Systems: Enclosures | 1993; R 2016
3831 | 08 34 16 | CORROSION CONTROL HANGAR DOORS | 05/17 | NATIONAL ELECTRICAL MANUFACTURERS ASSOCIATION | NEMA | NEMA MG 1 | Motors and Generators | 2021
3832 | 08 34 16 | CORROSION CONTROL HANGAR DOORS | 05/17 | NATIONAL FIRE PROTECTION ASSOCIATION | NFPA | NFPA 70 | National Electrical Code | 2023
3833 | 08 34 16 | CORROSION CONTROL HANGAR DOORS | 05/17 | NATIONAL FIRE PROTECTION ASSOCIATION | NFPA | NFPA 220 | Standard on Types of Building Construction | 2024
3834 | 08 34 16 | CORROSION CONTROL HANGAR DOORS | 05/17 | NATIONAL FIRE PROTECTION ASSOCIATION | NFPA | NFPA 409 | Standard on Aircraft Hangars | 2022
3835 | 08 34 16 | CORROSION CONTROL HANGAR DOORS | 05/17 | SOCIETY OF AUTOMOTIVE ENGINEERS INTERNATIONAL | SAE | SAE AMS-C-22542 | 2012) Cleaning Compound, High Pressure Cleaner, Liquid | 2012; Rev A; Stabilized (S
3836 | 08 34 16 | CORROSION CONTROL HANGAR DOORS | 05/17 | SOCIETY OF AUTOMOTIVE ENGINEERS INTERNATIONAL | SAE | SAE J514 | Hydraulic Tube Fittings | 2012
3837 | 08 34 16 | CORROSION CONTROL HANGAR DOORS | 05/17 | SOCIETY OF AUTOMOTIVE ENGINEERS INTERNATIONAL | SAE | SAE J1405 | Optional Test Procedures for Hydraulic Hose Assemblies | 2012
3838 | 08 34 16 | CORROSION CONTROL HANGAR DOORS | 05/17 | U.S. DEPARTMENT OF DEFENSE | DOD | MIL-D-16791 | Detergents, General Purpose (Liquid, Non-Ionic) | 1990; Rev G, Am 1 1993; Notice 1 2020
3839 | 08 34 16 | CORROSION CONTROL HANGAR DOORS | 05/17 | U.S. DEPARTMENT OF DEFENSE | DOD | MIL-DTL-5541 | Chemical Conversion Coatings on Aluminum and Aluminum Alloys | 2006; Rev F; Notice 2 2024
3840 | 08 34 16 | CORROSION CONTROL HANGAR DOORS | 05/17 | U.S. DEPARTMENT OF DEFENSE | DOD | MIL-DTL-15021 | Hook, Snap Bolt, Swivel-Eye, and Rings | 2014; Rev B
3841 | 08 34 16 | CORROSION CONTROL HANGAR DOORS | 05/17 | U.S. DEPARTMENT OF DEFENSE | DOD | MIL-R-24243 | Rivets, Blind, Nonstructural, Retained Mandrel, Open End, Domed Head, Aluminum Alloy, Carbon Steel, Corrosion Resistant Steel | 1994; Rev C, Notice 1 2020
3842 | 08 34 16 | CORROSION CONTROL HANGAR DOORS | 05/17 | U.S. DEPARTMENT OF DEFENSE | DOD | MIL-T-81772 | Thinner, Aircraft Coating | 2019; Rev C
3843 | 08 34 16 | CORROSION CONTROL HANGAR DOORS | 05/17 | U.S. DEPARTMENT OF DEFENSE | DOD | UFC 1-200-01 | DoD Building Code | 2022; with Change 3, 2024
3844 | 08 34 16 | CORROSION CONTROL HANGAR DOORS | 05/17 | U.S. DEPARTMENT OF DEFENSE | DOD | UFC 3-301-01 | Structural Engineering | 2023; with Change 1, 2023
3845 | 08 34 16 | CORROSION CONTROL HANGAR DOORS | 05/17 | U.S. GENERAL SERVICES ADMINISTRATION | GSA | CID A-A-857 | Thinner, Dope and Lacquer (Cellulose Nitrate) | Rev B, Notice 3
3846 | 08 34 16 | CORROSION CONTROL HANGAR DOORS | 05/17 | U.S. GENERAL SERVICES ADMINISTRATION | GSA | FS RR-C-271 | Chains and Attachments, Carbon And Alloy Steel | Rev H; Am 1
3847 | 08 34 16 | CORROSION CONTROL HANGAR DOORS | 05/17 | UNDERWRITERS LABORATORIES | UL | UL 900 | UL Standard for SafetyStandard for Air Filter Units | 2015; Reprint Aug 2022
3848 | 08 34 49.00 20 | HEMP SHIELDED DOOR | 11/22 | AMERICAN WELDING SOCIETY | AWS | AWS D1.1/D1.1M | Structural Welding Code - Steel | 2020; Errata 1 2021
3849 | 08 34 49.00 20 | HEMP SHIELDED DOOR | 11/22 | AMERICAN WELDING SOCIETY | AWS | AWS D9.1/D9.1M | Sheet Metal Welding Code | 2018
3850 | 08 34 49.00 20 | HEMP SHIELDED DOOR | 11/22 | ASTM INTERNATIONAL | ASTM | ASTM A36/A36M | Standard Specification for Carbon Structural Steel | 2019
3851 | 08 34 49.00 20 | HEMP SHIELDED DOOR | 11/22 | ASTM INTERNATIONAL | ASTM | ASTM A568/A568M | Standard Specification for Steel, Sheet, Carbon, Structural, and High-Strength, Low-Alloy, Hot-Rolled and Cold-Rolled, General Requirements for | 2019a
3852 | 08 34 49.00 20 | HEMP SHIELDED DOOR | 11/22 | ASTM INTERNATIONAL | ASTM | ASTM A1008/A1008M | Standard Specification for Steel, Sheet, Cold-Rolled, Carbon, Structural, High-Strength Low-Alloy, High-Strength Low-Alloy with Improved Formability, Solution Hardened, and Bake Hardenable | 2024
3853 | 08 34 49.00 20 | HEMP SHIELDED DOOR | 11/22 | ASTM INTERNATIONAL | ASTM | ASTM A1011/A1011M | Standard Specification for Steel Sheet and Strip, Hot-Rolled, Carbon, Structural, High-Strength Low-Alloy, High-Strength Low-Alloy with Improved Formability, and Ultra-High Strength | 2023
3854 | 08 34 49.00 20 | HEMP SHIELDED DOOR | 11/22 | ASTM INTERNATIONAL | ASTM | ASTM B194 | Standard Specification for Copper-Beryllium Alloy Plate, Sheet, Strip, and Rolled Bar | 2022
3855 | 08 34 49.00 20 | HEMP SHIELDED DOOR | 11/22 | INSTITUTE OF ELECTRICAL AND ELECTRONICS ENGINEERS | IEEE | IEEE 299 | Standard Method for Measuring the Effectiveness of Electromagnetic Shielding Enclosures | 2006; R 2012
3856 | 08 34 49.00 20 | HEMP SHIELDED DOOR | 11/22 | NATIONAL FIRE PROTECTION ASSOCIATION | NFPA | NFPA 80 | Standard for Fire Doors and Other Opening Protectives | 2022
3857 | 08 34 49.00 20 | HEMP SHIELDED DOOR | 11/22 | NATIONAL FIRE PROTECTION ASSOCIATION | NFPA | NFPA 80A | Recommended Practice for Protection of Buildings from Exterior Fire Exposures | 2022
3858 | 08 34 49.00 20 | HEMP SHIELDED DOOR | 11/22 | NATIONAL FIRE PROTECTION ASSOCIATION | NFPA | NFPA 101 | Life Safety Code | 2024
3859 | 08 34 49.00 20 | HEMP SHIELDED DOOR | 11/22 | U.S. DEPARTMENT OF DEFENSE | DOD | MIL-STD-188-125-1 | High-Altitude Electromagnetic Pulse (HEMP) Protection for Ground-Based Facilities Performing Critical, Time-Urgent Missions, Part I Fixed Facilities | 1998; Rev A; Notice 1 2021
3860 | 08 34 58 | FILE ROOM DOORS AND FRAMES | 08/08 | UNDERWRITERS LABORATORIES | UL | UL 140 | Relocking Devices for Safes and Vaults | 2006; Reprint May 2023
3861 | 08 34 58 | FILE ROOM DOORS AND FRAMES | 08/08 | UNDERWRITERS LABORATORIES | UL | UL 155 | UL Standard for Safety Tests for Fire Resistance of Vault and File Room Doors | 2000; Reprint Feb 2024
3862 | 08 34 58 | FILE ROOM DOORS AND FRAMES | 08/08 | UNDERWRITERS LABORATORIES | UL | UL 768 | Standard for Combination Locks | 2006; Reprint Aug 2023
3863 | 08 34 59 | VAULT DOORS AND DAY GATES | 08/08, CHG 1: 11/12 | U.S. GENERAL SERVICES ADMINISTRATION | GSA | FS AA-D-600 | Door, Vault, Security | Rev D, Am 1; Am 4
3864 | 08 34 59 | VAULT DOORS AND DAY GATES | 08/08, CHG 1: 11/12 | U.S. GREEN BUILDING COUNCIL | USGBC | LEED BD+C | Leadership in Energy and Environmental Design(tm) Building Design and Construction (LEED-NC) | 2009; R 2010
3865 | 08 34 63 | DETENTION HOLLOW METAL FRAMES, DOORS, AND DOOR FRAMES | 08/24 | ASTM INTERNATIONAL | ASTM | ASTM A653/A653M | Standard Specification for Steel Sheet, Zinc-Coated (Galvanized) or Zinc-Iron Alloy-Coated (Galvannealed) by the Hot-Dip Process | 2023
3866 | 08 34 63 | DETENTION HOLLOW METAL FRAMES, DOORS, AND DOOR FRAMES | 08/24 | ASTM INTERNATIONAL | ASTM | ASTM A1008/A1008M | Standard Specification for Steel, Sheet, Cold-Rolled, Carbon, Structural, High-Strength Low-Alloy, High-Strength Low-Alloy with Improved Formability, Solution Hardened, and Bake Hardenable | 2024
3867 | 08 34 63 | DETENTION HOLLOW METAL FRAMES, DOORS, AND DOOR FRAMES | 08/24 | ASTM INTERNATIONAL | ASTM | ASTM A1011/A1011M | Standard Specification for Steel Sheet and Strip, Hot-Rolled, Carbon, Structural, High-Strength Low-Alloy, High-Strength Low-Alloy with Improved Formability, and Ultra-High Strength | 2023
3868 | 08 34 63 | DETENTION HOLLOW METAL FRAMES, DOORS, AND DOOR FRAMES | 08/24 | ASTM INTERNATIONAL | ASTM | ASTM G60 | Standard Practice for Conducting Cyclic Humidity Exposures | 2001; R 2018
3869 | 08 34 63 | DETENTION HOLLOW METAL FRAMES, DOORS, AND DOOR FRAMES | 08/24 | NATIONAL ASSOCIATION OF ARCHITECTURAL METAL MANUFACTURERS | NAAMM | NAAMM HMMA 863 | Guide Specifications for Detention Security Hollow Metal Doors and Frames | 2014
3870 | 08 34 73 | SOUND CONTROL DOOR ASSEMBLIES | 11/19, CHG 1: 02/21 | AMERICAN WELDING SOCIETY | AWS | AWS D1.3/D1.3M | Structural Welding Code - Sheet Steel | 2018
3871 | 08 34 73 | SOUND CONTROL DOOR ASSEMBLIES | 11/19, CHG 1: 02/21 | ASTM INTERNATIONAL | ASTM | ASTM A36/A36M | Standard Specification for Carbon Structural Steel | 2019
3872 | 08 34 73 | SOUND CONTROL DOOR ASSEMBLIES | 11/19, CHG 1: 02/21 | ASTM INTERNATIONAL | ASTM | ASTM A108 | Standard Specification for Steel Bar, Carbon and Alloy, Cold-Finished | 2024
3873 | 08 34 73 | SOUND CONTROL DOOR ASSEMBLIES | 11/19, CHG 1: 02/21 | ASTM INTERNATIONAL | ASTM | ASTM A568/A568M | Standard Specification for Steel, Sheet, Carbon, Structural, and High-Strength, Low-Alloy, Hot-Rolled and Cold-Rolled, General Requirements for | 2019a
3874 | 08 34 73 | SOUND CONTROL DOOR ASSEMBLIES | 11/19, CHG 1: 02/21 | ASTM INTERNATIONAL | ASTM | ASTM A1008/A1008M | Standard Specification for Steel, Sheet, Cold-Rolled, Carbon, Structural, High-Strength Low-Alloy, High-Strength Low-Alloy with Improved Formability, Solution Hardened, and Bake Hardenable | 2024
3875 | 08 34 73 | SOUND CONTROL DOOR ASSEMBLIES | 11/19, CHG 1: 02/21 | ASTM INTERNATIONAL | ASTM | ASTM A1011/A1011M | Standard Specification for Steel Sheet and Strip, Hot-Rolled, Carbon, Structural, High-Strength Low-Alloy, High-Strength Low-Alloy with Improved Formability, and Ultra-High Strength | 2023
3876 | 08 34 73 | SOUND CONTROL DOOR ASSEMBLIES | 11/19, CHG 1: 02/21 | ASTM INTERNATIONAL | ASTM | ASTM C143/C143M | Standard Test Method for Slump of Hydraulic-Cement Concrete | 2020
3877 | 08 34 73 | SOUND CONTROL DOOR ASSEMBLIES | 11/19, CHG 1: 02/21 | ASTM INTERNATIONAL | ASTM | ASTM C476 | Standard Specification for Grout for Masonry | 2023
3878 | 08 34 73 | SOUND CONTROL DOOR ASSEMBLIES | 11/19, CHG 1: 02/21 | ASTM INTERNATIONAL | ASTM | ASTM C1036 | Standard Specification for Flat Glass | 2021
3879 | 08 34 73 | SOUND CONTROL DOOR ASSEMBLIES | 11/19, CHG 1: 02/21 | ASTM INTERNATIONAL | ASTM | ASTM D1056 | Standard Specification for Flexible Cellular Materials - Sponge or Expanded Rubber | 2020
3880 | 08 34 73 | SOUND CONTROL DOOR ASSEMBLIES | 11/19, CHG 1: 02/21 | ASTM INTERNATIONAL | ASTM | ASTM D4689 | Standard Specification for Adhesive, Casein-Type | 2012
3881 | 08 34 73 | SOUND CONTROL DOOR ASSEMBLIES | 11/19, CHG 1: 02/21 | ASTM INTERNATIONAL | ASTM | ASTM D6386 | Standard Practice for Preparation of Zinc (Hot-Dip Galvanized) Coated Iron and Steel Product and Hardware Surfaces for Painting | 2022
3882 | 08 34 73 | SOUND CONTROL DOOR ASSEMBLIES | 11/19, CHG 1: 02/21 | ASTM INTERNATIONAL | ASTM | ASTM E90 | Standard Test Method for Laboratory Measurement of Airborne Sound Transmission Loss of Building Partitions and Elements | 2023
3883 | 08 34 73 | SOUND CONTROL DOOR ASSEMBLIES | 11/19, CHG 1: 02/21 | ASTM INTERNATIONAL | ASTM | ASTM E336 | Standard Test Method for Measurement of Airborne Sound Attenuation between Rooms in Buildings | 2023
3884 | 08 34 73 | SOUND CONTROL DOOR ASSEMBLIES | 11/19, CHG 1: 02/21 | ASTM INTERNATIONAL | ASTM | ASTM E413 | Classification for Rating Sound Insulation | 2022
3885 | 08 34 73 | SOUND CONTROL DOOR ASSEMBLIES | 11/19, CHG 1: 02/21 | ASTM INTERNATIONAL | ASTM | ASTM E1289 | Standard Specification for Reference Specimen for Sound Transmission Loss | 2008; R 2022
3886 | 08 34 73 | SOUND CONTROL DOOR ASSEMBLIES | 11/19, CHG 1: 02/21 | NATIONAL FIRE PROTECTION ASSOCIATION | NFPA | NFPA 80 | Standard for Fire Doors and Other Opening Protectives | 2022
3887 | 08 34 73 | SOUND CONTROL DOOR ASSEMBLIES | 11/19, CHG 1: 02/21 | NATIONAL FIRE PROTECTION ASSOCIATION | NFPA | NFPA 101 | Life Safety Code | 2024
3888 | 08 34 73 | SOUND CONTROL DOOR ASSEMBLIES | 11/19, CHG 1: 02/21 | NATIONAL FIRE PROTECTION ASSOCIATION | NFPA | NFPA 252 | Standard Methods of Fire Tests of Door Assemblies | 2022
3889 | 08 34 73 | SOUND CONTROL DOOR ASSEMBLIES | 11/19, CHG 1: 02/21 | U.S. NATIONAL ARCHIVES AND RECORDS ADMINISTRATION | NARA | 36 CFR 1191 | Americans with Disabilities Act (ADA) Accessibility Guidelines for Buildings and Facilities; Architectural Barriers Act (ABA) Accessibility Guidelines
3890 | 08 34 73 | SOUND CONTROL DOOR ASSEMBLIES | 11/19, CHG 1: 02/21 | UNDERWRITERS LABORATORIES | UL | UL 10C | UL Standard for Safety Positive Pressure Fire Tests of Door Assemblies | 2016; Reprint May 2021
3891 | 08 34 73 | SOUND CONTROL DOOR ASSEMBLIES | 11/19, CHG 1: 02/21 | WOODWORK INSTITUTE | WI | NAAWS 4.0 | North American Architectural Woodwork Standards | 2021 Errata Edition
3892 | 08 36 13 | SECTIONAL OVERHEAD DOORS | 08/20 | ALUMINUM ASSOCIATION | AA | AA DAF45 | Designation System for Aluminum Finishes | 2003; Reaffirmed 2009
3893 | 08 36 13 | SECTIONAL OVERHEAD DOORS | 08/20 | ASTM INTERNATIONAL | ASTM | ASTM A36/A36M | Standard Specification for Carbon Structural Steel | 2019
3894 | 08 36 13 | SECTIONAL OVERHEAD DOORS | 08/20 | ASTM INTERNATIONAL | ASTM | ASTM A123/A123M | Standard Specification for Zinc (Hot-Dip Galvanized) Coatings on Iron and Steel Products | 2017
3895 | 08 36 13 | SECTIONAL OVERHEAD DOORS | 08/20 | ASTM INTERNATIONAL | ASTM | ASTM A227/A227M | Standard Specification for Steel Wire, Cold-Drawn for Mechanical Springs | 2024
3896 | 08 36 13 | SECTIONAL OVERHEAD DOORS | 08/20 | ASTM INTERNATIONAL | ASTM | ASTM A229/A229M | Standard Specification for Steel Wire, Quenched and Tempered for Mechanical Springs | 2018
3897 | 08 36 13 | SECTIONAL OVERHEAD DOORS | 08/20 | ASTM INTERNATIONAL | ASTM | ASTM A653/A653M | Standard Specification for Steel Sheet, Zinc-Coated (Galvanized) or Zinc-Iron Alloy-Coated (Galvannealed) by the Hot-Dip Process | 2023
3898 | 08 36 13 | SECTIONAL OVERHEAD DOORS | 08/20 | ASTM INTERNATIONAL | ASTM | ASTM B209 | Standard Specification for Aluminum and Aluminum-Alloy Sheet and Plate | 2014
3899 | 08 36 13 | SECTIONAL OVERHEAD DOORS | 08/20 | ASTM INTERNATIONAL | ASTM | ASTM B209M | Standard Specification for Aluminum and Aluminum-Alloy Sheet and Plate (Metric) | 2014
3900 | 08 36 13 | SECTIONAL OVERHEAD DOORS | 08/20 | ASTM INTERNATIONAL | ASTM | ASTM B221 | Standard Specification for Aluminum and Aluminum-Alloy Extruded Bars, Rods, Wire, Profiles, and Tubes | 2021
3901 | 08 36 13 | SECTIONAL OVERHEAD DOORS | 08/20 | ASTM INTERNATIONAL | ASTM | ASTM B221M | Standard Specification for Aluminum and Aluminum-Alloy Extruded Bars, Rods, Wire, Profiles, and Tubes (Metric) | 2021
3902 | 08 36 13 | SECTIONAL OVERHEAD DOORS | 08/20 | ASTM INTERNATIONAL | ASTM | ASTM E330/E330M | Standard Test Method for Structural Performance of Exterior Windows, Doors, Skylights and Curtain Walls by Uniform Static Air Pressure Difference | 2014; R 2021
3903 | 08 36 13 | SECTIONAL OVERHEAD DOORS | 08/20 | DOOR AND ACCESS SYSTEM MANUFACTURERS ASSOCIATION | DASMA | ANSI/DASMA 102 | Specifications for Sectional Overhead-Type Doors | 2011
3904 | 08 36 13 | SECTIONAL OVERHEAD DOORS | 08/20 | DOOR AND ACCESS SYSTEM MANUFACTURERS ASSOCIATION | DASMA | ANSI/DASMA 108 | Standard Method for Testing Sectional Garage Doors, Rolling Doors and Flexible Doors: Determination of Structural Performance Under Uniform Static Air Pressure Difference | 2017
3905 | 08 36 13 | SECTIONAL OVERHEAD DOORS | 08/20 | NATIONAL ASSOCIATION OF ARCHITECTURAL METAL MANUFACTURERS | NAAMM | NAAMM AMP 500 | Metal Finishes Manual | 2006
3906 | 08 36 13 | SECTIONAL OVERHEAD DOORS | 08/20 | NATIONAL ELECTRICAL MANUFACTURERS ASSOCIATION | NEMA | NEMA ICS 1 | Standard for Industrial Control and Systems: General Requirements | 2022
3907 | 08 36 13 | SECTIONAL OVERHEAD DOORS | 08/20 | NATIONAL ELECTRICAL MANUFACTURERS ASSOCIATION | NEMA | NEMA ICS 2 | Industrial Control and Systems Controllers, Contactors, and Overload Relays Rated 600 V | 2000; R 2020
3908 | 08 36 13 | SECTIONAL OVERHEAD DOORS | 08/20 | NATIONAL ELECTRICAL MANUFACTURERS ASSOCIATION | NEMA | NEMA ICS 6 | Industrial Control and Systems: Enclosures | 1993; R 2016
3909 | 08 36 13 | SECTIONAL OVERHEAD DOORS | 08/20 | NATIONAL ELECTRICAL MANUFACTURERS ASSOCIATION | NEMA | NEMA MG 1 | Motors and Generators | 2021
3910 | 08 36 13 | SECTIONAL OVERHEAD DOORS | 08/20 | NATIONAL ELECTRICAL MANUFACTURERS ASSOCIATION | NEMA | NEMA ST 20 | Dry-Type Transformers for General Applications | 2014
3911 | 08 36 13 | SECTIONAL OVERHEAD DOORS | 08/20 | NATIONAL FIRE PROTECTION ASSOCIATION | NFPA | NFPA 70 | National Electrical Code | 2023
3912 | 08 36 13 | SECTIONAL OVERHEAD DOORS | 08/20 | UNDERWRITERS LABORATORIES | UL | UL 325 | UL Standard for Safety Door, Drapery, Gate, Louver, and Window Operators and Systems | 2017; Reprint Feb 2020
3913 | 08 36 19 | VERTICAL LIFT DOORS | 08/20 | AMERICAN INSTITUTE OF STEEL CONSTRUCTION | AISC | AISC 360 | Specification for Structural Steel Buildings | 2016
3914 | 08 36 19 | VERTICAL LIFT DOORS | 08/20 | ASTM INTERNATIONAL | ASTM | ASTM A36/A36M | Standard Specification for Carbon Structural Steel | 2019
3915 | 08 36 19 | VERTICAL LIFT DOORS | 08/20 | ASTM INTERNATIONAL | ASTM | ASTM A123/A123M | Standard Specification for Zinc (Hot-Dip Galvanized) Coatings on Iron and Steel Products | 2017
3916 | 08 36 19 | VERTICAL LIFT DOORS | 08/20 | ASTM INTERNATIONAL | ASTM | ASTM A653/A653M | Standard Specification for Steel Sheet, Zinc-Coated (Galvanized) or Zinc-Iron Alloy-Coated (Galvannealed) by the Hot-Dip Process | 2023
3917 | 08 36 19 | VERTICAL LIFT DOORS | 08/20 | ASTM INTERNATIONAL | ASTM | ASTM B209 | Standard Specification for Aluminum and Aluminum-Alloy Sheet and Plate | 2014
3918 | 08 36 19 | VERTICAL LIFT DOORS | 08/20 | ASTM INTERNATIONAL | ASTM | ASTM B209M | Standard Specification for Aluminum and Aluminum-Alloy Sheet and Plate (Metric) | 2014
3919 | 08 36 19 | VERTICAL LIFT DOORS | 08/20 | ASTM INTERNATIONAL | ASTM | ASTM B221 | Standard Specification for Aluminum and Aluminum-Alloy Extruded Bars, Rods, Wire, Profiles, and Tubes | 2021
3920 | 08 36 19 | VERTICAL LIFT DOORS | 08/20 | ASTM INTERNATIONAL | ASTM | ASTM B221M | Standard Specification for Aluminum and Aluminum-Alloy Extruded Bars, Rods, Wire, Profiles, and Tubes (Metric) | 2021
3921 | 08 36 19 | VERTICAL LIFT DOORS | 08/20 | ASTM INTERNATIONAL | ASTM | ASTM C136/C136M | Standard Test Method for Sieve Analysis of Fine and Coarse Aggregates | 2019
3922 | 08 36 19 | VERTICAL LIFT DOORS | 08/20 | ASTM INTERNATIONAL | ASTM | ASTM E330/E330M | Standard Test Method for Structural Performance of Exterior Windows, Doors, Skylights and Curtain Walls by Uniform Static Air Pressure Difference | 2014; R 2021
3923 | 08 36 19 | VERTICAL LIFT DOORS | 08/20 | DOOR AND ACCESS SYSTEM MANUFACTURERS ASSOCIATION | DASMA | ANSI/DASMA 102 | Specifications for Sectional Overhead-Type Doors | 2011
3924 | 08 36 19 | VERTICAL LIFT DOORS | 08/20 | NATIONAL ASSOCIATION OF ARCHITECTURAL METAL MANUFACTURERS | NAAMM | NAAMM AMP 500 | Metal Finishes Manual | 2006
3925 | 08 36 19 | VERTICAL LIFT DOORS | 08/20 | NATIONAL ELECTRICAL MANUFACTURERS ASSOCIATION | NEMA | NEMA ICS 1 | Standard for Industrial Control and Systems: General Requirements | 2022
3926 | 08 36 19 | VERTICAL LIFT DOORS | 08/20 | NATIONAL ELECTRICAL MANUFACTURERS ASSOCIATION | NEMA | NEMA ICS 2 | Industrial Control and Systems Controllers, Contactors, and Overload Relays Rated 600 V | 2000; R 2020
3927 | 08 36 19 | VERTICAL LIFT DOORS | 08/20 | NATIONAL ELECTRICAL MANUFACTURERS ASSOCIATION | NEMA | NEMA ICS 6 | Industrial Control and Systems: Enclosures | 1993; R 2016
3928 | 08 36 19 | VERTICAL LIFT DOORS | 08/20 | NATIONAL ELECTRICAL MANUFACTURERS ASSOCIATION | NEMA | NEMA MG 1 | Motors and Generators | 2021
3929 | 08 36 19 | VERTICAL LIFT DOORS | 08/20 | NATIONAL FIRE PROTECTION ASSOCIATION | NFPA | NFPA 70 | National Electrical Code | 2023
3930 | 08 36 19 | VERTICAL LIFT DOORS | 08/20 | UNDERWRITERS LABORATORIES | UL | UL 325 | UL Standard for Safety Door, Drapery, Gate, Louver, and Window Operators and Systems | 2017; Reprint Feb 2020
3931 | 08 39 53 | BLAST RESISTANT DOORS (EARTH COVERED MAGAZINES) | 02/19, CHG 1: 05/20 | AMERICAN BEARING MANUFACTURERS ASSOCIATION | ABMA | ABMA 9 | Load Ratings and Fatigue Life for Ball Bearings | 2015
3932 | 08 39 53 | BLAST RESISTANT DOORS (EARTH COVERED MAGAZINES) | 02/19, CHG 1: 05/20 | AMERICAN BEARING MANUFACTURERS ASSOCIATION | ABMA | ABMA 11 | Load Ratings and Fatigue Life for Roller Bearings | 2014
3933 | 08 39 53 | BLAST RESISTANT DOORS (EARTH COVERED MAGAZINES) | 02/19, CHG 1: 05/20 | AMERICAN CONCRETE INSTITUTE | ACI | ACI 301 | Specifications for Structural Concrete | 2020
3934 | 08 39 53 | BLAST RESISTANT DOORS (EARTH COVERED MAGAZINES) | 02/19, CHG 1: 05/20 | AMERICAN CONCRETE INSTITUTE | ACI | ACI 318 | Building Code Requirements for Structural Concrete (ACI 318-19) and Commentary (ACI 318R-19) | 2019; R 2022
3935 | 08 39 53 | BLAST RESISTANT DOORS (EARTH COVERED MAGAZINES) | 02/19, CHG 1: 05/20 | AMERICAN CONCRETE INSTITUTE | ACI | ACI 318M | Building Code Requirements for Structural Concrete & Commentary | 2019; Errata 2022
3936 | 08 39 53 | BLAST RESISTANT DOORS (EARTH COVERED MAGAZINES) | 02/19, CHG 1: 05/20 | AMERICAN INSTITUTE OF STEEL CONSTRUCTION | AISC | AISC 325 | Steel Construction Manual | 2017
3937 | 08 39 53 | BLAST RESISTANT DOORS (EARTH COVERED MAGAZINES) | 02/19, CHG 1: 05/20 | AMERICAN INSTITUTE OF STEEL CONSTRUCTION | AISC | AISC 360 | Specification for Structural Steel Buildings | 2016
3938 | 08 39 53 | BLAST RESISTANT DOORS (EARTH COVERED MAGAZINES) | 02/19, CHG 1: 05/20 | AMERICAN INSTITUTE OF STEEL CONSTRUCTION | AISC | ANSI/AISC 303 | Code of Standard Practice for Structural Steel Buildings and Bridges | 2022
3939 | 08 39 53 | BLAST RESISTANT DOORS (EARTH COVERED MAGAZINES) | 02/19, CHG 1: 05/20 | AMERICAN WELDING SOCIETY | AWS | AWS A2.4 | Standard Symbols for Welding, Brazing and Nondestructive Examination | 2012
3940 | 08 39 53 | BLAST RESISTANT DOORS (EARTH COVERED MAGAZINES) | 02/19, CHG 1: 05/20 | AMERICAN WELDING SOCIETY | AWS | AWS A5.4/A5.4M | Specification for Stainless Steel Electrodes for Shielded Metal Arc Welding | 2012; R 2022
3941 | 08 39 53 | BLAST RESISTANT DOORS (EARTH COVERED MAGAZINES) | 02/19, CHG 1: 05/20 | AMERICAN WELDING SOCIETY | AWS | AWS D1.1/D1.1M | Structural Welding Code - Steel | 2020; Errata 1 2021
3942 | 08 39 53 | BLAST RESISTANT DOORS (EARTH COVERED MAGAZINES) | 02/19, CHG 1: 05/20 | AMERICAN WELDING SOCIETY | AWS | AWS D1.3/D1.3M | Structural Welding Code - Sheet Steel | 2018
3943 | 08 39 53 | BLAST RESISTANT DOORS (EARTH COVERED MAGAZINES) | 02/19, CHG 1: 05/20 | ASTM INTERNATIONAL | ASTM | ASTM A36/A36M | Standard Specification for Carbon Structural Steel | 2019
3944 | 08 39 53 | BLAST RESISTANT DOORS (EARTH COVERED MAGAZINES) | 02/19, CHG 1: 05/20 | ASTM INTERNATIONAL | ASTM | ASTM A123/A123M | Standard Specification for Zinc (Hot-Dip Galvanized) Coatings on Iron and Steel Products | 2017
3945 | 08 39 53 | BLAST RESISTANT DOORS (EARTH COVERED MAGAZINES) | 02/19, CHG 1: 05/20 | ASTM INTERNATIONAL | ASTM | ASTM A153/A153M | Standard Specification for Zinc Coating (Hot-Dip) on Iron and Steel Hardware | 2023
3946 | 08 39 53 | BLAST RESISTANT DOORS (EARTH COVERED MAGAZINES) | 02/19, CHG 1: 05/20 | ASTM INTERNATIONAL | ASTM | ASTM A242/A242M | Standard Specification for High-Strength Low-Alloy Structural Steel | 2024
3947 | 08 39 53 | BLAST RESISTANT DOORS (EARTH COVERED MAGAZINES) | 02/19, CHG 1: 05/20 | ASTM INTERNATIONAL | ASTM | ASTM A307 | Standard Specification for Carbon Steel Bolts, Studs, and Threaded Rod 60 000 PSI Tensile Strength | 2021
3948 | 08 39 53 | BLAST RESISTANT DOORS (EARTH COVERED MAGAZINES) | 02/19, CHG 1: 05/20 | ASTM INTERNATIONAL | ASTM | ASTM A325 | Standard Specification for Structural Bolts, Steel, Heat Treated, 120/105 ksi Minimum Tensile Strength | 2014
3949 | 08 39 53 | BLAST RESISTANT DOORS (EARTH COVERED MAGAZINES) | 02/19, CHG 1: 05/20 | ASTM INTERNATIONAL | ASTM | ASTM A490 | Standard Specification for Structural Bolts, Alloy Steel, Heat Treated, 150 ksi Minimum Tensile Strength | 2014a
3950 | 08 39 53 | BLAST RESISTANT DOORS (EARTH COVERED MAGAZINES) | 02/19, CHG 1: 05/20 | ASTM INTERNATIONAL | ASTM | ASTM A500/A500M | Standard Specification for Cold-Formed Welded and Seamless Carbon Steel Structural Tubing in Rounds and Shapes | 2023
3951 | 08 39 53 | BLAST RESISTANT DOORS (EARTH COVERED MAGAZINES) | 02/19, CHG 1: 05/20 | ASTM INTERNATIONAL | ASTM | ASTM A501/A501M | Standard Specification for Hot-Formed Welded and Seamless Carbon Steel Structural Tubing | 2021
3952 | 08 39 53 | BLAST RESISTANT DOORS (EARTH COVERED MAGAZINES) | 02/19, CHG 1: 05/20 | ASTM INTERNATIONAL | ASTM | ASTM A514/A514M | Standard Specification for High-Yield-Strength, Quenched and Tempered Alloy Steel Plate, Suitable for Welding | 2022
3953 | 08 39 53 | BLAST RESISTANT DOORS (EARTH COVERED MAGAZINES) | 02/19, CHG 1: 05/20 | ASTM INTERNATIONAL | ASTM | ASTM A529/A529M | Standard Specification for High-Strength Carbon-Manganese Steel of Structural Quality | 2019
3954 | 08 39 53 | BLAST RESISTANT DOORS (EARTH COVERED MAGAZINES) | 02/19, CHG 1: 05/20 | ASTM INTERNATIONAL | ASTM | ASTM A534 | Standard Specification for Carburizing Steels for Anti-Friction Bearings | 2017; R 2022
3955 | 08 39 53 | BLAST RESISTANT DOORS (EARTH COVERED MAGAZINES) | 02/19, CHG 1: 05/20 | ASTM INTERNATIONAL | ASTM | ASTM A563 | Standard Specification for Carbon and Alloy Steel Nuts | 2021; E 2022a
3956 | 08 39 53 | BLAST RESISTANT DOORS (EARTH COVERED MAGAZINES) | 02/19, CHG 1: 05/20 | ASTM INTERNATIONAL | ASTM | ASTM A572/A572M | Standard Specification for High-Strength Low-Alloy Columbium-Vanadium Structural Steel | 2021; E 2021
3957 | 08 39 53 | BLAST RESISTANT DOORS (EARTH COVERED MAGAZINES) | 02/19, CHG 1: 05/20 | ASTM INTERNATIONAL | ASTM | ASTM A588/A588M | Standard Specification for High-Strength Low-Alloy Structural Steel, up to 50 ksi [345 MPa] Minimum Yield Point, with Atmospheric Corrosion Resistance | 2019
3958 | 08 39 53 | BLAST RESISTANT DOORS (EARTH COVERED MAGAZINES) | 02/19, CHG 1: 05/20 | ASTM INTERNATIONAL | ASTM | ASTM A615/A615M | Standard Specification for Deformed and Plain Carbon-Steel Bars for Concrete Reinforcement | 2022
3959 | 08 39 53 | BLAST RESISTANT DOORS (EARTH COVERED MAGAZINES) | 02/19, CHG 1: 05/20 | ASTM INTERNATIONAL | ASTM | ASTM A618/A618M | Standard Specification for Hot-Formed Welded and Seamless High-Strength Low-Alloy Structural Tubing | 2021
3960 | 08 39 53 | BLAST RESISTANT DOORS (EARTH COVERED MAGAZINES) | 02/19, CHG 1: 05/20 | ASTM INTERNATIONAL | ASTM | ASTM A706/A706M | Standard Specification for Low-Alloy Steel Deformed and Plain Bars for Concrete Reinforcement | 2022a
3961 | 08 39 53 | BLAST RESISTANT DOORS (EARTH COVERED MAGAZINES) | 02/19, CHG 1: 05/20 | ASTM INTERNATIONAL | ASTM | ASTM A780/A780M | Standard Practice for Repair of Damaged and Uncoated Areas of Hot-Dip Galvanized Coatings | 2020
3962 | 08 39 53 | BLAST RESISTANT DOORS (EARTH COVERED MAGAZINES) | 02/19, CHG 1: 05/20 | ASTM INTERNATIONAL | ASTM | ASTM A992/A992M | Standard Specification for Structural Steel Shapes | 2022
3963 | 08 39 53 | BLAST RESISTANT DOORS (EARTH COVERED MAGAZINES) | 02/19, CHG 1: 05/20 | ASTM INTERNATIONAL | ASTM | ASTM F436 | Hardened Steel Washers | 2011
3964 | 08 39 53 | BLAST RESISTANT DOORS (EARTH COVERED MAGAZINES) | 02/19, CHG 1: 05/20 | ASTM INTERNATIONAL | ASTM | ASTM F844 | Standard Specification for Washers, Steel, Plain (Flat), Unhardened for General Use | 2019; R 2024
3965 | 08 39 53 | BLAST RESISTANT DOORS (EARTH COVERED MAGAZINES) | 02/19, CHG 1: 05/20 | DEPARTMENT OF DEFENSE EXPLOSIVES SAFETY BOARD | DDESB | DDESB Technical Paper 15 | Approved Protective Construction | 2010
3966 | 08 39 53 | BLAST RESISTANT DOORS (EARTH COVERED MAGAZINES) | 02/19, CHG 1: 05/20 | NATIONAL FIRE PROTECTION ASSOCIATION | NFPA | NFPA 101 | Life Safety Code | 2024
3967 | 08 39 53 | BLAST RESISTANT DOORS (EARTH COVERED MAGAZINES) | 02/19, CHG 1: 05/20 | U.S. DEPARTMENT OF DEFENSE | DOD | DOD 5100.76-M | Physical Security of Sensitive Conventional Arms, Ammunition, and Explosives | 2012; Change 1-2018; Change 2-2020
3968 | 08 39 53 | BLAST RESISTANT DOORS (EARTH COVERED MAGAZINES) | 02/19, CHG 1: 05/20 | U.S. DEPARTMENT OF DEFENSE | DOD | DOD 6055.09-M | DoD Ammunition and Explosives Safety Standards: General Explosives Safety Information and Requiements | 2010; Change 1-2012
3969 | 08 39 53 | BLAST RESISTANT DOORS (EARTH COVERED MAGAZINES) | 02/19, CHG 1: 05/20 | U.S. DEPARTMENT OF DEFENSE | DOD | MIL-DTL-29181 | Hasp, High Security, Shrouded for High and Medium Security Padlock | 2014; Rev C; Notice 3
3970 | 08 39 53 | BLAST RESISTANT DOORS (EARTH COVERED MAGAZINES) | 02/19, CHG 1: 05/20 | U.S. DEPARTMENT OF DEFENSE | DOD | MIL-DTL-43607 | Padlock, Key Operated, High Security, Shrouded Shackle | 2015; Rev J; Notice 1
3971 | 08 39 53 | BLAST RESISTANT DOORS (EARTH COVERED MAGAZINES) | 02/19, CHG 1: 05/20 | U.S. DEPARTMENT OF DEFENSE | DOD | UFC 3-340-02 | Structures to Resist the Effects of Accidental Explosions | 2008; with Change 2, 2014
3972 | 08 39 54 | BLAST RESISTANT DOORS | 08/09 | AMERICAN BEARING MANUFACTURERS ASSOCIATION | ABMA | ABMA 9 | Load Ratings and Fatigue Life for Ball Bearings | 2015
3973 | 08 39 54 | BLAST RESISTANT DOORS | 08/09 | AMERICAN BEARING MANUFACTURERS ASSOCIATION | ABMA | ABMA 11 | Load Ratings and Fatigue Life for Roller Bearings | 2014
3974 | 08 39 54 | BLAST RESISTANT DOORS | 08/09 | AMERICAN CONCRETE INSTITUTE | ACI | ACI 318 | Building Code Requirements for Structural Concrete (ACI 318-19) and Commentary (ACI 318R-19) | 2019; R 2022
3975 | 08 39 54 | BLAST RESISTANT DOORS | 08/09 | AMERICAN CONCRETE INSTITUTE | ACI | ACI 318M | Building Code Requirements for Structural Concrete & Commentary | 2019; Errata 2022
3976 | 08 39 54 | BLAST RESISTANT DOORS | 08/09 | AMERICAN INSTITUTE OF STEEL CONSTRUCTION | AISC | AISC 325 | Steel Construction Manual | 2017
3977 | 08 39 54 | BLAST RESISTANT DOORS | 08/09 | AMERICAN INSTITUTE OF STEEL CONSTRUCTION | AISC | AISC 360 | Specification for Structural Steel Buildings | 2016
3978 | 08 39 54 | BLAST RESISTANT DOORS | 08/09 | AMERICAN IRON AND STEEL INSTITUTE | AISI | AISI S100 | North American Specification for the Design of Cold-Formed Steel Structural Members | 2012
3979 | 08 39 54 | BLAST RESISTANT DOORS | 08/09 | AMERICAN WELDING SOCIETY | AWS | AWS A2.4 | Standard Symbols for Welding, Brazing and Nondestructive Examination | 2012
3980 | 08 39 54 | BLAST RESISTANT DOORS | 08/09 | AMERICAN WELDING SOCIETY | AWS | AWS A5.4/A5.4M | Specification for Stainless Steel Electrodes for Shielded Metal Arc Welding | 2012; R 2022
3981 | 08 39 54 | BLAST RESISTANT DOORS | 08/09 | AMERICAN WELDING SOCIETY | AWS | AWS D1.1/D1.1M | Structural Welding Code - Steel | 2020; Errata 1 2021
3982 | 08 39 54 | BLAST RESISTANT DOORS | 08/09 | AMERICAN WELDING SOCIETY | AWS | AWS D1.3/D1.3M | Structural Welding Code - Sheet Steel | 2018
3983 | 08 39 54 | BLAST RESISTANT DOORS | 08/09 | AMERICAN WELDING SOCIETY | AWS | AWS D1.4/D1.4M | Structural Welding Code - Reinforcing Steel | 2018
3984 | 08 39 54 | BLAST RESISTANT DOORS | 08/09 | ASTM INTERNATIONAL | ASTM | ASTM A36/A36M | Standard Specification for Carbon Structural Steel | 2019
3985 | 08 39 54 | BLAST RESISTANT DOORS | 08/09 | ASTM INTERNATIONAL | ASTM | ASTM A123/A123M | Standard Specification for Zinc (Hot-Dip Galvanized) Coatings on Iron and Steel Products | 2017
3986 | 08 39 54 | BLAST RESISTANT DOORS | 08/09 | ASTM INTERNATIONAL | ASTM | ASTM A153/A153M | Standard Specification for Zinc Coating (Hot-Dip) on Iron and Steel Hardware | 2023
3987 | 08 39 54 | BLAST RESISTANT DOORS | 08/09 | ASTM INTERNATIONAL | ASTM | ASTM A242/A242M | Standard Specification for High-Strength Low-Alloy Structural Steel | 2024
3988 | 08 39 54 | BLAST RESISTANT DOORS | 08/09 | ASTM INTERNATIONAL | ASTM | ASTM A307 | Standard Specification for Carbon Steel Bolts, Studs, and Threaded Rod 60 000 PSI Tensile Strength | 2021
3989 | 08 39 54 | BLAST RESISTANT DOORS | 08/09 | ASTM INTERNATIONAL | ASTM | ASTM A325 | Standard Specification for Structural Bolts, Steel, Heat Treated, 120/105 ksi Minimum Tensile Strength | 2014
3990 | 08 39 54 | BLAST RESISTANT DOORS | 08/09 | ASTM INTERNATIONAL | ASTM | ASTM A325M | Standard Specification for Structural Bolts, Steel, Heat Treated, 830 MPa Minimum Tensile Strength (Metric) | 2014
3991 | 08 39 54 | BLAST RESISTANT DOORS | 08/09 | ASTM INTERNATIONAL | ASTM | ASTM A354 | Standard Specification for Quenched and Tempered Alloy Steel Bolts, Studs, and Other Externally Threaded Fasteners | 2017; E 2017; E 2018
3992 | 08 39 54 | BLAST RESISTANT DOORS | 08/09 | ASTM INTERNATIONAL | ASTM | ASTM A449 | Standard Specification for Hex Cap Screws, Bolts, and Studs, Steel, Heat Treated, 120/105/90 ksi Minimum Tensile Strength, General Use | 2014; R 2020
3993 | 08 39 54 | BLAST RESISTANT DOORS | 08/09 | ASTM INTERNATIONAL | ASTM | ASTM A490 | Standard Specification for Structural Bolts, Alloy Steel, Heat Treated, 150 ksi Minimum Tensile Strength | 2014a
3994 | 08 39 54 | BLAST RESISTANT DOORS | 08/09 | ASTM INTERNATIONAL | ASTM | ASTM A490M | Standard Specification for High-Strength Steel Bolts, Classes 10.9 and 10.9.3, for Structural Steel Joints (Metric) | 2014a
3995 | 08 39 54 | BLAST RESISTANT DOORS | 08/09 | ASTM INTERNATIONAL | ASTM | ASTM A500/A500M | Standard Specification for Cold-Formed Welded and Seamless Carbon Steel Structural Tubing in Rounds and Shapes | 2023
3996 | 08 39 54 | BLAST RESISTANT DOORS | 08/09 | ASTM INTERNATIONAL | ASTM | ASTM A501/A501M | Standard Specification for Hot-Formed Welded and Seamless Carbon Steel Structural Tubing | 2021
3997 | 08 39 54 | BLAST RESISTANT DOORS | 08/09 | ASTM INTERNATIONAL | ASTM | ASTM A514/A514M | Standard Specification for High-Yield-Strength, Quenched and Tempered Alloy Steel Plate, Suitable for Welding | 2022
3998 | 08 39 54 | BLAST RESISTANT DOORS | 08/09 | ASTM INTERNATIONAL | ASTM | ASTM A529/A529M | Standard Specification for High-Strength Carbon-Manganese Steel of Structural Quality | 2019
3999 | 08 39 54 | BLAST RESISTANT DOORS | 08/09 | ASTM INTERNATIONAL | ASTM | ASTM A534 | Standard Specification for Carburizing Steels for Anti-Friction Bearings | 2017; R 2022
4000 | 08 39 54 | BLAST RESISTANT DOORS | 08/09 | ASTM INTERNATIONAL | ASTM | ASTM A563 | Standard Specification for Carbon and Alloy Steel Nuts | 2021; E 2022a
4001 | 08 39 54 | BLAST RESISTANT DOORS | 08/09 | ASTM INTERNATIONAL | ASTM | ASTM A563M | Standard Specification for Carbon and Alloy Steel Nuts (Metric) | 2007; R 2013
4002 | 08 39 54 | BLAST RESISTANT DOORS | 08/09 | ASTM INTERNATIONAL | ASTM | ASTM A572/A572M | Standard Specification for High-Strength Low-Alloy Columbium-Vanadium Structural Steel | 2021; E 2021
4003 | 08 39 54 | BLAST RESISTANT DOORS | 08/09 | ASTM INTERNATIONAL | ASTM | ASTM A574 | Standard Specification for Alloy Steel Socket-Head Cap Screws | 2021
4004 | 08 39 54 | BLAST RESISTANT DOORS | 08/09 | ASTM INTERNATIONAL | ASTM | ASTM A588/A588M | Standard Specification for High-Strength Low-Alloy Structural Steel, up to 50 ksi [345 MPa] Minimum Yield Point, with Atmospheric Corrosion Resistance | 2019
4005 | 08 39 54 | BLAST RESISTANT DOORS | 08/09 | ASTM INTERNATIONAL | ASTM | ASTM A606/A606M | Standard Specification for Steel Sheet and Strip, High-Strength, Low-Alloy, Hot-Rolled and Cold-Rolled, with Improved Atmospheric Corrosion Resistance | 2023
4006 | 08 39 54 | BLAST RESISTANT DOORS | 08/09 | ASTM INTERNATIONAL | ASTM | ASTM A615/A615M | Standard Specification for Deformed and Plain Carbon-Steel Bars for Concrete Reinforcement | 2022
4007 | 08 39 54 | BLAST RESISTANT DOORS | 08/09 | ASTM INTERNATIONAL | ASTM | ASTM A618/A618M | Standard Specification for Hot-Formed Welded and Seamless High-Strength Low-Alloy Structural Tubing | 2021
4008 | 08 39 54 | BLAST RESISTANT DOORS | 08/09 | ASTM INTERNATIONAL | ASTM | ASTM A653/A653M | Standard Specification for Steel Sheet, Zinc-Coated (Galvanized) or Zinc-Iron Alloy-Coated (Galvannealed) by the Hot-Dip Process | 2023
4009 | 08 39 54 | BLAST RESISTANT DOORS | 08/09 | ASTM INTERNATIONAL | ASTM | ASTM A706/A706M | Standard Specification for Low-Alloy Steel Deformed and Plain Bars for Concrete Reinforcement | 2022a
4010 | 08 39 54 | BLAST RESISTANT DOORS | 08/09 | ASTM INTERNATIONAL | ASTM | ASTM A780/A780M | Standard Practice for Repair of Damaged and Uncoated Areas of Hot-Dip Galvanized Coatings | 2020
4011 | 08 39 54 | BLAST RESISTANT DOORS | 08/09 | ASTM INTERNATIONAL | ASTM | ASTM A792/A792M | Standard Specification for Steel Sheet, 55% Aluminum-Zinc Alloy-Coated by the Hot-Dip Process | 2022
4012 | 08 39 54 | BLAST RESISTANT DOORS | 08/09 | ASTM INTERNATIONAL | ASTM | ASTM E90 | Standard Test Method for Laboratory Measurement of Airborne Sound Transmission Loss of Building Partitions and Elements | 2023
4013 | 08 39 54 | BLAST RESISTANT DOORS | 08/09 | ASTM INTERNATIONAL | ASTM | ASTM E283 | Standard Test Method for Determining the Rate of Air Leakage Through Exterior Windows, Curtain Walls, and Doors Under Specified Pressure Differences Across the Specimen | 2019
4014 | 08 39 54 | BLAST RESISTANT DOORS | 08/09 | ASTM INTERNATIONAL | ASTM | ASTM F436 | Hardened Steel Washers | 2011
4015 | 08 39 54 | BLAST RESISTANT DOORS | 08/09 | ASTM INTERNATIONAL | ASTM | ASTM F436M | Hardened Steel Washers (Metric) | 2011
4016 | 08 39 54 | BLAST RESISTANT DOORS | 08/09 | ASTM INTERNATIONAL | ASTM | ASTM F835 | Standard Specification for Alloy Steel Socket Button and Flat Countersunk Head Cap Screws | 2023
4017 | 08 39 54 | BLAST RESISTANT DOORS | 08/09 | ASTM INTERNATIONAL | ASTM | ASTM F883 | Standard Performance Specification for Padlocks | 2013; R 2022
4018 | 08 39 54 | BLAST RESISTANT DOORS | 08/09 | ASTM INTERNATIONAL | ASTM | ASTM F2155 | Standard Specification for Performance of Hasps and Other Attachment Devices for Padlocks of Seals | 2001; R 2017
4019 | 08 39 54 | BLAST RESISTANT DOORS | 08/09 | BUILDERS HARDWARE MANUFACTURERS ASSOCIATION | BHMA | ANSI/BHMA A156.3 | Exit Devices | 2020
4020 | 08 39 54 | BLAST RESISTANT DOORS | 08/09 | BUILDERS HARDWARE MANUFACTURERS ASSOCIATION | BHMA | ANSI/BHMA A156.4 | Door Controls - Closers | 2024
4021 | 08 39 54 | BLAST RESISTANT DOORS | 08/09 | BUILDERS HARDWARE MANUFACTURERS ASSOCIATION | BHMA | ANSI/BHMA A156.8 | Door Controls - Overhead Stops and Holders | 2021
4022 | 08 39 54 | BLAST RESISTANT DOORS | 08/09 | BUILDERS HARDWARE MANUFACTURERS ASSOCIATION | BHMA | ANSI/BHMA A156.13 | Mortise Locks & Latches Series 1000 | 2022
4023 | 08 39 54 | BLAST RESISTANT DOORS | 08/09 | BUILDERS HARDWARE MANUFACTURERS ASSOCIATION | BHMA | ANSI/BHMA A156.20 | Strap and Tee Hinges, and Hasps | 2021
4024 | 08 39 54 | BLAST RESISTANT DOORS | 08/09 | INTERNATIONAL ORGANIZATION FOR STANDARDIZATION | ISO | ISO 898-1 | Mechanical Properties of Fasteners Made of Carbon Steel and Alloy Steel — Part 1: Bolts, Screws and Studs with Specified Property Classes — Coarse Thread and Fine Pitch Thread | 2013
4025 | 08 39 54 | BLAST RESISTANT DOORS | 08/09 | NATIONAL FIRE PROTECTION ASSOCIATION | NFPA | NFPA 80 | Standard for Fire Doors and Other Opening Protectives | 2022
4026 | 08 39 54 | BLAST RESISTANT DOORS | 08/09 | NATIONAL FIRE PROTECTION ASSOCIATION | NFPA | NFPA 80A | Recommended Practice for Protection of Buildings from Exterior Fire Exposures | 2022
4027 | 08 39 54 | BLAST RESISTANT DOORS | 08/09 | NATIONAL FIRE PROTECTION ASSOCIATION | NFPA | NFPA 101 | Life Safety Code | 2024
4028 | 08 39 54 | BLAST RESISTANT DOORS | 08/09 | NATIONAL FIRE PROTECTION ASSOCIATION | NFPA | NFPA 252 | Standard Methods of Fire Tests of Door Assemblies | 2022
4029 | 08 39 54 | BLAST RESISTANT DOORS | 08/09 | U.S. DEFENSE LOGISTICS AGENCY | DLA | DLA Lock | DOD Lock Program; http://www.dscp.dla.mil/gi/locks/
4030 | 08 41 13 | ALUMINUM-FRAMED ENTRANCES AND STOREFRONTS | 08/18, CHG 1: 08/18 | ALUMINUM ASSOCIATION | AA | AA DAF45 | Designation System for Aluminum Finishes | 2003; Reaffirmed 2009
4031 | 08 41 13 | ALUMINUM-FRAMED ENTRANCES AND STOREFRONTS | 08/18, CHG 1: 08/18 | AMERICAN ARCHITECTURAL MANUFACTURERS ASSOCIATION | AAMA | AAMA 501 | Methods of Test for Exterior Walls | 2015
4032 | 08 41 13 | ALUMINUM-FRAMED ENTRANCES AND STOREFRONTS | 08/18, CHG 1: 08/18 | AMERICAN ARCHITECTURAL MANUFACTURERS ASSOCIATION | AAMA | AAMA 611 | Voluntary Specification for Anodized Architectural Aluminum | 2014
4033 | 08 41 13 | ALUMINUM-FRAMED ENTRANCES AND STOREFRONTS | 08/18, CHG 1: 08/18 | AMERICAN ARCHITECTURAL MANUFACTURERS ASSOCIATION | AAMA | AAMA 800 | Voluntary Specifications and Test Methods for Sealants | 2016
4034 | 08 41 13 | ALUMINUM-FRAMED ENTRANCES AND STOREFRONTS | 08/18, CHG 1: 08/18 | AMERICAN ARCHITECTURAL MANUFACTURERS ASSOCIATION | AAMA | AAMA 1503 | Voluntary Test Method for Thermal Transmittance and Condensation Resistance of Windows, Doors and Glazed Wall Sections | 2009
4035 | 08 41 13 | ALUMINUM-FRAMED ENTRANCES AND STOREFRONTS | 08/18, CHG 1: 08/18 | AMERICAN ARCHITECTURAL MANUFACTURERS ASSOCIATION | AAMA | AAMA 2605 | Voluntary Specification, Performance Requirements and Test Procedures for Superior Performing Organic Coatings on Aluminum Extrusions and Panels | 2020
4036 | 08 41 13 | ALUMINUM-FRAMED ENTRANCES AND STOREFRONTS | 08/18, CHG 1: 08/18 | AMERICAN SOCIETY OF CIVIL ENGINEERS | ASCE | ASCE 7-16 | Minimum Design Loads and Associated Criteria for Buildings and Other Structures | 2017; Errata 2018; Supp 1 2018
4037 | 08 41 13 | ALUMINUM-FRAMED ENTRANCES AND STOREFRONTS | 08/18, CHG 1: 08/18 | ASTM INTERNATIONAL | ASTM | ASTM B221 | Standard Specification for Aluminum and Aluminum-Alloy Extruded Bars, Rods, Wire, Profiles, and Tubes | 2021
4038 | 08 41 13 | ALUMINUM-FRAMED ENTRANCES AND STOREFRONTS | 08/18, CHG 1: 08/18 | ASTM INTERNATIONAL | ASTM | ASTM B221M | Standard Specification for Aluminum and Aluminum-Alloy Extruded Bars, Rods, Wire, Profiles, and Tubes (Metric) | 2021
4039 | 08 41 13 | ALUMINUM-FRAMED ENTRANCES AND STOREFRONTS | 08/18, CHG 1: 08/18 | ASTM INTERNATIONAL | ASTM | ASTM E283 | Standard Test Method for Determining the Rate of Air Leakage Through Exterior Windows, Curtain Walls, and Doors Under Specified Pressure Differences Across the Specimen | 2019
4040 | 08 41 13 | ALUMINUM-FRAMED ENTRANCES AND STOREFRONTS | 08/18, CHG 1: 08/18 | ASTM INTERNATIONAL | ASTM | ASTM E330/E330M | Standard Test Method for Structural Performance of Exterior Windows, Doors, Skylights and Curtain Walls by Uniform Static Air Pressure Difference | 2014; R 2021
4041 | 08 41 13 | ALUMINUM-FRAMED ENTRANCES AND STOREFRONTS | 08/18, CHG 1: 08/18 | ASTM INTERNATIONAL | ASTM | ASTM E331 | Standard Test Method for Water Penetration of Exterior Windows, Skylights, Doors, and Curtain Walls by Uniform Static Air Pressure Difference | 2000; R 2023
4042 | 08 41 13 | ALUMINUM-FRAMED ENTRANCES AND STOREFRONTS | 08/18, CHG 1: 08/18 | ASTM INTERNATIONAL | ASTM | ASTM E783 | Standard Test Method for Field Measurement of Air Leakage Through Installed Exterior Windows and Doors | 2002; R 2018
4043 | 08 41 13 | ALUMINUM-FRAMED ENTRANCES AND STOREFRONTS | 08/18, CHG 1: 08/18 | ASTM INTERNATIONAL | ASTM | ASTM E1105 | Standard Test Method for Field Determination of Water Penetration of Installed Exterior Windows, Skylights, Doors, and Curtain Walls, by Uniform or Cyclic Static Air Pressure Difference | 2015; R 2023
4044 | 08 41 13 | ALUMINUM-FRAMED ENTRANCES AND STOREFRONTS | 08/18, CHG 1: 08/18 | ASTM INTERNATIONAL | ASTM | ASTM E1424 | Standard Test Method for Determining the Rate of Air Leakage Through Exterior Windows, Curtain Walls, and Doors Under Specified Pressure and Temperature Differences Across the Specimen | 2022
4045 | 08 41 13 | ALUMINUM-FRAMED ENTRANCES AND STOREFRONTS | 08/18, CHG 1: 08/18 | ASTM INTERNATIONAL | ASTM | ASTM E1886 | Standard Test Method for Performance of Exterior Windows, Curtain Walls, Doors, and Impact Protective Systems Impacted by Missile(s) and Exposed to Cyclic Pressure Differentials | 2019
4046 | 08 41 13 | ALUMINUM-FRAMED ENTRANCES AND STOREFRONTS | 08/18, CHG 1: 08/18 | ASTM INTERNATIONAL | ASTM | ASTM E1996 | Standard Specification for Performance of Exterior Windows, Curtain Walls, Doors, and Impact Protective Systems Impacted by Windborne Debris in Hurricanes | 2017
4047 | 08 41 13 | ALUMINUM-FRAMED ENTRANCES AND STOREFRONTS | 08/18, CHG 1: 08/18 | ASTM INTERNATIONAL | ASTM | ASTM F1642/F1642M | Standard Test Method for Glazing and Glazing Systems Subject to Airblast Loadings | 2017
4048 | 08 41 13 | ALUMINUM-FRAMED ENTRANCES AND STOREFRONTS | 08/18, CHG 1: 08/18 | BUILDERS HARDWARE MANUFACTURERS ASSOCIATION | BHMA | ANSI/BHMA A156.4 | Door Controls - Closers | 2024
4049 | 08 41 13 | ALUMINUM-FRAMED ENTRANCES AND STOREFRONTS | 08/18, CHG 1: 08/18 | BUILDERS HARDWARE MANUFACTURERS ASSOCIATION | BHMA | ANSI/BHMA A156.10 | Power Operated Pedestrian Doors | 2024
4050 | 08 41 13 | ALUMINUM-FRAMED ENTRANCES AND STOREFRONTS | 08/18, CHG 1: 08/18 | INTERNATIONAL CODE COUNCIL | ICC | ICC IBC | International Building Code | 2024
4051 | 08 41 13 | ALUMINUM-FRAMED ENTRANCES AND STOREFRONTS | 08/18, CHG 1: 08/18 | U.S. GENERAL SERVICES ADMINISTRATION | GSA | FS TT-P-645 | Primer, Paint, Zinc-Molybdate, Alkyd Type | Rev C; Notice 1
4052 | 08 41 13 | ALUMINUM-FRAMED ENTRANCES AND STOREFRONTS | 08/18, CHG 1: 08/18 | UNDERWRITERS LABORATORIES | UL | UL 325 | UL Standard for Safety Door, Drapery, Gate, Louver, and Window Operators and Systems | 2017; Reprint Feb 2020
4053 | 08 44 00 | CURTAIN WALL AND GLAZED ASSEMBLIES | 05/19 | ALUMINUM ASSOCIATION | AA | AA ADM | Aluminum Design Manual | 2020
4054 | 08 44 00 | CURTAIN WALL AND GLAZED ASSEMBLIES | 05/19 | ALUMINUM ASSOCIATION | AA | AA ASD1 | Aluminum Standards and Data | 2017; Errata 2017
4055 | 08 44 00 | CURTAIN WALL AND GLAZED ASSEMBLIES | 05/19 | ALUMINUM ASSOCIATION | AA | AA DAF45 | Designation System for Aluminum Finishes | 2003; Reaffirmed 2009
4056 | 08 44 00 | CURTAIN WALL AND GLAZED ASSEMBLIES | 05/19 | AMERICAN ARCHITECTURAL MANUFACTURERS ASSOCIATION | AAMA | AAMA 501.1 | Standard Test Method for Water Penetration of Windows, Curtain Walls and Doors Using Dynamic Pressure | 2017
4057 | 08 44 00 | CURTAIN WALL AND GLAZED ASSEMBLIES | 05/19 | AMERICAN ARCHITECTURAL MANUFACTURERS ASSOCIATION | AAMA | AAMA 501.2 | Quality Assurance and Diagnostic Water Leakage Field Check of Installed Storefronts, Curtain Walls and Sloped Glazing Systems | 2015
4058 | 08 44 00 | CURTAIN WALL AND GLAZED ASSEMBLIES | 05/19 | AMERICAN ARCHITECTURAL MANUFACTURERS ASSOCIATION | AAMA | AAMA 501.4 | Recommended Static Test Method for Evaluating Window Wall, Curtain Wall and Storefront Systems Subjected to Seismic and Wind-Induced Inter-Story Drift | 2018
4059 | 08 44 00 | CURTAIN WALL AND GLAZED ASSEMBLIES | 05/19 | AMERICAN ARCHITECTURAL MANUFACTURERS ASSOCIATION | AAMA | AAMA 501.5 | Test Method for Thermal Cycling of Exterior Walls | 2007
4060 | 08 44 00 | CURTAIN WALL AND GLAZED ASSEMBLIES | 05/19 | AMERICAN ARCHITECTURAL MANUFACTURERS ASSOCIATION | AAMA | AAMA 501.6 | Recommended Dynamic Test Method for Determining the Seismic Drift Causing Glass Fallout from Window Wall, Curtain Wall and Storefront Systems | 2018
4061 | 08 44 00 | CURTAIN WALL AND GLAZED ASSEMBLIES | 05/19 | AMERICAN ARCHITECTURAL MANUFACTURERS ASSOCIATION | AAMA | AAMA 501.7 | Recommended Static Test Method for Evaluating Windows, Window Wall, Curtain Wall and Storefront Systems Subjected to Vertical Inter-Story Movements | 2017
4062 | 08 44 00 | CURTAIN WALL AND GLAZED ASSEMBLIES | 05/19 | AMERICAN ARCHITECTURAL MANUFACTURERS ASSOCIATION | AAMA | AAMA 609 & 610 | Cleaning and Maintenance Guide for Architecturally Finished Aluminum | 2015
4063 | 08 44 00 | CURTAIN WALL AND GLAZED ASSEMBLIES | 05/19 | AMERICAN ARCHITECTURAL MANUFACTURERS ASSOCIATION | AAMA | AAMA 800 | Voluntary Specifications and Test Methods for Sealants | 2016
4064 | 08 44 00 | CURTAIN WALL AND GLAZED ASSEMBLIES | 05/19 | AMERICAN ARCHITECTURAL MANUFACTURERS ASSOCIATION | AAMA | AAMA 2603 | Voluntary Specification, Performance Requirements and Test Procedures for Pigmented Organic Coatings on Aluminum Extrusions and Panels | 2020
4065 | 08 44 00 | CURTAIN WALL AND GLAZED ASSEMBLIES | 05/19 | AMERICAN ARCHITECTURAL MANUFACTURERS ASSOCIATION | AAMA | AAMA 2604 | Voluntary Specification, Performance Requirements and Test Procedures for High Performance Organic Coatings on Aluminum Extrusions and Panels | 2017a
4066 | 08 44 00 | CURTAIN WALL AND GLAZED ASSEMBLIES | 05/19 | AMERICAN ARCHITECTURAL MANUFACTURERS ASSOCIATION | AAMA | AAMA 2605 | Voluntary Specification, Performance Requirements and Test Procedures for Superior Performing Organic Coatings on Aluminum Extrusions and Panels | 2020
4067 | 08 44 00 | CURTAIN WALL AND GLAZED ASSEMBLIES | 05/19 | AMERICAN ARCHITECTURAL MANUFACTURERS ASSOCIATION | AAMA | AAMA CW-10 | Care and Handling of Architectural Aluminum from Shop to Site | 2015
4068 | 08 44 00 | CURTAIN WALL AND GLAZED ASSEMBLIES | 05/19 | AMERICAN ARCHITECTURAL MANUFACTURERS ASSOCIATION | AAMA | AAMA MCWM-1 | Metal Curtain Wall Manual | 1989
4069 | 08 44 00 | CURTAIN WALL AND GLAZED ASSEMBLIES | 05/19 | AMERICAN ARCHITECTURAL MANUFACTURERS ASSOCIATION | AAMA | AAMA/WDMA/CSA 101/I.S.2/A440 | North American Fenestration Standard/Specification for Windows, Doors, and Skylights | 2017
4070 | 08 44 00 | CURTAIN WALL AND GLAZED ASSEMBLIES | 05/19 | AMERICAN IRON AND STEEL INSTITUTE | AISI | AISC/AISI 121 | Standard Definitions for Use in the Design of Steel Structures | 2007
4071 | 08 44 00 | CURTAIN WALL AND GLAZED ASSEMBLIES | 05/19 | AMERICAN IRON AND STEEL INSTITUTE | AISI | AISI SG03-3 | Cold-Formed Steel Design Manual Set | 2002; Suppl 2001-2004; R 2008
4072 | 08 44 00 | CURTAIN WALL AND GLAZED ASSEMBLIES | 05/19 | AMERICAN SOCIETY OF CIVIL ENGINEERS | ASCE | ASCE 7-16 | Minimum Design Loads and Associated Criteria for Buildings and Other Structures | 2017; Errata 2018; Supp 1 2018
4073 | 08 44 00 | CURTAIN WALL AND GLAZED ASSEMBLIES | 05/19 | AMERICAN WELDING SOCIETY | AWS | AWS A5.1/A5.1M | Specification for Carbon Steel Electrodes for Shielded Metal Arc Welding | 2012
4074 | 08 44 00 | CURTAIN WALL AND GLAZED ASSEMBLIES | 05/19 | AMERICAN WELDING SOCIETY | AWS | AWS A5.10/A5.10M | Welding Consumables - Wire Electrodes, Wires and Rods for Welding of Aluminum and Aluminum-Alloys - Classification | 2023
4075 | 08 44 00 | CURTAIN WALL AND GLAZED ASSEMBLIES | 05/19 | AMERICAN WELDING SOCIETY | AWS | AWS D1.1/D1.1M | Structural Welding Code - Steel | 2020; Errata 1 2021
4076 | 08 44 00 | CURTAIN WALL AND GLAZED ASSEMBLIES | 05/19 | ASTM INTERNATIONAL | ASTM | ASTM A27/A27M | Standard Specification for Steel Castings, Carbon, for General Application | 2020
4077 | 08 44 00 | CURTAIN WALL AND GLAZED ASSEMBLIES | 05/19 | ASTM INTERNATIONAL | ASTM | ASTM A36/A36M | Standard Specification for Carbon Structural Steel | 2019
4078 | 08 44 00 | CURTAIN WALL AND GLAZED ASSEMBLIES | 05/19 | ASTM INTERNATIONAL | ASTM | ASTM A47/A47M | Standard Specification for Ferritic Malleable Iron Castings | 1999; R 2022; E 2022
4079 | 08 44 00 | CURTAIN WALL AND GLAZED ASSEMBLIES | 05/19 | ASTM INTERNATIONAL | ASTM | ASTM A123/A123M | Standard Specification for Zinc (Hot-Dip Galvanized) Coatings on Iron and Steel Products | 2017
4080 | 08 44 00 | CURTAIN WALL AND GLAZED ASSEMBLIES | 05/19 | ASTM INTERNATIONAL | ASTM | ASTM A153/A153M | Standard Specification for Zinc Coating (Hot-Dip) on Iron and Steel Hardware | 2023
4081 | 08 44 00 | CURTAIN WALL AND GLAZED ASSEMBLIES | 05/19 | ASTM INTERNATIONAL | ASTM | ASTM A240/A240M | Standard Specification for Chromium and Chromium-Nickel Stainless Steel Plate, Sheet, and Strip for Pressure Vessels and for General Applications | 2024
4082 | 08 44 00 | CURTAIN WALL AND GLAZED ASSEMBLIES | 05/19 | ASTM INTERNATIONAL | ASTM | ASTM A242/A242M | Standard Specification for High-Strength Low-Alloy Structural Steel | 2024
4083 | 08 44 00 | CURTAIN WALL AND GLAZED ASSEMBLIES | 05/19 | ASTM INTERNATIONAL | ASTM | ASTM A283/A283M | Standard Specification for Low and Intermediate Tensile Strength Carbon Steel Plates | 2024
4084 | 08 44 00 | CURTAIN WALL AND GLAZED ASSEMBLIES | 05/19 | ASTM INTERNATIONAL | ASTM | ASTM A424/A424M | Standard Specification for Steel Sheet for Porcelain Enameling | 2009a; R 2016
4085 | 08 44 00 | CURTAIN WALL AND GLAZED ASSEMBLIES | 05/19 | ASTM INTERNATIONAL | ASTM | ASTM A501/A501M | Standard Specification for Hot-Formed Welded and Seamless Carbon Steel Structural Tubing | 2021
4086 | 08 44 00 | CURTAIN WALL AND GLAZED ASSEMBLIES | 05/19 | ASTM INTERNATIONAL | ASTM | ASTM A572/A572M | Standard Specification for High-Strength Low-Alloy Columbium-Vanadium Structural Steel | 2021; E 2021
4087 | 08 44 00 | CURTAIN WALL AND GLAZED ASSEMBLIES | 05/19 | ASTM INTERNATIONAL | ASTM | ASTM A588/A588M | Standard Specification for High-Strength Low-Alloy Structural Steel, up to 50 ksi [345 MPa] Minimum Yield Point, with Atmospheric Corrosion Resistance | 2019
4088 | 08 44 00 | CURTAIN WALL AND GLAZED ASSEMBLIES | 05/19 | ASTM INTERNATIONAL | ASTM | ASTM A606/A606M | Standard Specification for Steel Sheet and Strip, High-Strength, Low-Alloy, Hot-Rolled and Cold-Rolled, with Improved Atmospheric Corrosion Resistance | 2023
4089 | 08 44 00 | CURTAIN WALL AND GLAZED ASSEMBLIES | 05/19 | ASTM INTERNATIONAL | ASTM | ASTM A653/A653M | Standard Specification for Steel Sheet, Zinc-Coated (Galvanized) or Zinc-Iron Alloy-Coated (Galvannealed) by the Hot-Dip Process | 2023
4090 | 08 44 00 | CURTAIN WALL AND GLAZED ASSEMBLIES | 05/19 | ASTM INTERNATIONAL | ASTM | ASTM A1008/A1008M | Standard Specification for Steel, Sheet, Cold-Rolled, Carbon, Structural, High-Strength Low-Alloy, High-Strength Low-Alloy with Improved Formability, Solution Hardened, and Bake Hardenable | 2024
4091 | 08 44 00 | CURTAIN WALL AND GLAZED ASSEMBLIES | 05/19 | ASTM INTERNATIONAL | ASTM | ASTM A1011/A1011M | Standard Specification for Steel Sheet and Strip, Hot-Rolled, Carbon, Structural, High-Strength Low-Alloy, High-Strength Low-Alloy with Improved Formability, and Ultra-High Strength | 2023
4092 | 08 44 00 | CURTAIN WALL AND GLAZED ASSEMBLIES | 05/19 | ASTM INTERNATIONAL | ASTM | ASTM B26/B26M | Standard Specification for Aluminum-Alloy Sand Castings | 2018; E 2018
4093 | 08 44 00 | CURTAIN WALL AND GLAZED ASSEMBLIES | 05/19 | ASTM INTERNATIONAL | ASTM | ASTM B85/B85M | Standard Specification for Aluminum-Alloy Die Castings | 2018
4094 | 08 44 00 | CURTAIN WALL AND GLAZED ASSEMBLIES | 05/19 | ASTM INTERNATIONAL | ASTM | ASTM B108/B108M | Standard Specification for Aluminum-Alloy Permanent Mold Castings | 2019
4095 | 08 44 00 | CURTAIN WALL AND GLAZED ASSEMBLIES | 05/19 | ASTM INTERNATIONAL | ASTM | ASTM B136 | Standard Method for Measurement of Stain Resistance of Anodic Coatings on Aluminum | 2023
4096 | 08 44 00 | CURTAIN WALL AND GLAZED ASSEMBLIES | 05/19 | ASTM INTERNATIONAL | ASTM | ASTM B137 | Standard Test Method for Measurement of Coating Mass Per Unit Area on Anodically Coated Aluminum | 1995; R 2021
4097 | 08 44 00 | CURTAIN WALL AND GLAZED ASSEMBLIES | 05/19 | ASTM INTERNATIONAL | ASTM | ASTM B152/B152M | Standard Specification for Copper Sheet, Strip, Plate, and Rolled Bar | 2019
4098 | 08 44 00 | CURTAIN WALL AND GLAZED ASSEMBLIES | 05/19 | ASTM INTERNATIONAL | ASTM | ASTM B209 | Standard Specification for Aluminum and Aluminum-Alloy Sheet and Plate | 2014
4099 | 08 44 00 | CURTAIN WALL AND GLAZED ASSEMBLIES | 05/19 | ASTM INTERNATIONAL | ASTM | ASTM B209M | Standard Specification for Aluminum and Aluminum-Alloy Sheet and Plate (Metric) | 2014
4100 | 08 44 00 | CURTAIN WALL AND GLAZED ASSEMBLIES | 05/19 | ASTM INTERNATIONAL | ASTM | ASTM B211/B211M | Standard Specification for Aluminum and Aluminum-Alloy Rolled or Cold Finished Bar, Rod, and Wire | 2023
4101 | 08 44 00 | CURTAIN WALL AND GLAZED ASSEMBLIES | 05/19 | ASTM INTERNATIONAL | ASTM | ASTM B221 | Standard Specification for Aluminum and Aluminum-Alloy Extruded Bars, Rods, Wire, Profiles, and Tubes | 2021
4102 | 08 44 00 | CURTAIN WALL AND GLAZED ASSEMBLIES | 05/19 | ASTM INTERNATIONAL | ASTM | ASTM B221M | Standard Specification for Aluminum and Aluminum-Alloy Extruded Bars, Rods, Wire, Profiles, and Tubes (Metric) | 2021
4103 | 08 44 00 | CURTAIN WALL AND GLAZED ASSEMBLIES | 05/19 | ASTM INTERNATIONAL | ASTM | ASTM B244 | Standard Method for Measurement of Thickness of Anodic Coatings on Aluminum and of Other Nonconductive Coatings on Nonmagnetic Basis Metals with Eddy-Current Instruments | 2009; R 2021
4104 | 08 44 00 | CURTAIN WALL AND GLAZED ASSEMBLIES | 05/19 | ASTM INTERNATIONAL | ASTM | ASTM B308/B308M | Standard Specification for Aluminum-Alloy 6061-T6 Standard Structural Profiles | 2010; R 2020
4105 | 08 44 00 | CURTAIN WALL AND GLAZED ASSEMBLIES | 05/19 | ASTM INTERNATIONAL | ASTM | ASTM B316/B316M | Standard Specification for Aluminum and Aluminum-Alloy Rivet and Cold-Heading Wire and Rods | 2020
4106 | 08 44 00 | CURTAIN WALL AND GLAZED ASSEMBLIES | 05/19 | ASTM INTERNATIONAL | ASTM | ASTM B429/B429M | Standard Specification for Aluminum-Alloy Extruded Structural Pipe and Tube | 2010; E 2012
4107 | 08 44 00 | CURTAIN WALL AND GLAZED ASSEMBLIES | 05/19 | ASTM INTERNATIONAL | ASTM | ASTM C220 | Standard Specification for Flat Asbestos-Cement Sheets | 1991; R 2015
4108 | 08 44 00 | CURTAIN WALL AND GLAZED ASSEMBLIES | 05/19 | ASTM INTERNATIONAL | ASTM | ASTM C481 | Standard Test Method Laboratory Aging of Sandwich Constructions | 1999; R 2011
4109 | 08 44 00 | CURTAIN WALL AND GLAZED ASSEMBLIES | 05/19 | ASTM INTERNATIONAL | ASTM | ASTM C542 | Standard Specification for Lock-Strip Gaskets | 2005; R 2017
4110 | 08 44 00 | CURTAIN WALL AND GLAZED ASSEMBLIES | 05/19 | ASTM INTERNATIONAL | ASTM | ASTM C547 | Standard Specification for Mineral Fiber Pipe Insulation | 2022a
4111 | 08 44 00 | CURTAIN WALL AND GLAZED ASSEMBLIES | 05/19 | ASTM INTERNATIONAL | ASTM | ASTM C552 | Standard Specification for Cellular Glass Thermal Insulation | 2022
4112 | 08 44 00 | CURTAIN WALL AND GLAZED ASSEMBLIES | 05/19 | ASTM INTERNATIONAL | ASTM | ASTM C553 | Standard Specification for Mineral Fiber Blanket Thermal Insulation for Commercial and Industrial Applications | 2013; R 2019
4113 | 08 44 00 | CURTAIN WALL AND GLAZED ASSEMBLIES | 05/19 | ASTM INTERNATIONAL | ASTM | ASTM C578 | Standard Specification for Rigid, Cellular Polystyrene Thermal Insulation | 2023
4114 | 08 44 00 | CURTAIN WALL AND GLAZED ASSEMBLIES | 05/19 | ASTM INTERNATIONAL | ASTM | ASTM C591 | Standard Specification for Unfaced Preformed Rigid Cellular Polyisocyanurate Thermal Insulation | 2022
4115 | 08 44 00 | CURTAIN WALL AND GLAZED ASSEMBLIES | 05/19 | ASTM INTERNATIONAL | ASTM | ASTM C592 | Standard Specification for Mineral Fiber Blanket Insulation and Blanket-Type Pipe Insulation (Metal-Mesh Covered) (Industrial Type) | 2022a
4116 | 08 44 00 | CURTAIN WALL AND GLAZED ASSEMBLIES | 05/19 | ASTM INTERNATIONAL | ASTM | ASTM C610 | Standard Specification for Molded Expanded Perlite Block and Pipe Thermal Insulation | 2017; R 2023
4117 | 08 44 00 | CURTAIN WALL AND GLAZED ASSEMBLIES | 05/19 | ASTM INTERNATIONAL | ASTM | ASTM C612 | Standard Specification for Mineral Fiber Block and Board Thermal Insulation | 2014; R 2019
4118 | 08 44 00 | CURTAIN WALL AND GLAZED ASSEMBLIES | 05/19 | ASTM INTERNATIONAL | ASTM | ASTM C665 | Standard Specification for Mineral-Fiber Blanket Thermal Insulation for Light Frame Construction and Manufactured Housing | 2023
4119 | 08 44 00 | CURTAIN WALL AND GLAZED ASSEMBLIES | 05/19 | ASTM INTERNATIONAL | ASTM | ASTM C864 | Dense Elastomeric Compression Seal Gaskets, Setting Blocks, and Spacers | 2005; R 2015
4120 | 08 44 00 | CURTAIN WALL AND GLAZED ASSEMBLIES | 05/19 | ASTM INTERNATIONAL | ASTM | ASTM C920 | Standard Specification for Elastomeric Joint Sealants | 2018
4121 | 08 44 00 | CURTAIN WALL AND GLAZED ASSEMBLIES | 05/19 | ASTM INTERNATIONAL | ASTM | ASTM C1048 | Standard Specification for Heat-Strengthened and Fully Tempered Flat Glass | 2018
4122 | 08 44 00 | CURTAIN WALL AND GLAZED ASSEMBLIES | 05/19 | ASTM INTERNATIONAL | ASTM | ASTM C1087 | Standard Test Method for Determining Compatibility of Liquid-Applied Sealants with Accessories Used in Structural Glazing Systems | 2016
4123 | 08 44 00 | CURTAIN WALL AND GLAZED ASSEMBLIES | 05/19 | ASTM INTERNATIONAL | ASTM | ASTM C1135 | Standard Test Method for Determining Tensile Adhesion Properties of Structural Sealants | 2015
4124 | 08 44 00 | CURTAIN WALL AND GLAZED ASSEMBLIES | 05/19 | ASTM INTERNATIONAL | ASTM | ASTM C1184 | Standard Specification for Structural Silicone Sealants | 2023
4125 | 08 44 00 | CURTAIN WALL AND GLAZED ASSEMBLIES | 05/19 | ASTM INTERNATIONAL | ASTM | ASTM C1363 | Standard Test Method for Thermal Performance of Building Materials and Envelope Assemblies by Means of a Hot Box Apparatus | 2024
4126 | 08 44 00 | CURTAIN WALL AND GLAZED ASSEMBLIES | 05/19 | ASTM INTERNATIONAL | ASTM | ASTM C1401 | Standard Guide for Structural Sealant Glazing | 2014
4127 | 08 44 00 | CURTAIN WALL AND GLAZED ASSEMBLIES | 05/19 | ASTM INTERNATIONAL | ASTM | ASTM D1037 | Standard Test Methods for Evaluating Properties of Wood-Base Fiber and Particle Panel Materials | 2012; R 2020
4128 | 08 44 00 | CURTAIN WALL AND GLAZED ASSEMBLIES | 05/19 | ASTM INTERNATIONAL | ASTM | ASTM D1730 | Standard Practices for Preparation of Aluminum and Aluminum-Alloy Surfaces for Painting | 2009; R 2020
4129 | 08 44 00 | CURTAIN WALL AND GLAZED ASSEMBLIES | 05/19 | ASTM INTERNATIONAL | ASTM | ASTM D2244 | Standard Practice for Calculation of Color Tolerances and Color Differences from Instrumentally Measured Color Coordinates | 2021
4130 | 08 44 00 | CURTAIN WALL AND GLAZED ASSEMBLIES | 05/19 | ASTM INTERNATIONAL | ASTM | ASTM D3656/D3656M | Standard Specification for Insect Screening and Louver Cloth Woven from Vinyl-Coated Glass Yarns | 2013
4131 | 08 44 00 | CURTAIN WALL AND GLAZED ASSEMBLIES | 05/19 | ASTM INTERNATIONAL | ASTM | ASTM D4214 | Standard Test Method for Evaluating the Degree of Chalking of Exterior Paint Films | 2007; R 2015
4132 | 08 44 00 | CURTAIN WALL AND GLAZED ASSEMBLIES | 05/19 | ASTM INTERNATIONAL | ASTM | ASTM E84 | Standard Test Method for Surface Burning Characteristics of Building Materials | 2023
4133 | 08 44 00 | CURTAIN WALL AND GLAZED ASSEMBLIES | 05/19 | ASTM INTERNATIONAL | ASTM | ASTM E90 | Standard Test Method for Laboratory Measurement of Airborne Sound Transmission Loss of Building Partitions and Elements | 2023
4134 | 08 44 00 | CURTAIN WALL AND GLAZED ASSEMBLIES | 05/19 | ASTM INTERNATIONAL | ASTM | ASTM E119 | Standard Test Methods for Fire Tests of Building Construction and Materials | 2024
4135 | 08 44 00 | CURTAIN WALL AND GLAZED ASSEMBLIES | 05/19 | ASTM INTERNATIONAL | ASTM | ASTM E136 | Standard Test Method for Assessing Combustibility of Materials Using a Vertical Tube Furnace at 750 Degrees C | 2024b
4136 | 08 44 00 | CURTAIN WALL AND GLAZED ASSEMBLIES | 05/19 | ASTM INTERNATIONAL | ASTM | ASTM E283 | Standard Test Method for Determining the Rate of Air Leakage Through Exterior Windows, Curtain Walls, and Doors Under Specified Pressure Differences Across the Specimen | 2019
4137 | 08 44 00 | CURTAIN WALL AND GLAZED ASSEMBLIES | 05/19 | ASTM INTERNATIONAL | ASTM | ASTM E330/E330M | Standard Test Method for Structural Performance of Exterior Windows, Doors, Skylights and Curtain Walls by Uniform Static Air Pressure Difference | 2014; R 2021
4138 | 08 44 00 | CURTAIN WALL AND GLAZED ASSEMBLIES | 05/19 | ASTM INTERNATIONAL | ASTM | ASTM E331 | Standard Test Method for Water Penetration of Exterior Windows, Skylights, Doors, and Curtain Walls by Uniform Static Air Pressure Difference | 2000; R 2023
4139 | 08 44 00 | CURTAIN WALL AND GLAZED ASSEMBLIES | 05/19 | ASTM INTERNATIONAL | ASTM | ASTM E546 | Standard Test Method for Frost Point of Sealed Insulating Glass Units | 2014; R 2020
4140 | 08 44 00 | CURTAIN WALL AND GLAZED ASSEMBLIES | 05/19 | ASTM INTERNATIONAL | ASTM | ASTM E576 | Standard Test Method for Frost Point of Sealed Insulating Glass Units in the Vertical Position | 2014; R 2020
4141 | 08 44 00 | CURTAIN WALL AND GLAZED ASSEMBLIES | 05/19 | ASTM INTERNATIONAL | ASTM | ASTM E783 | Standard Test Method for Field Measurement of Air Leakage Through Installed Exterior Windows and Doors | 2002; R 2018
4142 | 08 44 00 | CURTAIN WALL AND GLAZED ASSEMBLIES | 05/19 | ASTM INTERNATIONAL | ASTM | ASTM E1105 | Standard Test Method for Field Determination of Water Penetration of Installed Exterior Windows, Skylights, Doors, and Curtain Walls, by Uniform or Cyclic Static Air Pressure Difference | 2015; R 2023
4143 | 08 44 00 | CURTAIN WALL AND GLAZED ASSEMBLIES | 05/19 | ASTM INTERNATIONAL | ASTM | ASTM E1300 | Standard Practice for Determining Load Resistance of Glass in Buildings | 2024
4144 | 08 44 00 | CURTAIN WALL AND GLAZED ASSEMBLIES | 05/19 | ASTM INTERNATIONAL | ASTM | ASTM E1332 | Standard Classification for Rating Outdoor-Indoor Sound Attenuation | 2016
4145 | 08 44 00 | CURTAIN WALL AND GLAZED ASSEMBLIES | 05/19 | ASTM INTERNATIONAL | ASTM | ASTM E1886 | Standard Test Method for Performance of Exterior Windows, Curtain Walls, Doors, and Impact Protective Systems Impacted by Missile(s) and Exposed to Cyclic Pressure Differentials | 2019
4146 | 08 44 00 | CURTAIN WALL AND GLAZED ASSEMBLIES | 05/19 | ASTM INTERNATIONAL | ASTM | ASTM E1996 | Standard Specification for Performance of Exterior Windows, Curtain Walls, Doors, and Impact Protective Systems Impacted by Windborne Debris in Hurricanes | 2017
4147 | 08 44 00 | CURTAIN WALL AND GLAZED ASSEMBLIES | 05/19 | ASTM INTERNATIONAL | ASTM | ASTM E3061 | Standard Test Method for Analysis of Aluminum and Aluminum Alloys by Inductively Coupled Plasma Atomic Emission Spectrometry (Performance-Based Method) | 2017
4148 | 08 44 00 | CURTAIN WALL AND GLAZED ASSEMBLIES | 05/19 | ASTM INTERNATIONAL | ASTM | ASTM F1642/F1642M | Standard Test Method for Glazing and Glazing Systems Subject to Airblast Loadings | 2017
4149 | 08 44 00 | CURTAIN WALL AND GLAZED ASSEMBLIES | 05/19 | ASTM INTERNATIONAL | ASTM | ASTM F2248 | Standard Practice for Specifying an Equivalent 3-Second Duration Design Loading for Blast Resistant Glazing Fabricated with Laminated Glass | 2012
4150 | 08 44 00 | CURTAIN WALL AND GLAZED ASSEMBLIES | 05/19 | ASTM INTERNATIONAL | ASTM | ASTM F2912 | Standard Specification for Glazing and Glazing Systems Subject to Airblast Loadings | 2017
4151 | 08 44 00 | CURTAIN WALL AND GLAZED ASSEMBLIES | 05/19 | COMPOSITE PANEL ASSOCIATION | CPA | ANSI/CPA A135.4 | Basic Hardboard | 2012; R2020
4152 | 08 44 00 | CURTAIN WALL AND GLAZED ASSEMBLIES | 05/19 | NATIONAL ASSOCIATION OF ARCHITECTURAL METAL MANUFACTURERS | NAAMM | NAAMM AMP 500 | Metal Finishes Manual | 2006
4153 | 08 44 00 | CURTAIN WALL AND GLAZED ASSEMBLIES | 05/19 | NATIONAL FENESTRATION RATING COUNCIL | NFRC | NFRC 100 | Procedure for Determining Fenestration Product U-Factors | 2020
4154 | 08 44 00 | CURTAIN WALL AND GLAZED ASSEMBLIES | 05/19 | NATIONAL FENESTRATION RATING COUNCIL | NFRC | NFRC 200 | Procedure for Determining Fenestration Product Solar Heat Gain Coefficient and Visible Transmittance at Normal Incidence | 2020
4155 | 08 44 00 | CURTAIN WALL AND GLAZED ASSEMBLIES | 05/19 | NATIONAL FENESTRATION RATING COUNCIL | NFRC | NFRC 500 | Procedure for Determining Fenestration Product Condensation Resistance Valves | 2010
4156 | 08 44 00 | CURTAIN WALL AND GLAZED ASSEMBLIES | 05/19 | NATIONAL FIRE PROTECTION ASSOCIATION | NFPA | NFPA 285 | Standard Fire Test Method for Evaluation of Fire Propagation Characteristics of Exterior Wall Assemblies Containing Combustible Components | 2023
4157 | 08 44 00 | CURTAIN WALL AND GLAZED ASSEMBLIES | 05/19 | PORCELAIN ENAMEL INSTITUTE | PEI | PEI 1001 | Specification for Architectural Porcelain Enamel (ALS-100) | 1996
4158 | 08 44 00 | CURTAIN WALL AND GLAZED ASSEMBLIES | 05/19 | PORCELAIN ENAMEL INSTITUTE | PEI | PEI CG-3 | Color Guide for Architectural Porcelain Enamel | 2005
4159 | 08 44 00 | CURTAIN WALL AND GLAZED ASSEMBLIES | 05/19 | SOCIETY FOR PROTECTIVE COATINGS | SSPC | SSPC 7/NACE No.4 | Brush-Off Blast Cleaning | 2007
4160 | 08 44 00 | CURTAIN WALL AND GLAZED ASSEMBLIES | 05/19 | SOCIETY FOR PROTECTIVE COATINGS | SSPC | SSPC SP 1 | Solvent Cleaning | 2015
4161 | 08 44 00 | CURTAIN WALL AND GLAZED ASSEMBLIES | 05/19 | SOCIETY FOR PROTECTIVE COATINGS | SSPC | SSPC SP 3 | Power Tool Cleaning | 2018
4162 | 08 44 00 | CURTAIN WALL AND GLAZED ASSEMBLIES | 05/19 | SOCIETY FOR PROTECTIVE COATINGS | SSPC | SSPC SP 12/NACE No.5 | Surface Preparation and Cleaning of Metals by Waterjetting Prior to Recoating | 2002
4163 | 08 44 00 | CURTAIN WALL AND GLAZED ASSEMBLIES | 05/19 | STEEL WINDOW INSTITUTE | SWI | SWI AGSW | Architect's Guide to Steel Windows | 2002
4164 | 08 44 00 | CURTAIN WALL AND GLAZED ASSEMBLIES | 05/19 | U.S. DEPARTMENT OF DEFENSE | DOD | UFC 4-010-01 | DoD Minimum Antiterrorism Standards for Buildings | 2018; with Change 3, 2024
4165 | 08 51 13 | ALUMINUM WINDOWS | 05/19 | ALUMINUM ASSOCIATION | AA | AA DAF45 | Designation System for Aluminum Finishes | 2003; Reaffirmed 2009
4166 | 08 51 13 | ALUMINUM WINDOWS | 05/19 | AMERICAN ARCHITECTURAL MANUFACTURERS ASSOCIATION | AAMA | AAMA 611 | Voluntary Specification for Anodized Architectural Aluminum | 2014
4167 | 08 51 13 | ALUMINUM WINDOWS | 05/19 | AMERICAN ARCHITECTURAL MANUFACTURERS ASSOCIATION | AAMA | AAMA 701/702 | Voluntary Specification for Pile Weatherstripping and Replaceable Fenestration Weatherseals | 2011
4168 | 08 51 13 | ALUMINUM WINDOWS | 05/19 | AMERICAN ARCHITECTURAL MANUFACTURERS ASSOCIATION | AAMA | AAMA 901 | Voluntary Specification for Rotary & Linear Operators in Window Applications | 2016
4169 | 08 51 13 | ALUMINUM WINDOWS | 05/19 | AMERICAN ARCHITECTURAL MANUFACTURERS ASSOCIATION | AAMA | AAMA 902 | Voluntary Specification for Sash Balances | 2016
4170 | 08 51 13 | ALUMINUM WINDOWS | 05/19 | AMERICAN ARCHITECTURAL MANUFACTURERS ASSOCIATION | AAMA | AAMA 907 | Voluntary Specification for Corrosion Resistant Coatings on Carbon Steel Components Used in Windows, Doors and Skylights | 2015
4171 | 08 51 13 | ALUMINUM WINDOWS | 05/19 | AMERICAN ARCHITECTURAL MANUFACTURERS ASSOCIATION | AAMA | AAMA 1503 | Voluntary Test Method for Thermal Transmittance and Condensation Resistance of Windows, Doors and Glazed Wall Sections | 2009
4172 | 08 51 13 | ALUMINUM WINDOWS | 05/19 | AMERICAN ARCHITECTURAL MANUFACTURERS ASSOCIATION | AAMA | AAMA 2603 | Voluntary Specification, Performance Requirements and Test Procedures for Pigmented Organic Coatings on Aluminum Extrusions and Panels | 2020
4173 | 08 51 13 | ALUMINUM WINDOWS | 05/19 | AMERICAN ARCHITECTURAL MANUFACTURERS ASSOCIATION | AAMA | AAMA 2604 | Voluntary Specification, Performance Requirements and Test Procedures for High Performance Organic Coatings on Aluminum Extrusions and Panels | 2017a
4174 | 08 51 13 | ALUMINUM WINDOWS | 05/19 | AMERICAN ARCHITECTURAL MANUFACTURERS ASSOCIATION | AAMA | AAMA 2605 | Voluntary Specification, Performance Requirements and Test Procedures for Superior Performing Organic Coatings on Aluminum Extrusions and Panels | 2020
4175 | 08 51 13 | ALUMINUM WINDOWS | 05/19 | AMERICAN ARCHITECTURAL MANUFACTURERS ASSOCIATION | AAMA | AAMA WSG.1 | Window Selection Guide | 1995
4176 | 08 51 13 | ALUMINUM WINDOWS | 05/19 | AMERICAN ARCHITECTURAL MANUFACTURERS ASSOCIATION | AAMA | AAMA/WDMA/CSA 101/I.S.2/A440 | North American Fenestration Standard/Specification for Windows, Doors, and Skylights | 2017
4177 | 08 51 13 | ALUMINUM WINDOWS | 05/19 | AMERICAN SOCIETY OF HEATING, REFRIGERATING AND AIR-CONDITIONING ENGINEERS | ASHRAE | ASHRAE 169 | Climate Data for Building Design Standards | 2021
4178 | 08 51 13 | ALUMINUM WINDOWS | 05/19 | ASTM INTERNATIONAL | ASTM | ASTM A276/A276M | Standard Specification for Stainless Steel Bars and Shapes | 2024
4179 | 08 51 13 | ALUMINUM WINDOWS | 05/19 | ASTM INTERNATIONAL | ASTM | ASTM D3656/D3656M | Standard Specification for Insect Screening and Louver Cloth Woven from Vinyl-Coated Glass Yarns | 2013
4180 | 08 51 13 | ALUMINUM WINDOWS | 05/19 | ASTM INTERNATIONAL | ASTM | ASTM E90 | Standard Test Method for Laboratory Measurement of Airborne Sound Transmission Loss of Building Partitions and Elements | 2023
4181 | 08 51 13 | ALUMINUM WINDOWS | 05/19 | ASTM INTERNATIONAL | ASTM | ASTM E413 | Classification for Rating Sound Insulation | 2022
4182 | 08 51 13 | ALUMINUM WINDOWS | 05/19 | ASTM INTERNATIONAL | ASTM | ASTM E1300 | Standard Practice for Determining Load Resistance of Glass in Buildings | 2024
4183 | 08 51 13 | ALUMINUM WINDOWS | 05/19 | ASTM INTERNATIONAL | ASTM | ASTM E1332 | Standard Classification for Rating Outdoor-Indoor Sound Attenuation | 2016
4184 | 08 51 13 | ALUMINUM WINDOWS | 05/19 | ASTM INTERNATIONAL | ASTM | ASTM E1886 | Standard Test Method for Performance of Exterior Windows, Curtain Walls, Doors, and Impact Protective Systems Impacted by Missile(s) and Exposed to Cyclic Pressure Differentials | 2019
4185 | 08 51 13 | ALUMINUM WINDOWS | 05/19 | ASTM INTERNATIONAL | ASTM | ASTM E1996 | Standard Specification for Performance of Exterior Windows, Curtain Walls, Doors, and Impact Protective Systems Impacted by Windborne Debris in Hurricanes | 2017
4186 | 08 51 13 | ALUMINUM WINDOWS | 05/19 | ASTM INTERNATIONAL | ASTM | ASTM F588 | Standard Test Methods for Measuring the Forced Entry Resistance of Window Assemblies, Excluding Glazing Impact | 2017
4187 | 08 51 13 | ALUMINUM WINDOWS | 05/19 | ASTM INTERNATIONAL | ASTM | ASTM F1642/F1642M | Standard Test Method for Glazing and Glazing Systems Subject to Airblast Loadings | 2017
4188 | 08 51 13 | ALUMINUM WINDOWS | 05/19 | ASTM INTERNATIONAL | ASTM | ASTM F2248 | Standard Practice for Specifying an Equivalent 3-Second Duration Design Loading for Blast Resistant Glazing Fabricated with Laminated Glass | 2012
4189 | 08 51 13 | ALUMINUM WINDOWS | 05/19 | ASTM INTERNATIONAL | ASTM | ASTM F2912 | Standard Specification for Glazing and Glazing Systems Subject to Airblast Loadings | 2017
4190 | 08 51 13 | ALUMINUM WINDOWS | 05/19 | INTERNATIONAL WINDOW CLEANING ASSOCIATION | IWCA | IWCA I-14.1 | Window Cleaning Safety Standard | 2001
4191 | 08 51 13 | ALUMINUM WINDOWS | 05/19 | NATIONAL FENESTRATION RATING COUNCIL | NFRC | NFRC 100 | Procedure for Determining Fenestration Product U-Factors | 2020
4192 | 08 51 13 | ALUMINUM WINDOWS | 05/19 | NATIONAL FENESTRATION RATING COUNCIL | NFRC | NFRC 200 | Procedure for Determining Fenestration Product Solar Heat Gain Coefficient and Visible Transmittance at Normal Incidence | 2020
4193 | 08 51 13 | ALUMINUM WINDOWS | 05/19 | NATIONAL FIRE PROTECTION ASSOCIATION | NFPA | NFPA 101 | Life Safety Code | 2024
4194 | 08 51 13 | ALUMINUM WINDOWS | 05/19 | PASSIVE HOUSE INSTITUTE - US | PHIUS | PHIUS Certified | Certified Data Program for Window Performance
4195 | 08 51 13 | ALUMINUM WINDOWS | 05/19 | PASSIVE HOUSE INSTITUTE INTERNATIONAL | PHI | Passivhaus Certified | Certification of Passive House Suitable Components | 2012
4196 | 08 51 13 | ALUMINUM WINDOWS | 05/19 | PASSIVE HOUSE INSTITUTE INTERNATIONAL | PHI | Passivhaus Criteria | Certification Criteria for Certified Passive House Glazings and Transparent Components | 2012
4197 | 08 51 13 | ALUMINUM WINDOWS | 05/19 | SCREEN MANUFACTURERS ASSOCIATION | SMA | SMA 1004 | Aluminum Tubular Frame Screens for Windows | 1987; R 1998
4198 | 08 51 13 | ALUMINUM WINDOWS | 05/19 | SCREEN MANUFACTURERS ASSOCIATION | SMA | SMA 1201 | Specifications for Insect Screens for Windows, Sliding Doors and Swinging Doors | R 2013
4199 | 08 51 13 | ALUMINUM WINDOWS | 05/19 | U.S. DEPARTMENT OF DEFENSE | DOD | UFC 4-010-01 | DoD Minimum Antiterrorism Standards for Buildings | 2018; with Change 3, 2024
4200 | 08 51 13 | ALUMINUM WINDOWS | 05/19 | U.S. DEPARTMENT OF ENERGY | DOE | Energy Star | Energy Star Energy Efficiency Labeling System (FEMP) | 1992; R 2006
4201 | 08 51 23 | STEEL WINDOWS | 08/20, CHG 1: 02/22 | AMERICAN ARCHITECTURAL MANUFACTURERS ASSOCIATION | AAMA | AAMA/WDMA/CSA 101/I.S.2/A440 | North American Fenestration Standard/Specification for Windows, Doors, and Skylights | 2017
4202 | 08 51 23 | STEEL WINDOWS | 08/20, CHG 1: 02/22 | AMERICAN SOCIETY OF MECHANICAL ENGINEERS | ASME | ASME B18.6.3 | Machine Screws, Tapping Screws, and Metallic Drive Screws (Inch Series) | 2024
4203 | 08 51 23 | STEEL WINDOWS | 08/20, CHG 1: 02/22 | ASTM INTERNATIONAL | ASTM | ASTM A123/A123M | Standard Specification for Zinc (Hot-Dip Galvanized) Coatings on Iron and Steel Products | 2017
4204 | 08 51 23 | STEEL WINDOWS | 08/20, CHG 1: 02/22 | ASTM INTERNATIONAL | ASTM | ASTM A653/A653M | Standard Specification for Steel Sheet, Zinc-Coated (Galvanized) or Zinc-Iron Alloy-Coated (Galvannealed) by the Hot-Dip Process | 2023
4205 | 08 51 23 | STEEL WINDOWS | 08/20, CHG 1: 02/22 | ASTM INTERNATIONAL | ASTM | ASTM A1011/A1011M | Standard Specification for Steel Sheet and Strip, Hot-Rolled, Carbon, Structural, High-Strength Low-Alloy, High-Strength Low-Alloy with Improved Formability, and Ultra-High Strength | 2023
4206 | 08 51 23 | STEEL WINDOWS | 08/20, CHG 1: 02/22 | ASTM INTERNATIONAL | ASTM | ASTM D3656/D3656M | Standard Specification for Insect Screening and Louver Cloth Woven from Vinyl-Coated Glass Yarns | 2013
4207 | 08 51 23 | STEEL WINDOWS | 08/20, CHG 1: 02/22 | ASTM INTERNATIONAL | ASTM | ASTM E283 | Standard Test Method for Determining the Rate of Air Leakage Through Exterior Windows, Curtain Walls, and Doors Under Specified Pressure Differences Across the Specimen | 2019
4208 | 08 51 23 | STEEL WINDOWS | 08/20, CHG 1: 02/22 | ASTM INTERNATIONAL | ASTM | ASTM E330/E330M | Standard Test Method for Structural Performance of Exterior Windows, Doors, Skylights and Curtain Walls by Uniform Static Air Pressure Difference | 2014; R 2021
4209 | 08 51 23 | STEEL WINDOWS | 08/20, CHG 1: 02/22 | ASTM INTERNATIONAL | ASTM | ASTM E331 | Standard Test Method for Water Penetration of Exterior Windows, Skylights, Doors, and Curtain Walls by Uniform Static Air Pressure Difference | 2000; R 2023
4210 | 08 51 23 | STEEL WINDOWS | 08/20, CHG 1: 02/22 | ASTM INTERNATIONAL | ASTM | ASTM E1300 | Standard Practice for Determining Load Resistance of Glass in Buildings | 2024
4211 | 08 51 23 | STEEL WINDOWS | 08/20, CHG 1: 02/22 | ASTM INTERNATIONAL | ASTM | ASTM E1886 | Standard Test Method for Performance of Exterior Windows, Curtain Walls, Doors, and Impact Protective Systems Impacted by Missile(s) and Exposed to Cyclic Pressure Differentials | 2019
4212 | 08 51 23 | STEEL WINDOWS | 08/20, CHG 1: 02/22 | ASTM INTERNATIONAL | ASTM | ASTM E1996 | Standard Specification for Performance of Exterior Windows, Curtain Walls, Doors, and Impact Protective Systems Impacted by Windborne Debris in Hurricanes | 2017
4213 | 08 51 23 | STEEL WINDOWS | 08/20, CHG 1: 02/22 | ASTM INTERNATIONAL | ASTM | ASTM F1642/F1642M | Standard Test Method for Glazing and Glazing Systems Subject to Airblast Loadings | 2017
4214 | 08 51 23 | STEEL WINDOWS | 08/20, CHG 1: 02/22 | ASTM INTERNATIONAL | ASTM | ASTM F2248 | Standard Practice for Specifying an Equivalent 3-Second Duration Design Loading for Blast Resistant Glazing Fabricated with Laminated Glass | 2012
4215 | 08 51 23 | STEEL WINDOWS | 08/20, CHG 1: 02/22 | ASTM INTERNATIONAL | ASTM | ASTM F2912 | Standard Specification for Glazing and Glazing Systems Subject to Airblast Loadings | 2017
4216 | 08 51 23 | STEEL WINDOWS | 08/20, CHG 1: 02/22 | NATIONAL FENESTRATION RATING COUNCIL | NFRC | NFRC 100 | Procedure for Determining Fenestration Product U-Factors | 2020
4217 | 08 51 23 | STEEL WINDOWS | 08/20, CHG 1: 02/22 | NATIONAL FENESTRATION RATING COUNCIL | NFRC | NFRC 200 | Procedure for Determining Fenestration Product Solar Heat Gain Coefficient and Visible Transmittance at Normal Incidence | 2020
4218 | 08 51 23 | STEEL WINDOWS | 08/20, CHG 1: 02/22 | NATIONAL FIRE PROTECTION ASSOCIATION | NFPA | NFPA 80 | Standard for Fire Doors and Other Opening Protectives | 2022
4219 | 08 51 23 | STEEL WINDOWS | 08/20, CHG 1: 02/22 | NATIONAL FIRE PROTECTION ASSOCIATION | NFPA | NFPA 101 | Life Safety Code | 2024
4220 | 08 51 23 | STEEL WINDOWS | 08/20, CHG 1: 02/22 | STEEL WINDOW INSTITUTE | SWI | SWI SWS | Steel Window Specifications | 2017; R 2018
4221 | 08 51 23 | STEEL WINDOWS | 08/20, CHG 1: 02/22 | U.S. DEPARTMENT OF DEFENSE | DOD | UFC 4-010-01 | DoD Minimum Antiterrorism Standards for Buildings | 2018; with Change 3, 2024
4222 | 08 51 69.10 | ALUMINUM STORM WINDOWS | 08/20 | ALUMINUM ASSOCIATION | AA | AA DAF45 | Designation System for Aluminum Finishes | 2003; Reaffirmed 2009
4223 | 08 51 69.10 | ALUMINUM STORM WINDOWS | 08/20 | AMERICAN ARCHITECTURAL MANUFACTURERS ASSOCIATION | AAMA | AAMA 611 | Voluntary Specification for Anodized Architectural Aluminum | 2014
4224 | 08 51 69.10 | ALUMINUM STORM WINDOWS | 08/20 | AMERICAN ARCHITECTURAL MANUFACTURERS ASSOCIATION | AAMA | AAMA 1002 | Voluntary Specification for Secondary Storm Products for Windows and Sliding Glass Doors | 2011
4225 | 08 51 69.10 | ALUMINUM STORM WINDOWS | 08/20 | AMERICAN ARCHITECTURAL MANUFACTURERS ASSOCIATION | AAMA | AAMA 2603 | Voluntary Specification, Performance Requirements and Test Procedures for Pigmented Organic Coatings on Aluminum Extrusions and Panels | 2020
4226 | 08 51 69.10 | ALUMINUM STORM WINDOWS | 08/20 | ASTM INTERNATIONAL | ASTM | ASTM C920 | Standard Specification for Elastomeric Joint Sealants | 2018
4227 | 08 52 00 | WOOD WINDOWS | 08/20, CHG 1: 02/22 | ALUMINUM ASSOCIATION | AA | AA DAF45 | Designation System for Aluminum Finishes | 2003; Reaffirmed 2009
4228 | 08 52 00 | WOOD WINDOWS | 08/20, CHG 1: 02/22 | AMERICAN ARCHITECTURAL MANUFACTURERS ASSOCIATION | AAMA | AAMA 611 | Voluntary Specification for Anodized Architectural Aluminum | 2014
4229 | 08 52 00 | WOOD WINDOWS | 08/20, CHG 1: 02/22 | AMERICAN ARCHITECTURAL MANUFACTURERS ASSOCIATION | AAMA | AAMA 2603 | Voluntary Specification, Performance Requirements and Test Procedures for Pigmented Organic Coatings on Aluminum Extrusions and Panels | 2020
4230 | 08 52 00 | WOOD WINDOWS | 08/20, CHG 1: 02/22 | AMERICAN ARCHITECTURAL MANUFACTURERS ASSOCIATION | AAMA | AAMA 2605 | Voluntary Specification, Performance Requirements and Test Procedures for Superior Performing Organic Coatings on Aluminum Extrusions and Panels | 2020
4231 | 08 52 00 | WOOD WINDOWS | 08/20, CHG 1: 02/22 | AMERICAN ARCHITECTURAL MANUFACTURERS ASSOCIATION | AAMA | AAMA/WDMA/CSA 101/I.S.2/A440 | North American Fenestration Standard/Specification for Windows, Doors, and Skylights | 2017
4232 | 08 52 00 | WOOD WINDOWS | 08/20, CHG 1: 02/22 | AMERICAN SOCIETY OF HEATING, REFRIGERATING AND AIR-CONDITIONING ENGINEERS | ASHRAE | ASHRAE 169 | Climate Data for Building Design Standards | 2021
4233 | 08 52 00 | WOOD WINDOWS | 08/20, CHG 1: 02/22 | ASTM INTERNATIONAL | ASTM | ASTM D1784 | Standard Specification for Rigid Poly(Vinyl Chloride) (PVC) Compounds and Chlorinated Poly(Vinyl Chloride) (CPVC) Compounds | 2020
4234 | 08 52 00 | WOOD WINDOWS | 08/20, CHG 1: 02/22 | ASTM INTERNATIONAL | ASTM | ASTM D3656/D3656M | Standard Specification for Insect Screening and Louver Cloth Woven from Vinyl-Coated Glass Yarns | 2013
4235 | 08 52 00 | WOOD WINDOWS | 08/20, CHG 1: 02/22 | ASTM INTERNATIONAL | ASTM | ASTM D6330 | Standard Practice for Determination of Volatile Organic Compounds (Excluding Formaldehyde) Emissions from Wood-Based Panels Using Small Environmental Chambers Under Defined Test Conditions | 1998; R 2014
4236 | 08 52 00 | WOOD WINDOWS | 08/20, CHG 1: 02/22 | ASTM INTERNATIONAL | ASTM | ASTM E90 | Standard Test Method for Laboratory Measurement of Airborne Sound Transmission Loss of Building Partitions and Elements | 2023
4237 | 08 52 00 | WOOD WINDOWS | 08/20, CHG 1: 02/22 | ASTM INTERNATIONAL | ASTM | ASTM E413 | Classification for Rating Sound Insulation | 2022
4238 | 08 52 00 | WOOD WINDOWS | 08/20, CHG 1: 02/22 | ASTM INTERNATIONAL | ASTM | ASTM E1332 | Standard Classification for Rating Outdoor-Indoor Sound Attenuation | 2016
4239 | 08 52 00 | WOOD WINDOWS | 08/20, CHG 1: 02/22 | ASTM INTERNATIONAL | ASTM | ASTM E1886 | Standard Test Method for Performance of Exterior Windows, Curtain Walls, Doors, and Impact Protective Systems Impacted by Missile(s) and Exposed to Cyclic Pressure Differentials | 2019
4240 | 08 52 00 | WOOD WINDOWS | 08/20, CHG 1: 02/22 | ASTM INTERNATIONAL | ASTM | ASTM E1996 | Standard Specification for Performance of Exterior Windows, Curtain Walls, Doors, and Impact Protective Systems Impacted by Windborne Debris in Hurricanes | 2017
4241 | 08 52 00 | WOOD WINDOWS | 08/20, CHG 1: 02/22 | NATIONAL FENESTRATION RATING COUNCIL | NFRC | NFRC 100 | Procedure for Determining Fenestration Product U-Factors | 2020
4242 | 08 52 00 | WOOD WINDOWS | 08/20, CHG 1: 02/22 | NATIONAL FENESTRATION RATING COUNCIL | NFRC | NFRC 200 | Procedure for Determining Fenestration Product Solar Heat Gain Coefficient and Visible Transmittance at Normal Incidence | 2020
4243 | 08 52 00 | WOOD WINDOWS | 08/20, CHG 1: 02/22 | SCREEN MANUFACTURERS ASSOCIATION | SMA | SMA 1004 | Aluminum Tubular Frame Screens for Windows | 1987; R 1998
4244 | 08 52 00 | WOOD WINDOWS | 08/20, CHG 1: 02/22 | U.S. DEPARTMENT OF DEFENSE | DOD | UFC 4-010-01 | DoD Minimum Antiterrorism Standards for Buildings | 2018; with Change 3, 2024
4245 | 08 52 00 | WOOD WINDOWS | 08/20, CHG 1: 02/22 | U.S. DEPARTMENT OF ENERGY | DOE | Energy Star | Energy Star Energy Efficiency Labeling System (FEMP) | 1992; R 2006
4246 | 08 52 00 | WOOD WINDOWS | 08/20, CHG 1: 02/22 | WINDOW AND DOOR MANUFACTURERS ASSOCIATION | WDMA | WDMA I.S.4 | Preservative Treatment for Millwork | 2019
4247 | 08 53 00 | PLASTIC WINDOWS | 08/20, CHG 1: 02/22 | AMERICAN ARCHITECTURAL MANUFACTURERS ASSOCIATION | AAMA | AAMA 1503 | Voluntary Test Method for Thermal Transmittance and Condensation Resistance of Windows, Doors and Glazed Wall Sections | 2009
4248 | 08 53 00 | PLASTIC WINDOWS | 08/20, CHG 1: 02/22 | AMERICAN ARCHITECTURAL MANUFACTURERS ASSOCIATION | AAMA | AAMA/WDMA/CSA 101/I.S.2/A440 | North American Fenestration Standard/Specification for Windows, Doors, and Skylights | 2017
4249 | 08 53 00 | PLASTIC WINDOWS | 08/20, CHG 1: 02/22 | AMERICAN SOCIETY OF HEATING, REFRIGERATING AND AIR-CONDITIONING ENGINEERS | ASHRAE | ASHRAE 169 | Climate Data for Building Design Standards | 2021
4250 | 08 53 00 | PLASTIC WINDOWS | 08/20, CHG 1: 02/22 | ASTM INTERNATIONAL | ASTM | ASTM D3656/D3656M | Standard Specification for Insect Screening and Louver Cloth Woven from Vinyl-Coated Glass Yarns | 2013
4251 | 08 53 00 | PLASTIC WINDOWS | 08/20, CHG 1: 02/22 | NATIONAL FENESTRATION RATING COUNCIL | NFRC | NFRC 100 | Procedure for Determining Fenestration Product U-Factors | 2020
4252 | 08 53 00 | PLASTIC WINDOWS | 08/20, CHG 1: 02/22 | NATIONAL FENESTRATION RATING COUNCIL | NFRC | NFRC 200 | Procedure for Determining Fenestration Product Solar Heat Gain Coefficient and Visible Transmittance at Normal Incidence | 2020
4253 | 08 53 00 | PLASTIC WINDOWS | 08/20, CHG 1: 02/22 | U.S. DEPARTMENT OF DEFENSE | DOD | UFC 4-010-01 | DoD Minimum Antiterrorism Standards for Buildings | 2018; with Change 3, 2024
4254 | 08 53 00 | PLASTIC WINDOWS | 08/20, CHG 1: 02/22 | U.S. DEPARTMENT OF ENERGY | DOE | Energy Star | Energy Star Energy Efficiency Labeling System (FEMP) | 1992; R 2006
4255 | 08 56 46.10 20 | RADIO FREQUENCY SHIELDED ENCLOSURES, DEMOUNTABLE TYPE | 08/11, CHG 1: 02/22 | AIR MOVEMENT AND CONTROL ASSOCIATION INTERNATIONAL, INC. | AMCA | AMCA 210 | Laboratory Methods of Testing Fans for Aerodynamic Performance Rating | 2016
4256 | 08 56 46.10 20 | RADIO FREQUENCY SHIELDED ENCLOSURES, DEMOUNTABLE TYPE | 08/11, CHG 1: 02/22 | ASTM INTERNATIONAL | ASTM | ASTM A653/A653M | Standard Specification for Steel Sheet, Zinc-Coated (Galvanized) or Zinc-Iron Alloy-Coated (Galvannealed) by the Hot-Dip Process | 2023
4257 | 08 56 46.10 20 | RADIO FREQUENCY SHIELDED ENCLOSURES, DEMOUNTABLE TYPE | 08/11, CHG 1: 02/22 | ASTM INTERNATIONAL | ASTM | ASTM B194 | Standard Specification for Copper-Beryllium Alloy Plate, Sheet, Strip, and Rolled Bar | 2022
4258 | 08 56 46.10 20 | RADIO FREQUENCY SHIELDED ENCLOSURES, DEMOUNTABLE TYPE | 08/11, CHG 1: 02/22 | ASTM INTERNATIONAL | ASTM | ASTM E84 | Standard Test Method for Surface Burning Characteristics of Building Materials | 2023
4259 | 08 56 46.10 20 | RADIO FREQUENCY SHIELDED ENCLOSURES, DEMOUNTABLE TYPE | 08/11, CHG 1: 02/22 | ASTM INTERNATIONAL | ASTM | ASTM E90 | Standard Test Method for Laboratory Measurement of Airborne Sound Transmission Loss of Building Partitions and Elements | 2023
4260 | 08 56 46.10 20 | RADIO FREQUENCY SHIELDED ENCLOSURES, DEMOUNTABLE TYPE | 08/11, CHG 1: 02/22 | ASTM INTERNATIONAL | ASTM | ASTM F1066 | Standard Specification for Vinyl Composition Floor Tile | 2023
4261 | 08 56 46.10 20 | RADIO FREQUENCY SHIELDED ENCLOSURES, DEMOUNTABLE TYPE | 08/11, CHG 1: 02/22 | INSTITUTE OF ELECTRICAL AND ELECTRONICS ENGINEERS | IEEE | IEEE 299 | Standard Method for Measuring the Effectiveness of Electromagnetic Shielding Enclosures | 2006; R 2012
4262 | 08 56 46.10 20 | RADIO FREQUENCY SHIELDED ENCLOSURES, DEMOUNTABLE TYPE | 08/11, CHG 1: 02/22 | NATIONAL FIRE PROTECTION ASSOCIATION | NFPA | NFPA 70 | National Electrical Code | 2023
4263 | 08 56 46.10 20 | RADIO FREQUENCY SHIELDED ENCLOSURES, DEMOUNTABLE TYPE | 08/11, CHG 1: 02/22 | U.S. DEPARTMENT OF COMMERCE | DOC | DOC/NIST PS51 | Hardwood and Decorative Plywood | 1971
4264 | 08 56 46.10 20 | RADIO FREQUENCY SHIELDED ENCLOSURES, DEMOUNTABLE TYPE | 08/11, CHG 1: 02/22 | U.S. DEPARTMENT OF COMMERCE | DOC | DOC/NIST PS58 | Basic Hardboard (ANSI A135.4) | 1973
4265 | 08 56 46.10 20 | RADIO FREQUENCY SHIELDED ENCLOSURES, DEMOUNTABLE TYPE | 08/11, CHG 1: 02/22 | U.S. DEPARTMENT OF DEFENSE | DOD | MIL-PRF-15733 | Filters and Capacitors, Radio Frequency Interference, General Specification for | 2010; Rev J, Supp 1 2010; Notice 1 2015; Notice 2 2020
4266 | 08 56 46.10 20 | RADIO FREQUENCY SHIELDED ENCLOSURES, DEMOUNTABLE TYPE | 08/11, CHG 1: 02/22 | U.S. DEPARTMENT OF DEFENSE | DOD | MIL-STD-220 | Method of Insertion Loss Measurement | 2009; Rev C; Notice 1 2014; Notice 2 2019
4267 | 08 56 46.10 20 | RADIO FREQUENCY SHIELDED ENCLOSURES, DEMOUNTABLE TYPE | 08/11, CHG 1: 02/22 | U.S. DEPARTMENT OF DEFENSE | DOD | MIL-STD-461 | Requirements for the Control of Electromagnetic Interference Characteristics of Subsystems and Equipment | 2015; Rev G
4268 | 08 56 46.20 20 | RADIO FREQUENCY SHIELDED ENCLOSURES, WELDED TYPE | 08/11, CHG 2: 02/22 | AIR MOVEMENT AND CONTROL ASSOCIATION INTERNATIONAL, INC. | AMCA | AMCA 210 | Laboratory Methods of Testing Fans for Aerodynamic Performance Rating | 2016
4269 | 08 56 46.20 20 | RADIO FREQUENCY SHIELDED ENCLOSURES, WELDED TYPE | 08/11, CHG 2: 02/22 | AMERICAN INSTITUTE OF STEEL CONSTRUCTION | AISC | AISC 325 | Steel Construction Manual | 2017
4270 | 08 56 46.20 20 | RADIO FREQUENCY SHIELDED ENCLOSURES, WELDED TYPE | 08/11, CHG 2: 02/22 | AMERICAN WELDING SOCIETY | AWS | AWS D1.1/D1.1M | Structural Welding Code - Steel | 2020; Errata 1 2021
4271 | 08 56 46.20 20 | RADIO FREQUENCY SHIELDED ENCLOSURES, WELDED TYPE | 08/11, CHG 2: 02/22 | ASTM INTERNATIONAL | ASTM | ASTM A568/A568M | Standard Specification for Steel, Sheet, Carbon, Structural, and High-Strength, Low-Alloy, Hot-Rolled and Cold-Rolled, General Requirements for | 2019a
4272 | 08 56 46.20 20 | RADIO FREQUENCY SHIELDED ENCLOSURES, WELDED TYPE | 08/11, CHG 2: 02/22 | ASTM INTERNATIONAL | ASTM | ASTM A1008/A1008M | Standard Specification for Steel, Sheet, Cold-Rolled, Carbon, Structural, High-Strength Low-Alloy, High-Strength Low-Alloy with Improved Formability, Solution Hardened, and Bake Hardenable | 2024
4273 | 08 56 46.20 20 | RADIO FREQUENCY SHIELDED ENCLOSURES, WELDED TYPE | 08/11, CHG 2: 02/22 | ASTM INTERNATIONAL | ASTM | ASTM B194 | Standard Specification for Copper-Beryllium Alloy Plate, Sheet, Strip, and Rolled Bar | 2022
4274 | 08 56 46.20 20 | RADIO FREQUENCY SHIELDED ENCLOSURES, WELDED TYPE | 08/11, CHG 2: 02/22 | ASTM INTERNATIONAL | ASTM | ASTM E90 | Standard Test Method for Laboratory Measurement of Airborne Sound Transmission Loss of Building Partitions and Elements | 2023
4275 | 08 56 46.20 20 | RADIO FREQUENCY SHIELDED ENCLOSURES, WELDED TYPE | 08/11, CHG 2: 02/22 | ASTM INTERNATIONAL | ASTM | ASTM F1066 | Standard Specification for Vinyl Composition Floor Tile | 2023
4276 | 08 56 46.20 20 | RADIO FREQUENCY SHIELDED ENCLOSURES, WELDED TYPE | 08/11, CHG 2: 02/22 | INSTITUTE OF ELECTRICAL AND ELECTRONICS ENGINEERS | IEEE | IEEE 299 | Standard Method for Measuring the Effectiveness of Electromagnetic Shielding Enclosures | 2006; R 2012
4277 | 08 56 46.20 20 | RADIO FREQUENCY SHIELDED ENCLOSURES, WELDED TYPE | 08/11, CHG 2: 02/22 | NATIONAL FIRE PROTECTION ASSOCIATION | NFPA | NFPA 70 | National Electrical Code | 2023
4278 | 08 56 46.20 20 | RADIO FREQUENCY SHIELDED ENCLOSURES, WELDED TYPE | 08/11, CHG 2: 02/22 | U.S. DEPARTMENT OF DEFENSE | DOD | MIL-PRF-15733 | Filters and Capacitors, Radio Frequency Interference, General Specification for | 2010; Rev J, Supp 1 2010; Notice 1 2015; Notice 2 2020
4279 | 08 56 46.20 20 | RADIO FREQUENCY SHIELDED ENCLOSURES, WELDED TYPE | 08/11, CHG 2: 02/22 | U.S. DEPARTMENT OF DEFENSE | DOD | MIL-STD-220 | Method of Insertion Loss Measurement | 2009; Rev C; Notice 1 2014; Notice 2 2019
4280 | 08 56 46.20 20 | RADIO FREQUENCY SHIELDED ENCLOSURES, WELDED TYPE | 08/11, CHG 2: 02/22 | U.S. DEPARTMENT OF DEFENSE | DOD | MIL-STD-461 | Requirements for the Control of Electromagnetic Interference Characteristics of Subsystems and Equipment | 2015; Rev G
4281 | 08 56 53 | BLAST RESISTANT TEMPERED GLASS WINDOWS | 08/20, CHG 1: 08/24 | ALUMINUM ASSOCIATION | AA | AA DAF45 | Designation System for Aluminum Finishes | 2003; Reaffirmed 2009
4282 | 08 56 53 | BLAST RESISTANT TEMPERED GLASS WINDOWS | 08/20, CHG 1: 08/24 | AMERICAN ARCHITECTURAL MANUFACTURERS ASSOCIATION | AAMA | AAMA 611 | Voluntary Specification for Anodized Architectural Aluminum | 2014
4283 | 08 56 53 | BLAST RESISTANT TEMPERED GLASS WINDOWS | 08/20, CHG 1: 08/24 | AMERICAN ARCHITECTURAL MANUFACTURERS ASSOCIATION | AAMA | AAMA 2603 | Voluntary Specification, Performance Requirements and Test Procedures for Pigmented Organic Coatings on Aluminum Extrusions and Panels | 2020
4284 | 08 56 53 | BLAST RESISTANT TEMPERED GLASS WINDOWS | 08/20, CHG 1: 08/24 | AMERICAN ARCHITECTURAL MANUFACTURERS ASSOCIATION | AAMA | AAMA 2605 | Voluntary Specification, Performance Requirements and Test Procedures for Superior Performing Organic Coatings on Aluminum Extrusions and Panels | 2020
4285 | 08 56 53 | BLAST RESISTANT TEMPERED GLASS WINDOWS | 08/20, CHG 1: 08/24 | AMERICAN ARCHITECTURAL MANUFACTURERS ASSOCIATION | AAMA | AAMA WSG.1 | Window Selection Guide | 1995
4286 | 08 56 53 | BLAST RESISTANT TEMPERED GLASS WINDOWS | 08/20, CHG 1: 08/24 | AMERICAN ARCHITECTURAL MANUFACTURERS ASSOCIATION | AAMA | AAMA/WDMA/CSA 101/I.S.2/A440 | North American Fenestration Standard/Specification for Windows, Doors, and Skylights | 2017
4287 | 08 56 53 | BLAST RESISTANT TEMPERED GLASS WINDOWS | 08/20, CHG 1: 08/24 | AMERICAN NATIONAL STANDARDS INSTITUTE | ANSI | ANSI Z97.1 | Safety Glazing Materials Used in Buildings - Safety Performance Specifications and Methods of Test | 2015
4288 | 08 56 53 | BLAST RESISTANT TEMPERED GLASS WINDOWS | 08/20, CHG 1: 08/24 | AMERICAN SOCIETY OF HEATING, REFRIGERATING AND AIR-CONDITIONING ENGINEERS | ASHRAE | ASHRAE 169 | Climate Data for Building Design Standards | 2021
4289 | 08 56 53 | BLAST RESISTANT TEMPERED GLASS WINDOWS | 08/20, CHG 1: 08/24 | ASTM INTERNATIONAL | ASTM | ASTM C509 | Standard Specification for Elastomeric Cellular Preformed Gasket and Sealing Material | 2006; R 2021
4290 | 08 56 53 | BLAST RESISTANT TEMPERED GLASS WINDOWS | 08/20, CHG 1: 08/24 | ASTM INTERNATIONAL | ASTM | ASTM C920 | Standard Specification for Elastomeric Joint Sealants | 2018
4291 | 08 56 53 | BLAST RESISTANT TEMPERED GLASS WINDOWS | 08/20, CHG 1: 08/24 | ASTM INTERNATIONAL | ASTM | ASTM C1048 | Standard Specification for Heat-Strengthened and Fully Tempered Flat Glass | 2018
4292 | 08 56 53 | BLAST RESISTANT TEMPERED GLASS WINDOWS | 08/20, CHG 1: 08/24 | ASTM INTERNATIONAL | ASTM | ASTM E1300 | Standard Practice for Determining Load Resistance of Glass in Buildings | 2024
4293 | 08 56 53 | BLAST RESISTANT TEMPERED GLASS WINDOWS | 08/20, CHG 1: 08/24 | ASTM INTERNATIONAL | ASTM | ASTM E1886 | Standard Test Method for Performance of Exterior Windows, Curtain Walls, Doors, and Impact Protective Systems Impacted by Missile(s) and Exposed to Cyclic Pressure Differentials | 2019
4294 | 08 56 53 | BLAST RESISTANT TEMPERED GLASS WINDOWS | 08/20, CHG 1: 08/24 | ASTM INTERNATIONAL | ASTM | ASTM E1996 | Standard Specification for Performance of Exterior Windows, Curtain Walls, Doors, and Impact Protective Systems Impacted by Windborne Debris in Hurricanes | 2017
4295 | 08 56 53 | BLAST RESISTANT TEMPERED GLASS WINDOWS | 08/20, CHG 1: 08/24 | ASTM INTERNATIONAL | ASTM | ASTM F1642/F1642M | Standard Test Method for Glazing and Glazing Systems Subject to Airblast Loadings | 2017
4296 | 08 56 53 | BLAST RESISTANT TEMPERED GLASS WINDOWS | 08/20, CHG 1: 08/24 | ASTM INTERNATIONAL | ASTM | ASTM F2248 | Standard Practice for Specifying an Equivalent 3-Second Duration Design Loading for Blast Resistant Glazing Fabricated with Laminated Glass | 2012
4297 | 08 56 53 | BLAST RESISTANT TEMPERED GLASS WINDOWS | 08/20, CHG 1: 08/24 | ASTM INTERNATIONAL | ASTM | ASTM F2912 | Standard Specification for Glazing and Glazing Systems Subject to Airblast Loadings | 2017
4298 | 08 56 53 | BLAST RESISTANT TEMPERED GLASS WINDOWS | 08/20, CHG 1: 08/24 | GLASS ASSOCIATION OF NORTH AMERICA | GANA | GANA Glazing Manual | Glazing Manual | 2008
4299 | 08 56 53 | BLAST RESISTANT TEMPERED GLASS WINDOWS | 08/20, CHG 1: 08/24 | NATIONAL FENESTRATION RATING COUNCIL | NFRC | NFRC 100 | Procedure for Determining Fenestration Product U-Factors | 2020
4300 | 08 56 53 | BLAST RESISTANT TEMPERED GLASS WINDOWS | 08/20, CHG 1: 08/24 | NATIONAL FENESTRATION RATING COUNCIL | NFRC | NFRC 200 | Procedure for Determining Fenestration Product Solar Heat Gain Coefficient and Visible Transmittance at Normal Incidence | 2020
4301 | 08 56 53 | BLAST RESISTANT TEMPERED GLASS WINDOWS | 08/20, CHG 1: 08/24 | PASSIVE HOUSE INSTITUTE - US | PHIUS | PHIUS Certified | Certified Data Program for Window Performance
4302 | 08 56 53 | BLAST RESISTANT TEMPERED GLASS WINDOWS | 08/20, CHG 1: 08/24 | PASSIVE HOUSE INSTITUTE INTERNATIONAL | PHI | Passivhaus Certified | Certification of Passive House Suitable Components | 2012
4303 | 08 56 53 | BLAST RESISTANT TEMPERED GLASS WINDOWS | 08/20, CHG 1: 08/24 | PASSIVE HOUSE INSTITUTE INTERNATIONAL | PHI | Passivhaus Criteria | Certification Criteria for Certified Passive House Glazings and Transparent Components | 2012
4304 | 08 56 53 | BLAST RESISTANT TEMPERED GLASS WINDOWS | 08/20, CHG 1: 08/24 | U.S. DEPARTMENT OF DEFENSE | DOD | UFC 4-010-01 | DoD Minimum Antiterrorism Standards for Buildings | 2018; with Change 3, 2024
4305 | 08 56 53 | BLAST RESISTANT TEMPERED GLASS WINDOWS | 08/20, CHG 1: 08/24 | U.S. DEPARTMENT OF ENERGY | DOE | Energy Star | Energy Star Energy Efficiency Labeling System (FEMP) | 1992; R 2006
4306 | 08 56 63 | DETENTION AND SECURITY WINDOWS | 04/06 | AMERICAN SOCIETY OF MECHANICAL ENGINEERS | ASME | ASME B18.6.3 | Machine Screws, Tapping Screws, and Metallic Drive Screws (Inch Series) | 2024
4307 | 08 56 63 | DETENTION AND SECURITY WINDOWS | 04/06 | ASTM INTERNATIONAL | ASTM | ASTM A90/A90M | Standard Test Method for Weight [Mass] of Coating on Iron and Steel Articles with Zinc or Zinc-Alloy Coatings | 2021
4308 | 08 56 63 | DETENTION AND SECURITY WINDOWS | 04/06 | ASTM INTERNATIONAL | ASTM | ASTM A123/A123M | Standard Specification for Zinc (Hot-Dip Galvanized) Coatings on Iron and Steel Products | 2017
4309 | 08 56 63 | DETENTION AND SECURITY WINDOWS | 04/06 | ASTM INTERNATIONAL | ASTM | ASTM A153/A153M | Standard Specification for Zinc Coating (Hot-Dip) on Iron and Steel Hardware | 2023
4310 | 08 56 63 | DETENTION AND SECURITY WINDOWS | 04/06 | ASTM INTERNATIONAL | ASTM | ASTM A167 | Standard Specification for Stainless and Heat-Resisting Chromium-Nickel Steel Plate, Sheet, and Strip | 2011
4311 | 08 56 63 | DETENTION AND SECURITY WINDOWS | 04/06 | ASTM INTERNATIONAL | ASTM | ASTM A239 | Standard Practice for Locating the Thinnest Spot in a Zinc (Galvanized) Coating on Iron or Steel Articles | 2021
4312 | 08 56 63 | DETENTION AND SECURITY WINDOWS | 04/06 | ASTM INTERNATIONAL | ASTM | ASTM A627 | Standard Specification for Tool-Resisting Steel Bars, Flats, and Shapes for Detention and Correctional Facilities | 2003; R 2011
4313 | 08 56 63 | DETENTION AND SECURITY WINDOWS | 04/06 | ASTM INTERNATIONAL | ASTM | ASTM A653/A653M | Standard Specification for Steel Sheet, Zinc-Coated (Galvanized) or Zinc-Iron Alloy-Coated (Galvannealed) by the Hot-Dip Process | 2023
4314 | 08 56 63 | DETENTION AND SECURITY WINDOWS | 04/06 | ASTM INTERNATIONAL | ASTM | ASTM A1011/A1011M | Standard Specification for Steel Sheet and Strip, Hot-Rolled, Carbon, Structural, High-Strength Low-Alloy, High-Strength Low-Alloy with Improved Formability, and Ultra-High Strength | 2023
4315 | 08 56 63 | DETENTION AND SECURITY WINDOWS | 04/06 | ASTM INTERNATIONAL | ASTM | ASTM B766 | Standard Specification for Electrodeposited Coatings of Cadmium | 2023
4316 | 08 56 63 | DETENTION AND SECURITY WINDOWS | 04/06 | ASTM INTERNATIONAL | ASTM | ASTM E283 | Standard Test Method for Determining the Rate of Air Leakage Through Exterior Windows, Curtain Walls, and Doors Under Specified Pressure Differences Across the Specimen | 2019
4317 | 08 56 63 | DETENTION AND SECURITY WINDOWS | 04/06 | ASTM INTERNATIONAL | ASTM | ASTM E330/E330M | Standard Test Method for Structural Performance of Exterior Windows, Doors, Skylights and Curtain Walls by Uniform Static Air Pressure Difference | 2014; R 2021
4318 | 08 56 63 | DETENTION AND SECURITY WINDOWS | 04/06 | ASTM INTERNATIONAL | ASTM | ASTM E331 | Standard Test Method for Water Penetration of Exterior Windows, Skylights, Doors, and Curtain Walls by Uniform Static Air Pressure Difference | 2000; R 2023
4319 | 08 56 63 | DETENTION AND SECURITY WINDOWS | 04/06 | STEEL WINDOW INSTITUTE | SWI | SWI AGSW | Architect's Guide to Steel Windows | 2002
4320 | 08 60 45 | [SKYLIGHTS][ AND ][TRANSLUCENT PANELS] | 08/20 | ALUMINUM ASSOCIATION | AA | AA DAF45 | Designation System for Aluminum Finishes | 2003; Reaffirmed 2009
4321 | 08 60 45 | [SKYLIGHTS][ AND ][TRANSLUCENT PANELS] | 08/20 | AMERICAN ARCHITECTURAL MANUFACTURERS ASSOCIATION | AAMA | AAMA 611 | Voluntary Specification for Anodized Architectural Aluminum | 2014
4322 | 08 60 45 | [SKYLIGHTS][ AND ][TRANSLUCENT PANELS] | 08/20 | AMERICAN ARCHITECTURAL MANUFACTURERS ASSOCIATION | AAMA | AAMA 2603 | Voluntary Specification, Performance Requirements and Test Procedures for Pigmented Organic Coatings on Aluminum Extrusions and Panels | 2020
4323 | 08 60 45 | [SKYLIGHTS][ AND ][TRANSLUCENT PANELS] | 08/20 | AMERICAN ARCHITECTURAL MANUFACTURERS ASSOCIATION | AAMA | AAMA 2605 | Voluntary Specification, Performance Requirements and Test Procedures for Superior Performing Organic Coatings on Aluminum Extrusions and Panels | 2020
4324 | 08 60 45 | [SKYLIGHTS][ AND ][TRANSLUCENT PANELS] | 08/20 | AMERICAN ARCHITECTURAL MANUFACTURERS ASSOCIATION | AAMA | AAMA/WDMA/CSA 101/I.S.2/A440 | North American Fenestration Standard/Specification for Windows, Doors, and Skylights | 2017
4325 | 08 60 45 | [SKYLIGHTS][ AND ][TRANSLUCENT PANELS] | 08/20 | ASTM INTERNATIONAL | ASTM | ASTM C297/C297M | Flatwise Tensile Strength of Sandwich Constructions | 2016
4326 | 08 60 45 | [SKYLIGHTS][ AND ][TRANSLUCENT PANELS] | 08/20 | ASTM INTERNATIONAL | ASTM | ASTM D572 | Rubber Deterioration by Heat and Oxygen | 2004; R 2019
4327 | 08 60 45 | [SKYLIGHTS][ AND ][TRANSLUCENT PANELS] | 08/20 | ASTM INTERNATIONAL | ASTM | ASTM D635 | Standard Test Method for Rate of Burning and/or Extent and Time of Burning of Plastics in a Horizontal Position | 2018
4328 | 08 60 45 | [SKYLIGHTS][ AND ][TRANSLUCENT PANELS] | 08/20 | ASTM INTERNATIONAL | ASTM | ASTM D1002 | Apparent Shear Strength of Single-Lap-Joint Adhesively Bonded Metal Specimens by Tension Loading (Metal-to-Metal) | 2010; R 2019
4329 | 08 60 45 | [SKYLIGHTS][ AND ][TRANSLUCENT PANELS] | 08/20 | ASTM INTERNATIONAL | ASTM | ASTM D1003 | Haze and Luminous Transmittance of Transparent Plastics | 2013
4330 | 08 60 45 | [SKYLIGHTS][ AND ][TRANSLUCENT PANELS] | 08/20 | ASTM INTERNATIONAL | ASTM | ASTM D1037 | Standard Test Methods for Evaluating Properties of Wood-Base Fiber and Particle Panel Materials | 2012; R 2020
4331 | 08 60 45 | [SKYLIGHTS][ AND ][TRANSLUCENT PANELS] | 08/20 | ASTM INTERNATIONAL | ASTM | ASTM D1929 | Standard Test Method for Determining Ignition Temperature of Plastics | 2020
4332 | 08 60 45 | [SKYLIGHTS][ AND ][TRANSLUCENT PANELS] | 08/20 | ASTM INTERNATIONAL | ASTM | ASTM D2244 | Standard Practice for Calculation of Color Tolerances and Color Differences from Instrumentally Measured Color Coordinates | 2021
4333 | 08 60 45 | [SKYLIGHTS][ AND ][TRANSLUCENT PANELS] | 08/20 | ASTM INTERNATIONAL | ASTM | ASTM D2843 | Standard Test Method for Density of Smoke from the Burning or Decomposition of Plastics | 2019
4334 | 08 60 45 | [SKYLIGHTS][ AND ][TRANSLUCENT PANELS] | 08/20 | ASTM INTERNATIONAL | ASTM | ASTM D3841 | Standard Specification for Glass Fiber-Reinforced Polyester Plastic Panels | 2016
4335 | 08 60 45 | [SKYLIGHTS][ AND ][TRANSLUCENT PANELS] | 08/20 | ASTM INTERNATIONAL | ASTM | ASTM E72 | Conducting Strength Tests of Panels for Building Construction | 2022
4336 | 08 60 45 | [SKYLIGHTS][ AND ][TRANSLUCENT PANELS] | 08/20 | ASTM INTERNATIONAL | ASTM | ASTM E84 | Standard Test Method for Surface Burning Characteristics of Building Materials | 2023
4337 | 08 60 45 | [SKYLIGHTS][ AND ][TRANSLUCENT PANELS] | 08/20 | ASTM INTERNATIONAL | ASTM | ASTM E108 | Standard Test Methods for Fire Tests of Roof Coverings | 2020a
4338 | 08 60 45 | [SKYLIGHTS][ AND ][TRANSLUCENT PANELS] | 08/20 | ASTM INTERNATIONAL | ASTM | ASTM E283 | Standard Test Method for Determining the Rate of Air Leakage Through Exterior Windows, Curtain Walls, and Doors Under Specified Pressure Differences Across the Specimen | 2019
4339 | 08 60 45 | [SKYLIGHTS][ AND ][TRANSLUCENT PANELS] | 08/20 | ASTM INTERNATIONAL | ASTM | ASTM E330/E330M | Standard Test Method for Structural Performance of Exterior Windows, Doors, Skylights and Curtain Walls by Uniform Static Air Pressure Difference | 2014; R 2021
4340 | 08 60 45 | [SKYLIGHTS][ AND ][TRANSLUCENT PANELS] | 08/20 | ASTM INTERNATIONAL | ASTM | ASTM E331 | Standard Test Method for Water Penetration of Exterior Windows, Skylights, Doors, and Curtain Walls by Uniform Static Air Pressure Difference | 2000; R 2023
4341 | 08 60 45 | [SKYLIGHTS][ AND ][TRANSLUCENT PANELS] | 08/20 | ASTM INTERNATIONAL | ASTM | ASTM E661 | Standard Test Method for Performance of Wood and Wood-Based Floor and Roof Sheathing Under Concentrated Static and Impact Loads | 2022
4342 | 08 60 45 | [SKYLIGHTS][ AND ][TRANSLUCENT PANELS] | 08/20 | ASTM INTERNATIONAL | ASTM | ASTM E695 | Standard Test Method of Measuring Relative Resistance of Wall, Floor, and Roof Construction to Impact Loading | 2022
4343 | 08 60 45 | [SKYLIGHTS][ AND ][TRANSLUCENT PANELS] | 08/20 | ICC EVALUATION SERVICE, INC. | ICC-ES | ICC-ES AC04 | Acceptance Criteria for Sandwich Panels | 2012; R 2015
4344 | 08 60 45 | [SKYLIGHTS][ AND ][TRANSLUCENT PANELS] | 08/20 | INTERNATIONAL CODE COUNCIL | ICC | ICC IBC | International Building Code | 2024
4345 | 08 60 45 | [SKYLIGHTS][ AND ][TRANSLUCENT PANELS] | 08/20 | NATIONAL FENESTRATION RATING COUNCIL | NFRC | NFRC 100 | Procedure for Determining Fenestration Product U-Factors | 2020
4346 | 08 60 45 | [SKYLIGHTS][ AND ][TRANSLUCENT PANELS] | 08/20 | NATIONAL FENESTRATION RATING COUNCIL | NFRC | NFRC 200 | Procedure for Determining Fenestration Product Solar Heat Gain Coefficient and Visible Transmittance at Normal Incidence | 2020
4347 | 08 60 45 | [SKYLIGHTS][ AND ][TRANSLUCENT PANELS] | 08/20 | U.S. DEPARTMENT OF DEFENSE | DOD | UFC 4-010-01 | DoD Minimum Antiterrorism Standards for Buildings | 2018; with Change 3, 2024
4348 | 08 60 45 | [SKYLIGHTS][ AND ][TRANSLUCENT PANELS] | 08/20 | U.S. NATIONAL ARCHIVES AND RECORDS ADMINISTRATION | NARA | 29 CFR 1910.23 | Ladders | Nov 2016
4349 | 08 60 45 | [SKYLIGHTS][ AND ][TRANSLUCENT PANELS] | 08/20 | UNDERWRITERS LABORATORIES | UL | UL 972 | UL Standard for Safety Burglary Resisting Glazing Material Type | 2006; Reprint Nov 2020
4350 | 08 71 00 | DOOR HARDWARE | 02/16, CHG 4: 02/22 | ASTM INTERNATIONAL | ASTM | ASTM E283 | Standard Test Method for Determining the Rate of Air Leakage Through Exterior Windows, Curtain Walls, and Doors Under Specified Pressure Differences Across the Specimen | 2019
4351 | 08 71 00 | DOOR HARDWARE | 02/16, CHG 4: 02/22 | ASTM INTERNATIONAL | ASTM | ASTM F883 | Standard Performance Specification for Padlocks | 2013; R 2022
4352 | 08 71 00 | DOOR HARDWARE | 02/16, CHG 4: 02/22 | BUILDERS HARDWARE MANUFACTURERS ASSOCIATION | BHMA | ANSI/BHMA A156.1 | Butts and Hinges | 2021
4353 | 08 71 00 | DOOR HARDWARE | 02/16, CHG 4: 02/22 | BUILDERS HARDWARE MANUFACTURERS ASSOCIATION | BHMA | ANSI/BHMA A156.2 | Bored and Preassembled Locks and Latches | 2022
4354 | 08 71 00 | DOOR HARDWARE | 02/16, CHG 4: 02/22 | BUILDERS HARDWARE MANUFACTURERS ASSOCIATION | BHMA | ANSI/BHMA A156.3 | Exit Devices | 2020
4355 | 08 71 00 | DOOR HARDWARE | 02/16, CHG 4: 02/22 | BUILDERS HARDWARE MANUFACTURERS ASSOCIATION | BHMA | ANSI/BHMA A156.4 | Door Controls - Closers | 2024
4356 | 08 71 00 | DOOR HARDWARE | 02/16, CHG 4: 02/22 | BUILDERS HARDWARE MANUFACTURERS ASSOCIATION | BHMA | ANSI/BHMA A156.5 | Cylinder and Input Devices for Locks | 2020
4357 | 08 71 00 | DOOR HARDWARE | 02/16, CHG 4: 02/22 | BUILDERS HARDWARE MANUFACTURERS ASSOCIATION | BHMA | ANSI/BHMA A156.6 | Architectural Door Trim | 2021
4358 | 08 71 00 | DOOR HARDWARE | 02/16, CHG 4: 02/22 | BUILDERS HARDWARE MANUFACTURERS ASSOCIATION | BHMA | ANSI/BHMA A156.7 | Template Hinge Dimensions | 2016
4359 | 08 71 00 | DOOR HARDWARE | 02/16, CHG 4: 02/22 | BUILDERS HARDWARE MANUFACTURERS ASSOCIATION | BHMA | ANSI/BHMA A156.8 | Door Controls - Overhead Stops and Holders | 2021
4360 | 08 71 00 | DOOR HARDWARE | 02/16, CHG 4: 02/22 | BUILDERS HARDWARE MANUFACTURERS ASSOCIATION | BHMA | ANSI/BHMA A156.10 | Power Operated Pedestrian Doors | 2024
4361 | 08 71 00 | DOOR HARDWARE | 02/16, CHG 4: 02/22 | BUILDERS HARDWARE MANUFACTURERS ASSOCIATION | BHMA | ANSI/BHMA A156.12 | Interconnected Locks & Latches | 2022
4362 | 08 71 00 | DOOR HARDWARE | 02/16, CHG 4: 02/22 | BUILDERS HARDWARE MANUFACTURERS ASSOCIATION | BHMA | ANSI/BHMA A156.13 | Mortise Locks & Latches Series 1000 | 2022
4363 | 08 71 00 | DOOR HARDWARE | 02/16, CHG 4: 02/22 | BUILDERS HARDWARE MANUFACTURERS ASSOCIATION | BHMA | ANSI/BHMA A156.14 | Sliding and Folding Door Hardware | 2013
4364 | 08 71 00 | DOOR HARDWARE | 02/16, CHG 4: 02/22 | BUILDERS HARDWARE MANUFACTURERS ASSOCIATION | BHMA | ANSI/BHMA A156.15 | Release Devices Closer Holder, Electromagnetic and Electromechanical | 2021
4365 | 08 71 00 | DOOR HARDWARE | 02/16, CHG 4: 02/22 | BUILDERS HARDWARE MANUFACTURERS ASSOCIATION | BHMA | ANSI/BHMA A156.16 | Auxiliary Hardware | 2023
4366 | 08 71 00 | DOOR HARDWARE | 02/16, CHG 4: 02/22 | BUILDERS HARDWARE MANUFACTURERS ASSOCIATION | BHMA | ANSI/BHMA A156.17 | Self Closing Hinges & Pivots | 2019
4367 | 08 71 00 | DOOR HARDWARE | 02/16, CHG 4: 02/22 | BUILDERS HARDWARE MANUFACTURERS ASSOCIATION | BHMA | ANSI/BHMA A156.18 | Materials and Finishes | 2020
4368 | 08 71 00 | DOOR HARDWARE | 02/16, CHG 4: 02/22 | BUILDERS HARDWARE MANUFACTURERS ASSOCIATION | BHMA | ANSI/BHMA A156.19 | Power Assist & Low Energy Power Operated Doors | 2013
4369 | 08 71 00 | DOOR HARDWARE | 02/16, CHG 4: 02/22 | BUILDERS HARDWARE MANUFACTURERS ASSOCIATION | BHMA | ANSI/BHMA A156.21 | Thresholds | 2019
4370 | 08 71 00 | DOOR HARDWARE | 02/16, CHG 4: 02/22 | BUILDERS HARDWARE MANUFACTURERS ASSOCIATION | BHMA | ANSI/BHMA A156.22 | Gasketing | 2021
4371 | 08 71 00 | DOOR HARDWARE | 02/16, CHG 4: 02/22 | BUILDERS HARDWARE MANUFACTURERS ASSOCIATION | BHMA | ANSI/BHMA A156.23 | Electromagnetic Locks | 2010
4372 | 08 71 00 | DOOR HARDWARE | 02/16, CHG 4: 02/22 | BUILDERS HARDWARE MANUFACTURERS ASSOCIATION | BHMA | ANSI/BHMA A156.24 | Delayed Egress Locking Systems | 2012
4373 | 08 71 00 | DOOR HARDWARE | 02/16, CHG 4: 02/22 | BUILDERS HARDWARE MANUFACTURERS ASSOCIATION | BHMA | ANSI/BHMA A156.25 | Electrified Locking Devices | 2013
4374 | 08 71 00 | DOOR HARDWARE | 02/16, CHG 4: 02/22 | BUILDERS HARDWARE MANUFACTURERS ASSOCIATION | BHMA | ANSI/BHMA A156.26 | Continuous Hinges | 2012
4375 | 08 71 00 | DOOR HARDWARE | 02/16, CHG 4: 02/22 | BUILDERS HARDWARE MANUFACTURERS ASSOCIATION | BHMA | ANSI/BHMA A156.27 | Power and Manual Operated Revolving Pedestrian Doors | 2011
4376 | 08 71 00 | DOOR HARDWARE | 02/16, CHG 4: 02/22 | BUILDERS HARDWARE MANUFACTURERS ASSOCIATION | BHMA | ANSI/BHMA A156.29 | Exit Locks, Exit Alarms, Alarms for Exit Devices | 2012
4377 | 08 71 00 | DOOR HARDWARE | 02/16, CHG 4: 02/22 | BUILDERS HARDWARE MANUFACTURERS ASSOCIATION | BHMA | ANSI/BHMA A156.30 | High Security Cylinders | 2014
4378 | 08 71 00 | DOOR HARDWARE | 02/16, CHG 4: 02/22 | BUILDERS HARDWARE MANUFACTURERS ASSOCIATION | BHMA | ANSI/BHMA A156.31 | Electric Strikes and Frame Mounted Actuators | 2013
4379 | 08 71 00 | DOOR HARDWARE | 02/16, CHG 4: 02/22 | BUILDERS HARDWARE MANUFACTURERS ASSOCIATION | BHMA | ANSI/BHMA A156.36 | Auxiliary Locks | 2010
4380 | 08 71 00 | DOOR HARDWARE | 02/16, CHG 4: 02/22 | NATIONAL FIRE PROTECTION ASSOCIATION | NFPA | NFPA 70 | National Electrical Code | 2023
4381 | 08 71 00 | DOOR HARDWARE | 02/16, CHG 4: 02/22 | NATIONAL FIRE PROTECTION ASSOCIATION | NFPA | NFPA 72 | National Fire Alarm and Signaling Code | 2022; ERTA 22-1
4382 | 08 71 00 | DOOR HARDWARE | 02/16, CHG 4: 02/22 | NATIONAL FIRE PROTECTION ASSOCIATION | NFPA | NFPA 80 | Standard for Fire Doors and Other Opening Protectives | 2022
4383 | 08 71 00 | DOOR HARDWARE | 02/16, CHG 4: 02/22 | NATIONAL FIRE PROTECTION ASSOCIATION | NFPA | NFPA 101 | Life Safety Code | 2024
4384 | 08 71 00 | DOOR HARDWARE | 02/16, CHG 4: 02/22 | NATIONAL FIRE PROTECTION ASSOCIATION | NFPA | NFPA 252 | Standard Methods of Fire Tests of Door Assemblies | 2022
4385 | 08 71 00 | DOOR HARDWARE | 02/16, CHG 4: 02/22 | STEEL DOOR INSTITUTE | SDI/DOOR | SDI/DOOR A250.8 | Specifications for Standard Steel Doors and Frames | 2023
4386 | 08 71 00 | DOOR HARDWARE | 02/16, CHG 4: 02/22 | U.S. NATIONAL ARCHIVES AND RECORDS ADMINISTRATION | NARA | 36 CFR 1191 | Americans with Disabilities Act (ADA) Accessibility Guidelines for Buildings and Facilities; Architectural Barriers Act (ABA) Accessibility Guidelines
4387 | 08 71 00 | DOOR HARDWARE | 02/16, CHG 4: 02/22 | UNDERWRITERS LABORATORIES | UL | UL 14C | UL Standard for Safety Swinging Hardware for Standard Tin-Clad Fire Doors Mounted Singly and in Pairs | 2006; Reprint Oct 2021
4388 | 08 71 00 | DOOR HARDWARE | 02/16, CHG 4: 02/22 | UNDERWRITERS LABORATORIES | UL | UL Bld Mat Dir | Building Materials Directory | updated continuously online
4389 | 08 71 63.10 | ELECTRICAL LOCKING CONTROL FOR BRIGS | 11/22 | INSTITUTE OF ELECTRICAL AND ELECTRONICS ENGINEERS | IEEE | IEEE C37.90.1 | Standard for Surge Withstand Capability (SWC) Tests for Relays and Relay Systems Associated with Electric Power Apparatus | 2013
4390 | 08 71 63.10 | ELECTRICAL LOCKING CONTROL FOR BRIGS | 11/22 | NATIONAL ELECTRICAL MANUFACTURERS ASSOCIATION | NEMA | NEMA ICS 1 | Standard for Industrial Control and Systems: General Requirements | 2022
4391 | 08 71 63.10 | ELECTRICAL LOCKING CONTROL FOR BRIGS | 11/22 | NATIONAL FIRE PROTECTION ASSOCIATION | NFPA | NFPA 70 | National Electrical Code | 2023
4392 | 08 71 63 | DETENTION HARDWARE | 08/24 | BUILDERS HARDWARE MANUFACTURERS ASSOCIATION | BHMA | ANSI/BHMA A156.1 | Butts and Hinges | 2021
4393 | 08 71 63 | DETENTION HARDWARE | 08/24 | BUILDERS HARDWARE MANUFACTURERS ASSOCIATION | BHMA | ANSI/BHMA A156.4 | Door Controls - Closers | 2024
4394 | 08 71 63 | DETENTION HARDWARE | 08/24 | BUILDERS HARDWARE MANUFACTURERS ASSOCIATION | BHMA | ANSI/BHMA A156.5 | Cylinder and Input Devices for Locks | 2020
4395 | 08 71 63 | DETENTION HARDWARE | 08/24 | BUILDERS HARDWARE MANUFACTURERS ASSOCIATION | BHMA | ANSI/BHMA A156.6 | Architectural Door Trim | 2021
4396 | 08 71 63 | DETENTION HARDWARE | 08/24 | BUILDERS HARDWARE MANUFACTURERS ASSOCIATION | BHMA | ANSI/BHMA A156.7 | Template Hinge Dimensions | 2016
4397 | 08 71 63 | DETENTION HARDWARE | 08/24 | BUILDERS HARDWARE MANUFACTURERS ASSOCIATION | BHMA | ANSI/BHMA A156.8 | Door Controls - Overhead Stops and Holders | 2021
4398 | 08 71 63 | DETENTION HARDWARE | 08/24 | BUILDERS HARDWARE MANUFACTURERS ASSOCIATION | BHMA | ANSI/BHMA A156.16 | Auxiliary Hardware | 2023
4399 | 08 71 63 | DETENTION HARDWARE | 08/24 | BUILDERS HARDWARE MANUFACTURERS ASSOCIATION | BHMA | ANSI/BHMA A156.18 | Materials and Finishes | 2020
4400 | 08 71 63 | DETENTION HARDWARE | 08/24 | NATIONAL FIRE PROTECTION ASSOCIATION | NFPA | NFPA 70 | National Electrical Code | 2023
4401 | 08 71 63 | DETENTION HARDWARE | 08/24 | NATIONAL FIRE PROTECTION ASSOCIATION | NFPA | NFPA 72 | National Fire Alarm and Signaling Code | 2022; ERTA 22-1
4402 | 08 71 63 | DETENTION HARDWARE | 08/24 | NATIONAL FIRE PROTECTION ASSOCIATION | NFPA | NFPA 80 | Standard for Fire Doors and Other Opening Protectives | 2022
4403 | 08 71 63 | DETENTION HARDWARE | 08/24 | NATIONAL FIRE PROTECTION ASSOCIATION | NFPA | NFPA 101 | Life Safety Code | 2024
4404 | 08 71 63 | DETENTION HARDWARE | 08/24 | NATIONAL FIRE PROTECTION ASSOCIATION | NFPA | NFPA 252 | Standard Methods of Fire Tests of Door Assemblies | 2022
4405 | 08 71 63 | DETENTION HARDWARE | 08/24 | UNDERWRITERS LABORATORIES | UL | UL 10B | Fire Tests of Door Assemblies | 2008; Reprint May 2020
4406 | 08 71 63 | DETENTION HARDWARE | 08/24 | UNDERWRITERS LABORATORIES | UL | UL 14C | UL Standard for Safety Swinging Hardware for Standard Tin-Clad Fire Doors Mounted Singly and in Pairs | 2006; Reprint Oct 2021
4407 | 08 71 63 | DETENTION HARDWARE | 08/24 | UNDERWRITERS LABORATORIES | UL | UL 437 | UL Standard for Safety Key Locks | 2013; Reprint Jan 2022
4408 | 08 71 63 | DETENTION HARDWARE | 08/24 | UNDERWRITERS LABORATORIES | UL | UL 634 | Connectors and Switches for Use with Burglar-Alarm Systems | 2007; Reprint Mar 2015
4409 | 08 71 63 | DETENTION HARDWARE | 08/24 | UNDERWRITERS LABORATORIES | UL | UL 1034 | Burglary-Resistant Electric Locking Mechanisms | 2011; Reprint Jun 2020
4410 | 08 81 00 | GLAZING | 05/19 | AMERICAN ARCHITECTURAL MANUFACTURERS ASSOCIATION | AAMA | AAMA 800 | Voluntary Specifications and Test Methods for Sealants | 2016
4411 | 08 81 00 | GLAZING | 05/19 | AMERICAN ARCHITECTURAL MANUFACTURERS ASSOCIATION | AAMA | AAMA GDSG-1 | Glass Design for Sloped Glazing | 1987
4412 | 08 81 00 | GLAZING | 05/19 | AMERICAN ARCHITECTURAL MANUFACTURERS ASSOCIATION | AAMA | AAMA TIR A7 | Sloped Glazing Guidelines | 2011
4413 | 08 81 00 | GLAZING | 05/19 | AMERICAN NATIONAL STANDARDS INSTITUTE | ANSI | ANSI Z97.1 | Safety Glazing Materials Used in Buildings - Safety Performance Specifications and Methods of Test | 2015
4414 | 08 81 00 | GLAZING | 05/19 | ASTM INTERNATIONAL | ASTM | ASTM C509 | Standard Specification for Elastomeric Cellular Preformed Gasket and Sealing Material | 2006; R 2021
4415 | 08 81 00 | GLAZING | 05/19 | ASTM INTERNATIONAL | ASTM | ASTM C864 | Dense Elastomeric Compression Seal Gaskets, Setting Blocks, and Spacers | 2005; R 2015
4416 | 08 81 00 | GLAZING | 05/19 | ASTM INTERNATIONAL | ASTM | ASTM C920 | Standard Specification for Elastomeric Joint Sealants | 2018
4417 | 08 81 00 | GLAZING | 05/19 | ASTM INTERNATIONAL | ASTM | ASTM C1021 | Standard Practice for Laboratories Engaged in Testing of Building Sealants | 2008; R 2014
4418 | 08 81 00 | GLAZING | 05/19 | ASTM INTERNATIONAL | ASTM | ASTM C1036 | Standard Specification for Flat Glass | 2021
4419 | 08 81 00 | GLAZING | 05/19 | ASTM INTERNATIONAL | ASTM | ASTM C1048 | Standard Specification for Heat-Strengthened and Fully Tempered Flat Glass | 2018
4420 | 08 81 00 | GLAZING | 05/19 | ASTM INTERNATIONAL | ASTM | ASTM C1087 | Standard Test Method for Determining Compatibility of Liquid-Applied Sealants with Accessories Used in Structural Glazing Systems | 2016
4421 | 08 81 00 | GLAZING | 05/19 | ASTM INTERNATIONAL | ASTM | ASTM C1172 | Standard Specification for Laminated Architectural Flat Glass | 2019
4422 | 08 81 00 | GLAZING | 05/19 | ASTM INTERNATIONAL | ASTM | ASTM C1184 | Standard Specification for Structural Silicone Sealants | 2023
4423 | 08 81 00 | GLAZING | 05/19 | ASTM INTERNATIONAL | ASTM | ASTM C1281 | Standard Specification for Preformed Tape Sealants for Glazing Applications | 2016
4424 | 08 81 00 | GLAZING | 05/19 | ASTM INTERNATIONAL | ASTM | ASTM C1376 | Standard Specification for Pyrolytic and Vacuum Deposition Coatings on Flat Glass | 2015
4425 | 08 81 00 | GLAZING | 05/19 | ASTM INTERNATIONAL | ASTM | ASTM D395 | Standard Test Methods for Rubber Property - Compression Set | 2016; E 2017
4426 | 08 81 00 | GLAZING | 05/19 | ASTM INTERNATIONAL | ASTM | ASTM D2287 | Nonrigid Vinyl Chloride Polymer and Copolymer Molding and Extrusion Compounds | 2019
4427 | 08 81 00 | GLAZING | 05/19 | ASTM INTERNATIONAL | ASTM | ASTM D4802 | Standard Specification for Poly(Methyl Methacrylate) Acrylic Plastic Sheet | 2016
4428 | 08 81 00 | GLAZING | 05/19 | ASTM INTERNATIONAL | ASTM | ASTM E90 | Standard Test Method for Laboratory Measurement of Airborne Sound Transmission Loss of Building Partitions and Elements | 2023
4429 | 08 81 00 | GLAZING | 05/19 | ASTM INTERNATIONAL | ASTM | ASTM E119 | Standard Test Methods for Fire Tests of Building Construction and Materials | 2024
4430 | 08 81 00 | GLAZING | 05/19 | ASTM INTERNATIONAL | ASTM | ASTM E413 | Classification for Rating Sound Insulation | 2022
4431 | 08 81 00 | GLAZING | 05/19 | ASTM INTERNATIONAL | ASTM | ASTM E1300 | Standard Practice for Determining Load Resistance of Glass in Buildings | 2024
4432 | 08 81 00 | GLAZING | 05/19 | ASTM INTERNATIONAL | ASTM | ASTM E2190 | Standard Specification for Insulating Glass Unit Performance and Evaluation | 2010
4433 | 08 81 00 | GLAZING | 05/19 | ASTM INTERNATIONAL | ASTM | ASTM E2226 | Standard Practice for Application of Hose Stream | 2023a
4434 | 08 81 00 | GLAZING | 05/19 | ASTM INTERNATIONAL | ASTM | ASTM F1642/F1642M | Standard Test Method for Glazing and Glazing Systems Subject to Airblast Loadings | 2017
4435 | 08 81 00 | GLAZING | 05/19 | ASTM INTERNATIONAL | ASTM | ASTM F2912 | Standard Specification for Glazing and Glazing Systems Subject to Airblast Loadings | 2017
4436 | 08 81 00 | GLAZING | 05/19 | GLASS ASSOCIATION OF NORTH AMERICA | GANA | GANA Glazing Manual | Glazing Manual | 2008
4437 | 08 81 00 | GLAZING | 05/19 | GLASS ASSOCIATION OF NORTH AMERICA | GANA | GANA Sealant Manual | Sealant Manual | 2008
4438 | 08 81 00 | GLAZING | 05/19 | GLASS ASSOCIATION OF NORTH AMERICA | GANA | GANA Standards Manual | Engineering Standards Manual | 2008
4439 | 08 81 00 | GLAZING | 05/19 | INSULATING GLASS MANUFACTURERS ALLIANCE | IGMA | IGMA TB-1200 | Guidelines for Insulating Glass Dimensional Tolerances | 1983; R 2016
4440 | 08 81 00 | GLAZING | 05/19 | INSULATING GLASS MANUFACTURERS ALLIANCE | IGMA | IGMA TB-3001 | Guidelines for Sloped Glazing | 2001
4441 | 08 81 00 | GLAZING | 05/19 | INSULATING GLASS MANUFACTURERS ALLIANCE | IGMA | IGMA TM-3000 | North American Glazing Guidelines for Sealed Insulating Glass Units for Commercial & Residential Use | 1990; R 2016
4442 | 08 81 00 | GLAZING | 05/19 | NATIONAL FENESTRATION RATING COUNCIL | NFRC | NFRC 100 | Procedure for Determining Fenestration Product U-Factors | 2020
4443 | 08 81 00 | GLAZING | 05/19 | NATIONAL FENESTRATION RATING COUNCIL | NFRC | NFRC 200 | Procedure for Determining Fenestration Product Solar Heat Gain Coefficient and Visible Transmittance at Normal Incidence | 2020
4444 | 08 81 00 | GLAZING | 05/19 | NATIONAL FIRE PROTECTION ASSOCIATION | NFPA | NFPA 80 | Standard for Fire Doors and Other Opening Protectives | 2022
4445 | 08 81 00 | GLAZING | 05/19 | NATIONAL FIRE PROTECTION ASSOCIATION | NFPA | NFPA 251 | Standard Methods of Tests of Fire Resistance of Building Construction and Materials | 2006
4446 | 08 81 00 | GLAZING | 05/19 | NATIONAL FIRE PROTECTION ASSOCIATION | NFPA | NFPA 252 | Standard Methods of Fire Tests of Door Assemblies | 2022
4447 | 08 81 00 | GLAZING | 05/19 | NATIONAL FIRE PROTECTION ASSOCIATION | NFPA | NFPA 257 | Standard on Fire Test for Window and Glass Block Assemblies | 2022
4448 | 08 81 00 | GLAZING | 05/19 | U.S. DEPARTMENT OF ENERGY | DOE | Energy Star | Energy Star Energy Efficiency Labeling System (FEMP) | 1992; R 2006
4449 | 08 81 00 | GLAZING | 05/19 | U.S. NATIONAL ARCHIVES AND RECORDS ADMINISTRATION | NARA | 16 CFR 1201 | Safety Standard for Architectural Glazing Materials
4450 | 08 81 00 | GLAZING | 05/19 | UNDERWRITERS LABORATORIES | UL | UL 752 | UL Standard for Safety Bullet-Resisting Equipment | 2023
4451 | 08 81 00 | GLAZING | 05/19 | UNDERWRITERS LABORATORIES | UL | UL MEAPD | Mechanical Equipment and Associated Products Directory (online version is listed under Certifications at www.ul.com) | 2011
4452 | 08 87 23.13 | SAFETY FILMS | 08/09 | AMERICAN NATIONAL STANDARDS INSTITUTE | ANSI | ANSI Z97.1 | Safety Glazing Materials Used in Buildings - Safety Performance Specifications and Methods of Test | 2015
4453 | 08 87 23.13 | SAFETY FILMS | 08/09 | ASTM INTERNATIONAL | ASTM | ASTM C1036 | Standard Specification for Flat Glass | 2021
4454 | 08 87 23.13 | SAFETY FILMS | 08/09 | ASTM INTERNATIONAL | ASTM | ASTM C1048 | Standard Specification for Heat-Strengthened and Fully Tempered Flat Glass | 2018
4455 | 08 87 23.13 | SAFETY FILMS | 08/09 | ASTM INTERNATIONAL | ASTM | ASTM D882 | Tensile Properties of Thin Plastic Sheeting | 2012
4456 | 08 87 23.13 | SAFETY FILMS | 08/09 | ASTM INTERNATIONAL | ASTM | ASTM D1044 | Standard Test Method for Resistance of Transparent Plastics to Surface Abrasion by the Taber Abraser | 2019
4457 | 08 87 23.13 | SAFETY FILMS | 08/09 | ASTM INTERNATIONAL | ASTM | ASTM D3330/D3330M | Standard Test Method for Peel Adhesion of Pressure-Sensitive Tape | 2004; R 2018
4458 | 08 87 23.13 | SAFETY FILMS | 08/09 | ASTM INTERNATIONAL | ASTM | ASTM E84 | Standard Test Method for Surface Burning Characteristics of Building Materials | 2023
4459 | 08 87 23.13 | SAFETY FILMS | 08/09 | GLASS ASSOCIATION OF NORTH AMERICA | GANA | GANA Glazing Manual | Glazing Manual | 2008
4460 | 08 87 23.13 | SAFETY FILMS | 08/09 | GLASS ASSOCIATION OF NORTH AMERICA | GANA | GANA Sealant Manual | Sealant Manual | 2008
4461 | 08 87 23.13 | SAFETY FILMS | 08/09 | U.S. NATIONAL ARCHIVES AND RECORDS ADMINISTRATION | NARA | 16 CFR 1201 | Safety Standard for Architectural Glazing Materials
4462 | 08 88 53 | DETENTION AND SECURITY GLAZING | 05/11 | AMERICAN ARCHITECTURAL MANUFACTURERS ASSOCIATION | AAMA | AAMA MCWM-1 | Metal Curtain Wall Manual | 1989
4463 | 08 88 53 | DETENTION AND SECURITY GLAZING | 05/11 | ASTM INTERNATIONAL | ASTM | ASTM C158 | Standard Test Methods for Strength of Glass by Flexure (Determination of Modulus of Rupture) | 2023
4464 | 08 88 53 | DETENTION AND SECURITY GLAZING | 05/11 | ASTM INTERNATIONAL | ASTM | ASTM C864 | Dense Elastomeric Compression Seal Gaskets, Setting Blocks, and Spacers | 2005; R 2015
4465 | 08 88 53 | DETENTION AND SECURITY GLAZING | 05/11 | ASTM INTERNATIONAL | ASTM | ASTM C920 | Standard Specification for Elastomeric Joint Sealants | 2018
4466 | 08 88 53 | DETENTION AND SECURITY GLAZING | 05/11 | ASTM INTERNATIONAL | ASTM | ASTM C1036 | Standard Specification for Flat Glass | 2021
4467 | 08 88 53 | DETENTION AND SECURITY GLAZING | 05/11 | GLASS ASSOCIATION OF NORTH AMERICA | GANA | GANA Glazing Manual | Glazing Manual | 2008
4468 | 08 88 53 | DETENTION AND SECURITY GLAZING | 05/11 | GLASS ASSOCIATION OF NORTH AMERICA | GANA | GANA Sealant Manual | Sealant Manual | 2008
4469 | 08 88 53 | DETENTION AND SECURITY GLAZING | 05/11 | NATIONAL FIRE PROTECTION ASSOCIATION | NFPA | NFPA 80 | Standard for Fire Doors and Other Opening Protectives | 2022
4470 | 08 88 53 | DETENTION AND SECURITY GLAZING | 05/11 | U.S. GENERAL SERVICES ADMINISTRATION | GSA | CID A-A-59502 | Plastic Sheet, Polycarbonate | Basic; Notice 1
4471 | 08 88 58 | AIR TRAFFIC CONTROL TOWER CAB GLASS | 05/14 | AMERICAN NATIONAL STANDARDS INSTITUTE | ANSI | ANSI Z97.1 | Safety Glazing Materials Used in Buildings - Safety Performance Specifications and Methods of Test | 2015
4472 | 08 88 58 | AIR TRAFFIC CONTROL TOWER CAB GLASS | 05/14 | ASTM INTERNATIONAL | ASTM | ASTM C509 | Standard Specification for Elastomeric Cellular Preformed Gasket and Sealing Material | 2006; R 2021
4473 | 08 88 58 | AIR TRAFFIC CONTROL TOWER CAB GLASS | 05/14 | ASTM INTERNATIONAL | ASTM | ASTM C920 | Standard Specification for Elastomeric Joint Sealants | 2018
4474 | 08 88 58 | AIR TRAFFIC CONTROL TOWER CAB GLASS | 05/14 | ASTM INTERNATIONAL | ASTM | ASTM C1036 | Standard Specification for Flat Glass | 2021
4475 | 08 88 58 | AIR TRAFFIC CONTROL TOWER CAB GLASS | 05/14 | ASTM INTERNATIONAL | ASTM | ASTM C1087 | Standard Test Method for Determining Compatibility of Liquid-Applied Sealants with Accessories Used in Structural Glazing Systems | 2016
4476 | 08 88 58 | AIR TRAFFIC CONTROL TOWER CAB GLASS | 05/14 | ASTM INTERNATIONAL | ASTM | ASTM C1172 | Standard Specification for Laminated Architectural Flat Glass | 2019
4477 | 08 88 58 | AIR TRAFFIC CONTROL TOWER CAB GLASS | 05/14 | ASTM INTERNATIONAL | ASTM | ASTM D395 | Standard Test Methods for Rubber Property - Compression Set | 2016; E 2017
4478 | 08 88 58 | AIR TRAFFIC CONTROL TOWER CAB GLASS | 05/14 | ASTM INTERNATIONAL | ASTM | ASTM D2287 | Nonrigid Vinyl Chloride Polymer and Copolymer Molding and Extrusion Compounds | 2019
4479 | 08 88 58 | AIR TRAFFIC CONTROL TOWER CAB GLASS | 05/14 | ASTM INTERNATIONAL | ASTM | ASTM E1300 | Standard Practice for Determining Load Resistance of Glass in Buildings | 2024
4480 | 08 88 58 | AIR TRAFFIC CONTROL TOWER CAB GLASS | 05/14 | ASTM INTERNATIONAL | ASTM | ASTM E1886 | Standard Test Method for Performance of Exterior Windows, Curtain Walls, Doors, and Impact Protective Systems Impacted by Missile(s) and Exposed to Cyclic Pressure Differentials | 2019
4481 | 08 88 58 | AIR TRAFFIC CONTROL TOWER CAB GLASS | 05/14 | ASTM INTERNATIONAL | ASTM | ASTM E1996 | Standard Specification for Performance of Exterior Windows, Curtain Walls, Doors, and Impact Protective Systems Impacted by Windborne Debris in Hurricanes | 2017
4482 | 08 88 58 | AIR TRAFFIC CONTROL TOWER CAB GLASS | 05/14 | ASTM INTERNATIONAL | ASTM | ASTM E2129 | Standard Practice for Data Collection for Sustainability Assessment of Building Products | 2018
4483 | 08 88 58 | AIR TRAFFIC CONTROL TOWER CAB GLASS | 05/14 | ASTM INTERNATIONAL | ASTM | ASTM E2190 | Standard Specification for Insulating Glass Unit Performance and Evaluation | 2010
4484 | 08 88 58 | AIR TRAFFIC CONTROL TOWER CAB GLASS | 05/14 | ASTM INTERNATIONAL | ASTM | ASTM E2461 | Standard Practice for Determining the Thickness of Glass in Airport Traffic Control Tower Cabs | 2012; R 2017
4485 | 08 88 58 | AIR TRAFFIC CONTROL TOWER CAB GLASS | 05/14 | ASTM INTERNATIONAL | ASTM | ASTM F1642/F1642M | Standard Test Method for Glazing and Glazing Systems Subject to Airblast Loadings | 2017
4486 | 08 88 58 | AIR TRAFFIC CONTROL TOWER CAB GLASS | 05/14 | ASTM INTERNATIONAL | ASTM | ASTM F2248 | Standard Practice for Specifying an Equivalent 3-Second Duration Design Loading for Blast Resistant Glazing Fabricated with Laminated Glass | 2012
4487 | 08 88 58 | AIR TRAFFIC CONTROL TOWER CAB GLASS | 05/14 | ASTM INTERNATIONAL | ASTM | ASTM F2912 | Standard Specification for Glazing and Glazing Systems Subject to Airblast Loadings | 2017
4488 | 08 88 58 | AIR TRAFFIC CONTROL TOWER CAB GLASS | 05/14 | GLASS ASSOCIATION OF NORTH AMERICA | GANA | GANA Glazing Manual | Glazing Manual | 2008
4489 | 08 88 58 | AIR TRAFFIC CONTROL TOWER CAB GLASS | 05/14 | GLASS ASSOCIATION OF NORTH AMERICA | GANA | GANA Laminate Manual | Laminated Glazing Reference Manual | 2009
4490 | 08 88 58 | AIR TRAFFIC CONTROL TOWER CAB GLASS | 05/14 | GLASS ASSOCIATION OF NORTH AMERICA | GANA | GANA Sealant Manual | Sealant Manual | 2008
4491 | 08 88 58 | AIR TRAFFIC CONTROL TOWER CAB GLASS | 05/14 | INSULATING GLASS MANUFACTURERS ALLIANCE | IGMA | IGMA TB-3001 | Guidelines for Sloped Glazing | 2001
4492 | 08 88 58 | AIR TRAFFIC CONTROL TOWER CAB GLASS | 05/14 | INSULATING GLASS MANUFACTURERS ALLIANCE | IGMA | IGMA TM-3000 | North American Glazing Guidelines for Sealed Insulating Glass Units for Commercial & Residential Use | 1990; R 2016
4493 | 08 88 58 | AIR TRAFFIC CONTROL TOWER CAB GLASS | 05/14 | U.S. NATIONAL ARCHIVES AND RECORDS ADMINISTRATION | NARA | 16 CFR 1201 | Safety Standard for Architectural Glazing Materials
4494 | 08 91 00 | METAL [WALL] [AND] [DOOR] LOUVERS | 08/20 | AIR MOVEMENT AND CONTROL ASSOCIATION INTERNATIONAL, INC. | AMCA | AMCA 500-L | Laboratory Methods of Testing Louvers for Rating | 2015
4495 | 08 91 00 | METAL [WALL] [AND] [DOOR] LOUVERS | 08/20 | AIR MOVEMENT AND CONTROL ASSOCIATION INTERNATIONAL, INC. | AMCA | AMCA 511 | Certified Ratings Program for Air Control Devices | 2010; R 2016
4496 | 08 91 00 | METAL [WALL] [AND] [DOOR] LOUVERS | 08/20 | ALUMINUM ASSOCIATION | AA | AA DAF45 | Designation System for Aluminum Finishes | 2003; Reaffirmed 2009
4497 | 08 91 00 | METAL [WALL] [AND] [DOOR] LOUVERS | 08/20 | AMERICAN ARCHITECTURAL MANUFACTURERS ASSOCIATION | AAMA | AAMA 611 | Voluntary Specification for Anodized Architectural Aluminum | 2014
4498 | 08 91 00 | METAL [WALL] [AND] [DOOR] LOUVERS | 08/20 | AMERICAN ARCHITECTURAL MANUFACTURERS ASSOCIATION | AAMA | AAMA 2603 | Voluntary Specification, Performance Requirements and Test Procedures for Pigmented Organic Coatings on Aluminum Extrusions and Panels | 2020
4499 | 08 91 00 | METAL [WALL] [AND] [DOOR] LOUVERS | 08/20 | AMERICAN ARCHITECTURAL MANUFACTURERS ASSOCIATION | AAMA | AAMA 2605 | Voluntary Specification, Performance Requirements and Test Procedures for Superior Performing Organic Coatings on Aluminum Extrusions and Panels | 2020
4500 | 08 91 00 | METAL [WALL] [AND] [DOOR] LOUVERS | 08/20 | ASTM INTERNATIONAL | ASTM | ASTM A123/A123M | Standard Specification for Zinc (Hot-Dip Galvanized) Coatings on Iron and Steel Products | 2017
4501 | 08 91 00 | METAL [WALL] [AND] [DOOR] LOUVERS | 08/20 | ASTM INTERNATIONAL | ASTM | ASTM A653/A653M | Standard Specification for Steel Sheet, Zinc-Coated (Galvanized) or Zinc-Iron Alloy-Coated (Galvannealed) by the Hot-Dip Process | 2023
4502 | 08 91 00 | METAL [WALL] [AND] [DOOR] LOUVERS | 08/20 | ASTM INTERNATIONAL | ASTM | ASTM A780/A780M | Standard Practice for Repair of Damaged and Uncoated Areas of Hot-Dip Galvanized Coatings | 2020
4503 | 08 91 00 | METAL [WALL] [AND] [DOOR] LOUVERS | 08/20 | ASTM INTERNATIONAL | ASTM | ASTM A1008/A1008M | Standard Specification for Steel, Sheet, Cold-Rolled, Carbon, Structural, High-Strength Low-Alloy, High-Strength Low-Alloy with Improved Formability, Solution Hardened, and Bake Hardenable | 2024
4504 | 08 91 00 | METAL [WALL] [AND] [DOOR] LOUVERS | 08/20 | ASTM INTERNATIONAL | ASTM | ASTM B209 | Standard Specification for Aluminum and Aluminum-Alloy Sheet and Plate | 2014
4505 | 08 91 00 | METAL [WALL] [AND] [DOOR] LOUVERS | 08/20 | ASTM INTERNATIONAL | ASTM | ASTM B209M | Standard Specification for Aluminum and Aluminum-Alloy Sheet and Plate (Metric) | 2014
4506 | 08 91 00 | METAL [WALL] [AND] [DOOR] LOUVERS | 08/20 | ASTM INTERNATIONAL | ASTM | ASTM B221 | Standard Specification for Aluminum and Aluminum-Alloy Extruded Bars, Rods, Wire, Profiles, and Tubes | 2021
4507 | 08 91 00 | METAL [WALL] [AND] [DOOR] LOUVERS | 08/20 | ASTM INTERNATIONAL | ASTM | ASTM B221M | Standard Specification for Aluminum and Aluminum-Alloy Extruded Bars, Rods, Wire, Profiles, and Tubes (Metric) | 2021
4508 | 09 01 90.50 | PREPARATION OF HISTORIC WOOD AND METAL SURFACES FOR PAINTING | 05/09, CHG 1: 08/17 | AMERICAN CONFERENCE OF GOVERNMENTAL INDUSTRIAL HYGIENISTS | ACGIH | ACGIH 0100 | Documentation of the Threshold Limit Values and Biological Exposure Indices | 2017; Suppl 2020
4509 | 09 01 90.50 | PREPARATION OF HISTORIC WOOD AND METAL SURFACES FOR PAINTING | 05/09, CHG 1: 08/17 | ASTM INTERNATIONAL | ASTM | ASTM D173/D173M | Bitumen-Saturated Cotton Fabrics Used in Roofing and Waterproofing | 2003; R 2011; E 2012
4510 | 09 01 90.50 | PREPARATION OF HISTORIC WOOD AND METAL SURFACES FOR PAINTING | 05/09, CHG 1: 08/17 | ASTM INTERNATIONAL | ASTM | ASTM D3274 | Standard Test Method for Evaluating Degree of Surface Disfigurement of Paint Films by Fungal or Algal Growth, or Soil and Dirt Accumulation | 2009; R 2017
4511 | 09 01 90.50 | PREPARATION OF HISTORIC WOOD AND METAL SURFACES FOR PAINTING | 05/09, CHG 1: 08/17 | ASTM INTERNATIONAL | ASTM | ASTM D3359 | Standard Test Methods for Rating Adhesion by Tape Test | 2017
4512 | 09 01 90.50 | PREPARATION OF HISTORIC WOOD AND METAL SURFACES FOR PAINTING | 05/09, CHG 1: 08/17 | ASTM INTERNATIONAL | ASTM | ASTM D4214 | Standard Test Method for Evaluating the Degree of Chalking of Exterior Paint Films | 2007; R 2015
4513 | 09 01 90.50 | PREPARATION OF HISTORIC WOOD AND METAL SURFACES FOR PAINTING | 05/09, CHG 1: 08/17 | SOCIETY FOR PROTECTIVE COATINGS | SSPC | SSPC 7/NACE No.4 | Brush-Off Blast Cleaning | 2007
4514 | 09 01 90.50 | PREPARATION OF HISTORIC WOOD AND METAL SURFACES FOR PAINTING | 05/09, CHG 1: 08/17 | SOCIETY FOR PROTECTIVE COATINGS | SSPC | SSPC PA Guide 5 | Guide to Maintenance Coating of Steel Structures in Atmospheric Service | 2023
4515 | 09 01 90.50 | PREPARATION OF HISTORIC WOOD AND METAL SURFACES FOR PAINTING | 05/09, CHG 1: 08/17 | SOCIETY FOR PROTECTIVE COATINGS | SSPC | SSPC SP 1 | Solvent Cleaning | 2015
4516 | 09 01 90.50 | PREPARATION OF HISTORIC WOOD AND METAL SURFACES FOR PAINTING | 05/09, CHG 1: 08/17 | SOCIETY FOR PROTECTIVE COATINGS | SSPC | SSPC SP 2 | Hand Tool Cleaning | 2018
4517 | 09 01 90.50 | PREPARATION OF HISTORIC WOOD AND METAL SURFACES FOR PAINTING | 05/09, CHG 1: 08/17 | SOCIETY FOR PROTECTIVE COATINGS | SSPC | SSPC SP 3 | Power Tool Cleaning | 2018
4518 | 09 01 90.50 | PREPARATION OF HISTORIC WOOD AND METAL SURFACES FOR PAINTING | 05/09, CHG 1: 08/17 | SOCIETY FOR PROTECTIVE COATINGS | SSPC | SSPC SP 5/NACE No. 1 | White Metal Blast Cleaning | 2007
4519 | 09 01 90.50 | PREPARATION OF HISTORIC WOOD AND METAL SURFACES FOR PAINTING | 05/09, CHG 1: 08/17 | SOCIETY FOR PROTECTIVE COATINGS | SSPC | SSPC SP 6/NACE No.3 | Commercial Blast Cleaning | 2007
4520 | 09 01 90.50 | PREPARATION OF HISTORIC WOOD AND METAL SURFACES FOR PAINTING | 05/09, CHG 1: 08/17 | SOCIETY FOR PROTECTIVE COATINGS | SSPC | SSPC SP 10/NACE No. 2 | Near-White Blast Cleaning | 2015
4521 | 09 22 00 | SUPPORTS FOR PLASTER AND GYPSUM BOARD | 08/24 | AMERICAN INSTITUTE OF STEEL CONSTRUCTION | AISC | AISC 341 | Seismic Provisions for Structural Steel Buildings | 2016
4522 | 09 22 00 | SUPPORTS FOR PLASTER AND GYPSUM BOARD | 08/24 | AMERICAN IRON AND STEEL INSTITUTE | AISI | AISI S220 | North American Standard for Cold-Formed Steel Nonstructural Framing | 2020
4523 | 09 22 00 | SUPPORTS FOR PLASTER AND GYPSUM BOARD | 08/24 | ASTM INTERNATIONAL | ASTM | ASTM A653/A653M | Standard Specification for Steel Sheet, Zinc-Coated (Galvanized) or Zinc-Iron Alloy-Coated (Galvannealed) by the Hot-Dip Process | 2023
4524 | 09 22 00 | SUPPORTS FOR PLASTER AND GYPSUM BOARD | 08/24 | ASTM INTERNATIONAL | ASTM | ASTM C635/C635M | Standard Specification for Manufacture, Performance, and Testing of Metal Suspension Systems for Acoustical Tile and Lay-In Panel Ceilings | 2022
4525 | 09 22 00 | SUPPORTS FOR PLASTER AND GYPSUM BOARD | 08/24 | ASTM INTERNATIONAL | ASTM | ASTM C754 | Standard Specification for Installation of Steel Framing Members to Receive Screw-Attached Gypsum Panel Products | 2020
4526 | 09 22 00 | SUPPORTS FOR PLASTER AND GYPSUM BOARD | 08/24 | ASTM INTERNATIONAL | ASTM | ASTM C841 | Installation of Interior Lathing and Furring | 2023
4527 | 09 22 00 | SUPPORTS FOR PLASTER AND GYPSUM BOARD | 08/24 | ASTM INTERNATIONAL | ASTM | ASTM C847 | Standard Specification for Metal Lath | 2014a
4528 | 09 22 00 | SUPPORTS FOR PLASTER AND GYPSUM BOARD | 08/24 | ICC EVALUATION SERVICE, INC. | ICC-ES | ICC-ES AC98 | Accreditation Criteria for Inspection Agencies | 2021
4529 | 09 22 00 | SUPPORTS FOR PLASTER AND GYPSUM BOARD | 08/24 | U.S. DEPARTMENT OF DEFENSE | DOD | UFC 3-301-01 | Structural Engineering | 2023; with Change 1, 2023
4530 | 09 22 00 | SUPPORTS FOR PLASTER AND GYPSUM BOARD | 08/24 | UNDERWRITERS LABORATORIES | UL | UL Fire Resistance | Fire Resistance Directory | 2014
4531 | 09 22 36 | LATH | 08/24 | ASTM INTERNATIONAL | ASTM | ASTM A240/A240M | Standard Specification for Chromium and Chromium-Nickel Stainless Steel Plate, Sheet, and Strip for Pressure Vessels and for General Applications | 2024
4532 | 09 22 36 | LATH | 08/24 | ASTM INTERNATIONAL | ASTM | ASTM A489 | Standard Specification for Carbon Steel Eyebolts | 2018; E 2018
4533 | 09 22 36 | LATH | 08/24 | ASTM INTERNATIONAL | ASTM | ASTM A580/A580M | Standard Specification for Stainless Steel Wire | 2023
4534 | 09 22 36 | LATH | 08/24 | ASTM INTERNATIONAL | ASTM | ASTM A641/A641M | Standard Specification for Zinc-Coated (Galvanized) Carbon Steel Wire | 2019
4535 | 09 22 36 | LATH | 08/24 | ASTM INTERNATIONAL | ASTM | ASTM A653/A653M | Standard Specification for Steel Sheet, Zinc-Coated (Galvanized) or Zinc-Iron Alloy-Coated (Galvannealed) by the Hot-Dip Process | 2023
4536 | 09 22 36 | LATH | 08/24 | ASTM INTERNATIONAL | ASTM | ASTM A924/A924M | Standard Specification for General Requirements for Steel Sheet, Metallic-Coated by the Hot-Dip Process | 2022a
4537 | 09 22 36 | LATH | 08/24 | ASTM INTERNATIONAL | ASTM | ASTM A1008/A1008M | Standard Specification for Steel, Sheet, Cold-Rolled, Carbon, Structural, High-Strength Low-Alloy, High-Strength Low-Alloy with Improved Formability, Solution Hardened, and Bake Hardenable | 2024
4538 | 09 22 36 | LATH | 08/24 | ASTM INTERNATIONAL | ASTM | ASTM B633 | Standard Specification for Electrodeposited Coatings of Zinc on Iron and Steel | 2023
4539 | 09 22 36 | LATH | 08/24 | ASTM INTERNATIONAL | ASTM | ASTM C636/C636M | Standard Practice for Installation of Metal Ceiling Suspension Systems for Acoustical Tile and Lay-In Panels | 2013
4540 | 09 22 36 | LATH | 08/24 | ASTM INTERNATIONAL | ASTM | ASTM C841 | Installation of Interior Lathing and Furring | 2023
4541 | 09 22 36 | LATH | 08/24 | ASTM INTERNATIONAL | ASTM | ASTM C1063 | Standard Specification for Installation of Lathing and Furring to Receive Interior and Exterior Portland Cement-Based Plaster | 2023
4542 | 09 22 36 | LATH | 08/24 | ASTM INTERNATIONAL | ASTM | ASTM C1764 | Standard Test Methods for Non Metallic Plaster Bases (Lath) Used With Portland Cement Based Plaster in Vertical Wall Applications | 2020
4543 | 09 22 36 | LATH | 08/24 | ASTM INTERNATIONAL | ASTM | ASTM C1787 | Standard Specification for Installation of Non Metallic Plaster Bases (Lath) Used with Portland Cement Based Plaster in Vertical Wall Applications | 2020; R 2023
4544 | 09 22 36 | LATH | 08/24 | ASTM INTERNATIONAL | ASTM | ASTM C1788 | Standard Specification for Non Metallic Plaster Bases (Lath) Used With Portland Cement Based Plaster in Vertical Wall Applications | 2020
4545 | 09 22 36 | LATH | 08/24 | GYPSUM ASSOCIATION | GA | GA 600 | Fire Resistance and Sound Control Design Manual | 2021
4546 | 09 22 36 | LATH | 08/24 | UNDERWRITERS LABORATORIES | UL | UL Fire Resistance | Fire Resistance Directory | 2014
4547 | 09 23 00 | GYPSUM PLASTERING | 08/24 | ASTM INTERNATIONAL | ASTM | ASTM C28/C28M | Gypsum Plasters | 2010
4548 | 09 23 00 | GYPSUM PLASTERING | 08/24 | ASTM INTERNATIONAL | ASTM | ASTM C35 | Inorganic Aggregates for Use in Gypsum Plaster | 2001; R 2019
4549 | 09 23 00 | GYPSUM PLASTERING | 08/24 | ASTM INTERNATIONAL | ASTM | ASTM C59/C59M | Standard Specification for Gypsum Casting Plaster and Gypsum Molding Plaster | 2000; R 2020
4550 | 09 23 00 | GYPSUM PLASTERING | 08/24 | ASTM INTERNATIONAL | ASTM | ASTM C61/C61M | Gypsum Keene's Cement | 2000; R 2011
4551 | 09 23 00 | GYPSUM PLASTERING | 08/24 | ASTM INTERNATIONAL | ASTM | ASTM C206 | Standard Specification for Finishing Hydrated Lime | 2014; R 2022
4552 | 09 23 00 | GYPSUM PLASTERING | 08/24 | ASTM INTERNATIONAL | ASTM | ASTM C472 | Physical Testing of Gypsum, Gypsum Plasters and Gypsum Concrete | 2020
4553 | 09 23 00 | GYPSUM PLASTERING | 08/24 | ASTM INTERNATIONAL | ASTM | ASTM C631 | Bonding Compounds for Interior Gypsum Plastering | 2009; R 2020
4554 | 09 23 00 | GYPSUM PLASTERING | 08/24 | ASTM INTERNATIONAL | ASTM | ASTM C842 | Standard Specification for Application of Interior Gypsum Plaster | 2005; R 2021
4555 | 09 23 00 | GYPSUM PLASTERING | 08/24 | ASTM INTERNATIONAL | ASTM | ASTM E90 | Standard Test Method for Laboratory Measurement of Airborne Sound Transmission Loss of Building Partitions and Elements | 2023
4556 | 09 23 00 | GYPSUM PLASTERING | 08/24 | ASTM INTERNATIONAL | ASTM | ASTM E413 | Classification for Rating Sound Insulation | 2022
4557 | 09 23 00 | GYPSUM PLASTERING | 08/24 | ASTM INTERNATIONAL | ASTM | ASTM E1042 | Standard Classification for Acoustically Absorptive Materials Applied by Trowel or Spray | 2022
4558 | 09 23 00 | GYPSUM PLASTERING | 08/24 | FM GLOBAL | FM | FM APP GUIDE | Approval Guide https://www.approvalguide.com/ | updated on-line
4559 | 09 23 00 | GYPSUM PLASTERING | 08/24 | UNDERWRITERS LABORATORIES | UL | UL Fire Resistance | Fire Resistance Directory | 2014
4560 | 09 23 82 | FIREPROOF GYPSUM PLASTERING | 11/19 | ASTM INTERNATIONAL | ASTM | ASTM E84 | Standard Test Method for Surface Burning Characteristics of Building Materials | 2023
4561 | 09 23 82 | FIREPROOF GYPSUM PLASTERING | 11/19 | ASTM INTERNATIONAL | ASTM | ASTM E119 | Standard Test Methods for Fire Tests of Building Construction and Materials | 2024
4562 | 09 23 82 | FIREPROOF GYPSUM PLASTERING | 11/19 | ASTM INTERNATIONAL | ASTM | ASTM E605 | Thickness and Density of Sprayed Fire-Resistive Material (SFRM) Applied to Structural Members | 1993; R 2011
4563 | 09 23 82 | FIREPROOF GYPSUM PLASTERING | 11/19 | ASTM INTERNATIONAL | ASTM | ASTM E736 | Cohesion/Adhesion of Sprayed Fire-Resistive Materials Applied to Structural Members | 2000; R 2011
4564 | 09 23 82 | FIREPROOF GYPSUM PLASTERING | 11/19 | ASTM INTERNATIONAL | ASTM | ASTM E761/E761M | Standard Test Method for Compressive Strength of Sprayed Fire-Resistive Material Applied to Structural Members | 1992; R 2023
4565 | 09 23 82 | FIREPROOF GYPSUM PLASTERING | 11/19 | INTERNATIONAL CODE COUNCIL | ICC | ICC IBC | International Building Code | 2024
4566 | 09 24 23 | CEMENT STUCCO | 08/17, CHG 2: 11/18 | ASTM INTERNATIONAL | ASTM | ASTM A489 | Standard Specification for Carbon Steel Eyebolts | 2018; E 2018
4567 | 09 24 23 | CEMENT STUCCO | 08/17, CHG 2: 11/18 | ASTM INTERNATIONAL | ASTM | ASTM A580/A580M | Standard Specification for Stainless Steel Wire | 2023
4568 | 09 24 23 | CEMENT STUCCO | 08/17, CHG 2: 11/18 | ASTM INTERNATIONAL | ASTM | ASTM A641/A641M | Standard Specification for Zinc-Coated (Galvanized) Carbon Steel Wire | 2019
4569 | 09 24 23 | CEMENT STUCCO | 08/17, CHG 2: 11/18 | ASTM INTERNATIONAL | ASTM | ASTM A653/A653M | Standard Specification for Steel Sheet, Zinc-Coated (Galvanized) or Zinc-Iron Alloy-Coated (Galvannealed) by the Hot-Dip Process | 2023
4570 | 09 24 23 | CEMENT STUCCO | 08/17, CHG 2: 11/18 | ASTM INTERNATIONAL | ASTM | ASTM A1008/A1008M | Standard Specification for Steel, Sheet, Cold-Rolled, Carbon, Structural, High-Strength Low-Alloy, High-Strength Low-Alloy with Improved Formability, Solution Hardened, and Bake Hardenable | 2024
4571 | 09 24 23 | CEMENT STUCCO | 08/17, CHG 2: 11/18 | ASTM INTERNATIONAL | ASTM | ASTM A1064/A1064M | Standard Specification for Carbon-Steel Wire and Welded Wire Reinforcement, Plain and Deformed, for Concrete | 2024
4572 | 09 24 23 | CEMENT STUCCO | 08/17, CHG 2: 11/18 | ASTM INTERNATIONAL | ASTM | ASTM B633 | Standard Specification for Electrodeposited Coatings of Zinc on Iron and Steel | 2023
4573 | 09 24 23 | CEMENT STUCCO | 08/17, CHG 2: 11/18 | ASTM INTERNATIONAL | ASTM | ASTM C150/C150M | Standard Specification for Portland Cement | 2022
4574 | 09 24 23 | CEMENT STUCCO | 08/17, CHG 2: 11/18 | ASTM INTERNATIONAL | ASTM | ASTM C206 | Standard Specification for Finishing Hydrated Lime | 2014; R 2022
4575 | 09 24 23 | CEMENT STUCCO | 08/17, CHG 2: 11/18 | ASTM INTERNATIONAL | ASTM | ASTM C636/C636M | Standard Practice for Installation of Metal Ceiling Suspension Systems for Acoustical Tile and Lay-In Panels | 2013
4576 | 09 24 23 | CEMENT STUCCO | 08/17, CHG 2: 11/18 | ASTM INTERNATIONAL | ASTM | ASTM C841 | Installation of Interior Lathing and Furring | 2023
4577 | 09 24 23 | CEMENT STUCCO | 08/17, CHG 2: 11/18 | ASTM INTERNATIONAL | ASTM | ASTM C847 | Standard Specification for Metal Lath | 2014a
4578 | 09 24 23 | CEMENT STUCCO | 08/17, CHG 2: 11/18 | ASTM INTERNATIONAL | ASTM | ASTM C897 | Aggregate for Job-Mixed Portland Cement-Based Plasters | 2015; R 2020
4579 | 09 24 23 | CEMENT STUCCO | 08/17, CHG 2: 11/18 | ASTM INTERNATIONAL | ASTM | ASTM C926 | Standard Specification for Application of Portland Cement-Based Plaster | 2024
4580 | 09 24 23 | CEMENT STUCCO | 08/17, CHG 2: 11/18 | ASTM INTERNATIONAL | ASTM | ASTM C933 | Welded Wire Lath | 2014
4581 | 09 24 23 | CEMENT STUCCO | 08/17, CHG 2: 11/18 | ASTM INTERNATIONAL | ASTM | ASTM C1032 | Standard Specification for Woven Wire Plaster Base | 2014
4582 | 09 24 23 | CEMENT STUCCO | 08/17, CHG 2: 11/18 | ASTM INTERNATIONAL | ASTM | ASTM C1063 | Standard Specification for Installation of Lathing and Furring to Receive Interior and Exterior Portland Cement-Based Plaster | 2023
4583 | 09 24 23 | CEMENT STUCCO | 08/17, CHG 2: 11/18 | ASTM INTERNATIONAL | ASTM | ASTM D1784 | Standard Specification for Rigid Poly(Vinyl Chloride) (PVC) Compounds and Chlorinated Poly(Vinyl Chloride) (CPVC) Compounds | 2020
4584 | 09 26 00 | VENEER PLASTER | 08/24 | ASTM INTERNATIONAL | ASTM | ASTM C472 | Physical Testing of Gypsum, Gypsum Plasters and Gypsum Concrete | 2020
4585 | 09 26 00 | VENEER PLASTER | 08/24 | ASTM INTERNATIONAL | ASTM | ASTM C475/C475M | Standard Specification for Joint Compound and Joint Tape for Finishing Gypsum Board | 2017; R 2022
4586 | 09 26 00 | VENEER PLASTER | 08/24 | ASTM INTERNATIONAL | ASTM | ASTM C514 | Standard Specification for Nails for the Application of Gypsum Board | 2004; R 2020
4587 | 09 26 00 | VENEER PLASTER | 08/24 | ASTM INTERNATIONAL | ASTM | ASTM C587 | Gypsum Veneer Plaster | 2004; R 2014
4588 | 09 26 00 | VENEER PLASTER | 08/24 | ASTM INTERNATIONAL | ASTM | ASTM C631 | Bonding Compounds for Interior Gypsum Plastering | 2009; R 2020
4589 | 09 26 00 | VENEER PLASTER | 08/24 | ASTM INTERNATIONAL | ASTM | ASTM C645 | Standard Specification for Nonstructural Steel Framing Members | 2018
4590 | 09 26 00 | VENEER PLASTER | 08/24 | ASTM INTERNATIONAL | ASTM | ASTM C754 | Standard Specification for Installation of Steel Framing Members to Receive Screw-Attached Gypsum Panel Products | 2020
4591 | 09 26 00 | VENEER PLASTER | 08/24 | ASTM INTERNATIONAL | ASTM | ASTM C843 | Standard Specification for Application of Gypsum Veneer Plaster | 2023
4592 | 09 26 00 | VENEER PLASTER | 08/24 | ASTM INTERNATIONAL | ASTM | ASTM C844 | Standard Specification for Application of Gypsum Base to Receive Gypsum Veneer Plaster | 2015; R 2021; E 2021
4593 | 09 26 00 | VENEER PLASTER | 08/24 | ASTM INTERNATIONAL | ASTM | ASTM C954 | Standard Specification for Steel Drill Screws for the Application of Gypsum Panel Products or Metal Plaster Bases to Steel Studs from 0.033 in. (0.84 mm) to 0.112 in. (2.84 mm) in Thickness | 2022
4594 | 09 26 00 | VENEER PLASTER | 08/24 | ASTM INTERNATIONAL | ASTM | ASTM C1002 | Standard Specification for Steel Self-Piercing Tapping Screws for the Application of Gypsum Panel Products or Metal Plaster Bases to Wood Studs or Steel Studs | 2022
4595 | 09 26 00 | VENEER PLASTER | 08/24 | ASTM INTERNATIONAL | ASTM | ASTM C1047 | Standard Specification for Accessories for Gypsum Wallboard and Gypsum Veneer Base | 2019
4596 | 09 26 00 | VENEER PLASTER | 08/24 | ASTM INTERNATIONAL | ASTM | ASTM C1396/C1396M | Standard Specification for Gypsum Board | 2017
4597 | 09 26 00 | VENEER PLASTER | 08/24 | ASTM INTERNATIONAL | ASTM | ASTM C1629/C1629M | Standard Classification for Abuse-Resistant Nondecorated Interior Gypsum Panel Products and Fiber-Reinforced Cement Panels | 2023
4598 | 09 26 00 | VENEER PLASTER | 08/24 | ASTM INTERNATIONAL | ASTM | ASTM C1658/C1658M | Standard Specification for Glass Mat Gypsum Panels | 2019; E 2020
4599 | 09 26 00 | VENEER PLASTER | 08/24 | ASTM INTERNATIONAL | ASTM | ASTM D3273 | Standard Test Method for Resistance to Growth of Mold on the Surface of Interior Coatings in an Environmental Chamber | 2021
4600 | 09 26 00 | VENEER PLASTER | 08/24 | ASTM INTERNATIONAL | ASTM | ASTM D3678 | Standard Specification for Rigid Poly (Vinyl Chloride) (PVC) Interior-Profile Extrusions | 2019
4601 | 09 26 00 | VENEER PLASTER | 08/24 | ASTM INTERNATIONAL | ASTM | ASTM E136 | Standard Test Method for Assessing Combustibility of Materials Using a Vertical Tube Furnace at 750 Degrees C | 2024b
4602 | 09 26 00 | VENEER PLASTER | 08/24 | FM GLOBAL | FM | FM APP GUIDE | Approval Guide https://www.approvalguide.com/ | updated on-line
4603 | 09 26 00 | VENEER PLASTER | 08/24 | UNDERWRITERS LABORATORIES | UL | UL Fire Resistance | Fire Resistance Directory | 2014
4604 | 09 29 00 | GYPSUM BOARD | 08/24 | AMERICAN NATIONAL STANDARDS INSTITUTE | ANSI | ANSI A108/A118/A136.1 | American National Standard Specifications for the Installation of Ceramic Tile | 2024
4605 | 09 29 00 | GYPSUM BOARD | 08/24 | ASTM INTERNATIONAL | ASTM | ASTM A653/A653M | Standard Specification for Steel Sheet, Zinc-Coated (Galvanized) or Zinc-Iron Alloy-Coated (Galvannealed) by the Hot-Dip Process | 2023
4606 | 09 29 00 | GYPSUM BOARD | 08/24 | ASTM INTERNATIONAL | ASTM | ASTM B221 | Standard Specification for Aluminum and Aluminum-Alloy Extruded Bars, Rods, Wire, Profiles, and Tubes | 2021
4607 | 09 29 00 | GYPSUM BOARD | 08/24 | ASTM INTERNATIONAL | ASTM | ASTM B221M | Standard Specification for Aluminum and Aluminum-Alloy Extruded Bars, Rods, Wire, Profiles, and Tubes (Metric) | 2021
4608 | 09 29 00 | GYPSUM BOARD | 08/24 | ASTM INTERNATIONAL | ASTM | ASTM C475/C475M | Standard Specification for Joint Compound and Joint Tape for Finishing Gypsum Board | 2017; R 2022
4609 | 09 29 00 | GYPSUM BOARD | 08/24 | ASTM INTERNATIONAL | ASTM | ASTM C514 | Standard Specification for Nails for the Application of Gypsum Board | 2004; R 2020
4610 | 09 29 00 | GYPSUM BOARD | 08/24 | ASTM INTERNATIONAL | ASTM | ASTM C557 | Standard Specification for Adhesives for Fastening Gypsum Wallboard to Wood Framing | 2003; R 2017
4611 | 09 29 00 | GYPSUM BOARD | 08/24 | ASTM INTERNATIONAL | ASTM | ASTM C840 | Standard Specification for Application and Finishing of Gypsum Board | 2023
4612 | 09 29 00 | GYPSUM BOARD | 08/24 | ASTM INTERNATIONAL | ASTM | ASTM C954 | Standard Specification for Steel Drill Screws for the Application of Gypsum Panel Products or Metal Plaster Bases to Steel Studs from 0.033 in. (0.84 mm) to 0.112 in. (2.84 mm) in Thickness | 2022
4613 | 09 29 00 | GYPSUM BOARD | 08/24 | ASTM INTERNATIONAL | ASTM | ASTM C1002 | Standard Specification for Steel Self-Piercing Tapping Screws for the Application of Gypsum Panel Products or Metal Plaster Bases to Wood Studs or Steel Studs | 2022
4614 | 09 29 00 | GYPSUM BOARD | 08/24 | ASTM INTERNATIONAL | ASTM | ASTM C1047 | Standard Specification for Accessories for Gypsum Wallboard and Gypsum Veneer Base | 2019
4615 | 09 29 00 | GYPSUM BOARD | 08/24 | ASTM INTERNATIONAL | ASTM | ASTM C1063 | Standard Specification for Installation of Lathing and Furring to Receive Interior and Exterior Portland Cement-Based Plaster | 2023
4616 | 09 29 00 | GYPSUM BOARD | 08/24 | ASTM INTERNATIONAL | ASTM | ASTM C1177/C1177M | Standard Specification for Glass Mat Gypsum Substrate for Use as Sheathing | 2024
4617 | 09 29 00 | GYPSUM BOARD | 08/24 | ASTM INTERNATIONAL | ASTM | ASTM C1178/C1178M | Standard Specification for Glass Mat Water-Resistant Gypsum Backing Panel | 2024
4618 | 09 29 00 | GYPSUM BOARD | 08/24 | ASTM INTERNATIONAL | ASTM | ASTM C1235 | Standard Specification for Fiber-Mat Reinforced Cementitious Backer Units | 2022
4619 | 09 29 00 | GYPSUM BOARD | 08/24 | ASTM INTERNATIONAL | ASTM | ASTM C1288 | Standard Specification for Fiber-Cement Interior Substrate Sheets | 2017
4620 | 09 29 00 | GYPSUM BOARD | 08/24 | ASTM INTERNATIONAL | ASTM | ASTM C1396/C1396M | Standard Specification for Gypsum Board | 2017
4621 | 09 29 00 | GYPSUM BOARD | 08/24 | ASTM INTERNATIONAL | ASTM | ASTM C1629/C1629M | Standard Classification for Abuse-Resistant Nondecorated Interior Gypsum Panel Products and Fiber-Reinforced Cement Panels | 2023
4622 | 09 29 00 | GYPSUM BOARD | 08/24 | ASTM INTERNATIONAL | ASTM | ASTM C1766 | Standard Specification for Factory-Laminated Gypsum Panel Products | 2015; R2019
4623 | 09 29 00 | GYPSUM BOARD | 08/24 | ASTM INTERNATIONAL | ASTM | ASTM D226/D226M | Standard Specification for Asphalt-Saturated Organic Felt Used in Roofing and Waterproofing | 2017
4624 | 09 29 00 | GYPSUM BOARD | 08/24 | ASTM INTERNATIONAL | ASTM | ASTM D412 | Standard Test Methods for Vulcanized Rubber and Thermoplastic Elastomers - Tension | 2016; R 2021
4625 | 09 29 00 | GYPSUM BOARD | 08/24 | ASTM INTERNATIONAL | ASTM | ASTM D624 | Standard Test Method for Tear Strength of Conventional Vulcanized Rubber and Thermoplastic Elastomers | 2000; R 2020
4626 | 09 29 00 | GYPSUM BOARD | 08/24 | ASTM INTERNATIONAL | ASTM | ASTM D1037 | Standard Test Methods for Evaluating Properties of Wood-Base Fiber and Particle Panel Materials | 2012; R 2020
4627 | 09 29 00 | GYPSUM BOARD | 08/24 | ASTM INTERNATIONAL | ASTM | ASTM D1149 | Standard Test Method for Rubber Deterioration - Cracking in an Ozone Controlled Environment | 2018
4628 | 09 29 00 | GYPSUM BOARD | 08/24 | ASTM INTERNATIONAL | ASTM | ASTM D1784 | Standard Specification for Rigid Poly(Vinyl Chloride) (PVC) Compounds and Chlorinated Poly(Vinyl Chloride) (CPVC) Compounds | 2020
4629 | 09 29 00 | GYPSUM BOARD | 08/24 | ASTM INTERNATIONAL | ASTM | ASTM D2394 | Standard Test Methods for Simulated Service Testing of Wood and Wood-Base Finish Flooring | 2017
4630 | 09 29 00 | GYPSUM BOARD | 08/24 | ASTM INTERNATIONAL | ASTM | ASTM D3273 | Standard Test Method for Resistance to Growth of Mold on the Surface of Interior Coatings in an Environmental Chamber | 2021
4631 | 09 29 00 | GYPSUM BOARD | 08/24 | ASTM INTERNATIONAL | ASTM | ASTM D5420 | Standard Test Method for Impact Resistance of Flat, Rigid Plastic Specimen by Means of a Strike Impacted by a Falling Weight (Gardner Impact) | 2016
4632 | 09 29 00 | GYPSUM BOARD | 08/24 | ASTM INTERNATIONAL | ASTM | ASTM E84 | Standard Test Method for Surface Burning Characteristics of Building Materials | 2023
4633 | 09 29 00 | GYPSUM BOARD | 08/24 | ASTM INTERNATIONAL | ASTM | ASTM E90 | Standard Test Method for Laboratory Measurement of Airborne Sound Transmission Loss of Building Partitions and Elements | 2023
4634 | 09 29 00 | GYPSUM BOARD | 08/24 | ASTM INTERNATIONAL | ASTM | ASTM E336 | Standard Test Method for Measurement of Airborne Sound Attenuation between Rooms in Buildings | 2023
4635 | 09 29 00 | GYPSUM BOARD | 08/24 | ASTM INTERNATIONAL | ASTM | ASTM E695 | Standard Test Method of Measuring Relative Resistance of Wall, Floor, and Roof Construction to Impact Loading | 2022
4636 | 09 29 00 | GYPSUM BOARD | 08/24 | CALIFORNIA DEPARTMENT OF PUBLIC HEALTH | CDPH | CDPH SECTION 01350 | Standard Method for the Testing and Evaluation of Volatile Organic Chemical Emissions from Indoor Sources using Environmental Chambers | 2017; Version 1.2
4637 | 09 29 00 | GYPSUM BOARD | 08/24 | FM GLOBAL | FM | FM APP GUIDE | Approval Guide https://www.approvalguide.com/ | updated on-line
4638 | 09 29 00 | GYPSUM BOARD | 08/24 | GREEN SEAL | GS | GS-36 | Adhesives for Commercial Use | 2013
4639 | 09 29 00 | GYPSUM BOARD | 08/24 | GYPSUM ASSOCIATION | GA | GA 214 | Recommended Levels of Gypsum Board Finish | 2010
4640 | 09 29 00 | GYPSUM BOARD | 08/24 | GYPSUM ASSOCIATION | GA | GA 216 | Application and Finishing of Gypsum Panel Products | 2016
4641 | 09 29 00 | GYPSUM BOARD | 08/24 | GYPSUM ASSOCIATION | GA | GA 224 | Installation of Predecorated Gypsum Board | 2008
4642 | 09 29 00 | GYPSUM BOARD | 08/24 | GYPSUM ASSOCIATION | GA | GA 253 | Application of Gypsum Sheathing | 2012
4643 | 09 29 00 | GYPSUM BOARD | 08/24 | GYPSUM ASSOCIATION | GA | GA 600 | Fire Resistance and Sound Control Design Manual | 2021
4644 | 09 29 00 | GYPSUM BOARD | 08/24 | SCIENTIFIC CERTIFICATION SYSTEMS | SCS | SCS | SCS Global Services (SCS) Indoor Advantage
4645 | 09 29 00 | GYPSUM BOARD | 08/24 | SOUTH COAST AIR QUALITY MANAGEMENT DISTRICT | SCAQMD | SCAQMD Rule 1168 | Adhesive and Sealant Applications | 2022
4646 | 09 29 00 | GYPSUM BOARD | 08/24 | TILE COUNCIL OF NORTH AMERICA | TCNA | TCNA Hdbk | Handbook for Ceramic, Glass, and Stone Tile Installation | 2017
4647 | 09 29 00 | GYPSUM BOARD | 08/24 | UNDERWRITERS LABORATORIES | UL | UL 2818 | GREENGUARD Certification Program For Chemical Emissions For Building Materials, Finishes And Furnishings | 2022
4648 | 09 29 00 | GYPSUM BOARD | 08/24 | UNDERWRITERS LABORATORIES | UL | UL Fire Resistance | Fire Resistance Directory | 2014
4649 | 09 30 10 | CERAMIC, QUARRY, AND GLASS TILING | 08/20 | AMERICAN NATIONAL STANDARDS INSTITUTE | ANSI | ANSI A108/A118/A136.1 | American National Standard Specifications for the Installation of Ceramic Tile | 2024
4650 | 09 30 10 | CERAMIC, QUARRY, AND GLASS TILING | 08/20 | AMERICAN NATIONAL STANDARDS INSTITUTE | ANSI | ANSI A137.1 | American National Standards Specifications for Ceramic Tile | 2019
4651 | 09 30 10 | CERAMIC, QUARRY, AND GLASS TILING | 08/20 | AMERICAN NATIONAL STANDARDS INSTITUTE | ANSI | ANSI A137.2 | American National Standards Specifications for Glass Tile | 2019
4652 | 09 30 10 | CERAMIC, QUARRY, AND GLASS TILING | 08/20 | AMERICAN NATIONAL STANDARDS INSTITUTE | ANSI | ANSI A137.3/A108.19 | American National Standard Specifications for Gauged Porcelain Tile and Gauged Porcelain Tile Panels/Slabs | 2017
4653 | 09 30 10 | CERAMIC, QUARRY, AND GLASS TILING | 08/20 | ASTM INTERNATIONAL | ASTM | ASTM A1064/A1064M | Standard Specification for Carbon-Steel Wire and Welded Wire Reinforcement, Plain and Deformed, for Concrete | 2024
4654 | 09 30 10 | CERAMIC, QUARRY, AND GLASS TILING | 08/20 | ASTM INTERNATIONAL | ASTM | ASTM C33/C33M | Standard Specification for Concrete Aggregates | 2023
4655 | 09 30 10 | CERAMIC, QUARRY, AND GLASS TILING | 08/20 | ASTM INTERNATIONAL | ASTM | ASTM C144 | Standard Specification for Aggregate for Masonry Mortar | 2018
4656 | 09 30 10 | CERAMIC, QUARRY, AND GLASS TILING | 08/20 | ASTM INTERNATIONAL | ASTM | ASTM C150/C150M | Standard Specification for Portland Cement | 2022
4657 | 09 30 10 | CERAMIC, QUARRY, AND GLASS TILING | 08/20 | ASTM INTERNATIONAL | ASTM | ASTM C206 | Standard Specification for Finishing Hydrated Lime | 2014; R 2022
4658 | 09 30 10 | CERAMIC, QUARRY, AND GLASS TILING | 08/20 | ASTM INTERNATIONAL | ASTM | ASTM C207 | Standard Specification for Hydrated Lime for Masonry Purposes | 2024
4659 | 09 30 10 | CERAMIC, QUARRY, AND GLASS TILING | 08/20 | ASTM INTERNATIONAL | ASTM | ASTM C241/C241M | Standard Test Method for Abrasion Resistance of Stone Subjected to Foot Traffic | 2021
4660 | 09 30 10 | CERAMIC, QUARRY, AND GLASS TILING | 08/20 | ASTM INTERNATIONAL | ASTM | ASTM C373 | Standard Test Methods for Determination of Water Absorption and Associated Properties by Vacuum Method for Pressed Ceramic Tiles and Glass Tiles and Boil Method for Extruded Ceramic Tiles and Non-tile Fired Ceramic Whiteware Products | 2018; R 2023
4661 | 09 30 10 | CERAMIC, QUARRY, AND GLASS TILING | 08/20 | ASTM INTERNATIONAL | ASTM | ASTM C648 | Standard Test Method for Breaking Strength of Ceramic Tile | 2020
4662 | 09 30 10 | CERAMIC, QUARRY, AND GLASS TILING | 08/20 | ASTM INTERNATIONAL | ASTM | ASTM C847 | Standard Specification for Metal Lath | 2014a
4663 | 09 30 10 | CERAMIC, QUARRY, AND GLASS TILING | 08/20 | ASTM INTERNATIONAL | ASTM | ASTM C1026 | Standard Test Method for Measuring the Resistance of Ceramic and Glass Tile to Freeze-Thaw Cycling | 2023
4664 | 09 30 10 | CERAMIC, QUARRY, AND GLASS TILING | 08/20 | ASTM INTERNATIONAL | ASTM | ASTM C1027 | Standard Test Method for Determining Visible Abrasion Resistance of Glazed Ceramic Tile | 2009; R 2017
4665 | 09 30 10 | CERAMIC, QUARRY, AND GLASS TILING | 08/20 | ASTM INTERNATIONAL | ASTM | ASTM C1178/C1178M | Standard Specification for Glass Mat Water-Resistant Gypsum Backing Panel | 2024
4666 | 09 30 10 | CERAMIC, QUARRY, AND GLASS TILING | 08/20 | ASTM INTERNATIONAL | ASTM | ASTM F446 | Standard Consumer Safety Specification for Grab Bars and Accessories Installed in the Bathing Area | 2018; R 2023
4667 | 09 30 10 | CERAMIC, QUARRY, AND GLASS TILING | 08/20 | CALIFORNIA DEPARTMENT OF PUBLIC HEALTH | CDPH | CDPH SECTION 01350 | Standard Method for the Testing and Evaluation of Volatile Organic Chemical Emissions from Indoor Sources using Environmental Chambers | 2017; Version 1.2
4668 | 09 30 10 | CERAMIC, QUARRY, AND GLASS TILING | 08/20 | GREEN SEAL | GS | GS-36 | Adhesives for Commercial Use | 2013
4669 | 09 30 10 | CERAMIC, QUARRY, AND GLASS TILING | 08/20 | MARBLE INSTITUTE OF AMERICA | MIA | MIA Design Manual | Dimension Stone Design Manual | 2016
4670 | 09 30 10 | CERAMIC, QUARRY, AND GLASS TILING | 08/20 | SCIENTIFIC CERTIFICATION SYSTEMS | SCS | SCS | SCS Global Services (SCS) Indoor Advantage
4671 | 09 30 10 | CERAMIC, QUARRY, AND GLASS TILING | 08/20 | SOUTH COAST AIR QUALITY MANAGEMENT DISTRICT | SCAQMD | SCAQMD Rule 1168 | Adhesive and Sealant Applications | 2022
4672 | 09 30 10 | CERAMIC, QUARRY, AND GLASS TILING | 08/20 | TILE COUNCIL OF NORTH AMERICA | TCNA | TCNA Hdbk | Handbook for Ceramic, Glass, and Stone Tile Installation | 2017
4673 | 09 30 10 | CERAMIC, QUARRY, AND GLASS TILING | 08/20 | U.S. NATIONAL ARCHIVES AND RECORDS ADMINISTRATION | NARA | 36 CFR 1191 | Americans with Disabilities Act (ADA) Accessibility Guidelines for Buildings and Facilities; Architectural Barriers Act (ABA) Accessibility Guidelines
4674 | 09 30 10 | CERAMIC, QUARRY, AND GLASS TILING | 08/20 | UNDERWRITERS LABORATORIES | UL | UL 2818 | GREENGUARD Certification Program For Chemical Emissions For Building Materials, Finishes And Furnishings | 2022
4675 | 09 35 16 | CHEMICAL-RESISTANT QUARRY TILING | 08/16, CHG 1: 08/18 | ASTM INTERNATIONAL | ASTM | ASTM C267 | Standard Test Methods for Chemical Resistance of Mortars, Grouts, and Monolithic Surfacings and Polymer Concretes | 2020
4676 | 09 35 16 | CHEMICAL-RESISTANT QUARRY TILING | 08/16, CHG 1: 08/18 | ASTM INTERNATIONAL | ASTM | ASTM C395 | Chemical-Resistant Resin Mortars | 2001; R 2012
4677 | 09 35 16 | CHEMICAL-RESISTANT QUARRY TILING | 08/16, CHG 1: 08/18 | ASTM INTERNATIONAL | ASTM | ASTM C413 | Standard Test Method for Absorption of Chemical-Resistant Mortars, Grouts, and Monolithic Surfacings and Polymer Concretes | 2018; R 2023
4678 | 09 35 16 | CHEMICAL-RESISTANT QUARRY TILING | 08/16, CHG 1: 08/18 | ASTM INTERNATIONAL | ASTM | ASTM C658 | Chemical-Resistant Resin Grouts for Brick or Tile | 1998; R 2012
4679 | 09 35 16 | CHEMICAL-RESISTANT QUARRY TILING | 08/16, CHG 1: 08/18 | CALIFORNIA DEPARTMENT OF PUBLIC HEALTH | CDPH | CDPH SECTION 01350 | Standard Method for the Testing and Evaluation of Volatile Organic Chemical Emissions from Indoor Sources using Environmental Chambers | 2017; Version 1.2
4680 | 09 35 16 | CHEMICAL-RESISTANT QUARRY TILING | 08/16, CHG 1: 08/18 | SOUTH COAST AIR QUALITY MANAGEMENT DISTRICT | SCAQMD | SCAQMD Rule 1168 | Adhesive and Sealant Applications | 2022
4681 | 09 35 16 | CHEMICAL-RESISTANT QUARRY TILING | 08/16, CHG 1: 08/18 | TILE COUNCIL OF NORTH AMERICA | TCNA | TCNA Hdbk | Handbook for Ceramic, Glass, and Stone Tile Installation | 2017
4682 | 09 51 00 | ACOUSTICAL CEILINGS | 08/20 | ASTM INTERNATIONAL | ASTM | ASTM A167 | Standard Specification for Stainless and Heat-Resisting Chromium-Nickel Steel Plate, Sheet, and Strip | 2011
4683 | 09 51 00 | ACOUSTICAL CEILINGS | 08/20 | ASTM INTERNATIONAL | ASTM | ASTM A489 | Standard Specification for Carbon Steel Eyebolts | 2018; E 2018
4684 | 09 51 00 | ACOUSTICAL CEILINGS | 08/20 | ASTM INTERNATIONAL | ASTM | ASTM A580/A580M | Standard Specification for Stainless Steel Wire | 2023
4685 | 09 51 00 | ACOUSTICAL CEILINGS | 08/20 | ASTM INTERNATIONAL | ASTM | ASTM A641/A641M | Standard Specification for Zinc-Coated (Galvanized) Carbon Steel Wire | 2019
4686 | 09 51 00 | ACOUSTICAL CEILINGS | 08/20 | ASTM INTERNATIONAL | ASTM | ASTM A653/A653M | Standard Specification for Steel Sheet, Zinc-Coated (Galvanized) or Zinc-Iron Alloy-Coated (Galvannealed) by the Hot-Dip Process | 2023
4687 | 09 51 00 | ACOUSTICAL CEILINGS | 08/20 | ASTM INTERNATIONAL | ASTM | ASTM A1008/A1008M | Standard Specification for Steel, Sheet, Cold-Rolled, Carbon, Structural, High-Strength Low-Alloy, High-Strength Low-Alloy with Improved Formability, Solution Hardened, and Bake Hardenable | 2024
4688 | 09 51 00 | ACOUSTICAL CEILINGS | 08/20 | ASTM INTERNATIONAL | ASTM | ASTM B633 | Standard Specification for Electrodeposited Coatings of Zinc on Iron and Steel | 2023
4689 | 09 51 00 | ACOUSTICAL CEILINGS | 08/20 | ASTM INTERNATIONAL | ASTM | ASTM C423 | Sound Absorption and Sound Absorption Coefficients by the Reverberation Room Method | 2023
4690 | 09 51 00 | ACOUSTICAL CEILINGS | 08/20 | ASTM INTERNATIONAL | ASTM | ASTM C635/C635M | Standard Specification for Manufacture, Performance, and Testing of Metal Suspension Systems for Acoustical Tile and Lay-In Panel Ceilings | 2022
4691 | 09 51 00 | ACOUSTICAL CEILINGS | 08/20 | ASTM INTERNATIONAL | ASTM | ASTM C636/C636M | Standard Practice for Installation of Metal Ceiling Suspension Systems for Acoustical Tile and Lay-In Panels | 2013
4692 | 09 51 00 | ACOUSTICAL CEILINGS | 08/20 | ASTM INTERNATIONAL | ASTM | ASTM C834 | Standard Specification for Latex Sealants | 2017; R 2023
4693 | 09 51 00 | ACOUSTICAL CEILINGS | 08/20 | ASTM INTERNATIONAL | ASTM | ASTM E84 | Standard Test Method for Surface Burning Characteristics of Building Materials | 2023
4694 | 09 51 00 | ACOUSTICAL CEILINGS | 08/20 | ASTM INTERNATIONAL | ASTM | ASTM E119 | Standard Test Methods for Fire Tests of Building Construction and Materials | 2024
4695 | 09 51 00 | ACOUSTICAL CEILINGS | 08/20 | ASTM INTERNATIONAL | ASTM | ASTM E413 | Classification for Rating Sound Insulation | 2022
4696 | 09 51 00 | ACOUSTICAL CEILINGS | 08/20 | ASTM INTERNATIONAL | ASTM | ASTM E580/E580M | Standard Practice for Installation of Ceiling Suspension Systems for Acoustical Tile and Lay-in Panels in Areas Subject to Earthquake Ground Motions | 2022
4697 | 09 51 00 | ACOUSTICAL CEILINGS | 08/20 | ASTM INTERNATIONAL | ASTM | ASTM E795 | Standard Practices for Mounting Test Specimens During Sound Absorption Tests | 2023
4698 | 09 51 00 | ACOUSTICAL CEILINGS | 08/20 | ASTM INTERNATIONAL | ASTM | ASTM E1111/E1111M | Standard Test Method for Measuring the Interzone Attenuation of Open Office Components | 2014; R 2022
4699 | 09 51 00 | ACOUSTICAL CEILINGS | 08/20 | ASTM INTERNATIONAL | ASTM | ASTM E1264 | Standard Classification for Acoustical Ceiling Products | 2023
4700 | 09 51 00 | ACOUSTICAL CEILINGS | 08/20 | ASTM INTERNATIONAL | ASTM | ASTM E1414/E1414M | Standard Test Method for Airborne Sound Attenuation Between Rooms Sharing a Common Ceiling Plenum | 2021a
4701 | 09 51 00 | ACOUSTICAL CEILINGS | 08/20 | ASTM INTERNATIONAL | ASTM | ASTM E1477 | Standard Test Method for Luminous Reflectance Factor of Acoustical Materials by Use of Integrating-Sphere Reflectometers | 1998; R 2022a
4702 | 09 51 00 | ACOUSTICAL CEILINGS | 08/20 | CALIFORNIA DEPARTMENT OF PUBLIC HEALTH | CDPH | CDPH SECTION 01350 | Standard Method for the Testing and Evaluation of Volatile Organic Chemical Emissions from Indoor Sources using Environmental Chambers | 2017; Version 1.2
4703 | 09 51 00 | ACOUSTICAL CEILINGS | 08/20 | GREEN SEAL | GS | GS-36 | Adhesives for Commercial Use | 2013
4704 | 09 51 00 | ACOUSTICAL CEILINGS | 08/20 | SCIENTIFIC CERTIFICATION SYSTEMS | SCS | SCS | SCS Global Services (SCS) Indoor Advantage
4705 | 09 51 00 | ACOUSTICAL CEILINGS | 08/20 | SOUTH COAST AIR QUALITY MANAGEMENT DISTRICT | SCAQMD | SCAQMD Rule 1168 | Adhesive and Sealant Applications | 2022
4706 | 09 51 00 | ACOUSTICAL CEILINGS | 08/20 | U.S. DEPARTMENT OF DEFENSE | DOD | UFC 3-301-01 | Structural Engineering | 2023; with Change 1, 2023
4707 | 09 51 00 | ACOUSTICAL CEILINGS | 08/20 | UNDERWRITERS LABORATORIES | UL | UL 2818 | GREENGUARD Certification Program For Chemical Emissions For Building Materials, Finishes And Furnishings | 2022
4708 | 09 62 38 | STATIC-CONTROL FLOORING | 08/17, CHG 1: 08/18 | AMERICAN ASSOCIATION OF TEXTILE CHEMISTS AND COLORISTS | AATCC | AATCC 16 | Colorfastness to Light | 2004; E 2008; E 2010
4709 | 09 62 38 | STATIC-CONTROL FLOORING | 08/17, CHG 1: 08/18 | AMERICAN ASSOCIATION OF TEXTILE CHEMISTS AND COLORISTS | AATCC | AATCC 107 | Colorfastness to Water | 2013
4710 | 09 62 38 | STATIC-CONTROL FLOORING | 08/17, CHG 1: 08/18 | AMERICAN ASSOCIATION OF TEXTILE CHEMISTS AND COLORISTS | AATCC | AATCC 165 | Colorfastness to Crocking: Textile Floor Coverings - Crockmeter Method | 2013
4711 | 09 62 38 | STATIC-CONTROL FLOORING | 08/17, CHG 1: 08/18 | ASTM INTERNATIONAL | ASTM | ASTM D5793 | Standard Test Method for Binding Sites Per Unit Length or Width of Pile Yarn Floor Coverings | 2018
4712 | 09 62 38 | STATIC-CONTROL FLOORING | 08/17, CHG 1: 08/18 | ASTM INTERNATIONAL | ASTM | ASTM D5848 | Standard Test Method for Mass Per Unit Area of Pile Yarn Floor Coverings | 2020
4713 | 09 62 38 | STATIC-CONTROL FLOORING | 08/17, CHG 1: 08/18 | ASTM INTERNATIONAL | ASTM | ASTM D6859 | Standard Test Method for Pile Thickness of Finished Level Pile Yarn Floor Coverings | 2011
4714 | 09 62 38 | STATIC-CONTROL FLOORING | 08/17, CHG 1: 08/18 | ASTM INTERNATIONAL | ASTM | ASTM E648 | Standard Test Method for Critical Radiant Flux of Floor-Covering Systems Using a Radiant Heat Energy Source | 2023
4715 | 09 62 38 | STATIC-CONTROL FLOORING | 08/17, CHG 1: 08/18 | ASTM INTERNATIONAL | ASTM | ASTM F150 | Standard Test Method for Electrical Resistance of Conductive and Static Dissipative Resilient Flooring | 2006; R 2013
4716 | 09 62 38 | STATIC-CONTROL FLOORING | 08/17, CHG 1: 08/18 | ASTM INTERNATIONAL | ASTM | ASTM F1344 | Standard Specification for Rubber Floor Tile | 2021a
4717 | 09 62 38 | STATIC-CONTROL FLOORING | 08/17, CHG 1: 08/18 | ASTM INTERNATIONAL | ASTM | ASTM F1700 | Standard Specification for Solid Vinyl Floor Tile | 2020
4718 | 09 62 38 | STATIC-CONTROL FLOORING | 08/17, CHG 1: 08/18 | ASTM INTERNATIONAL | ASTM | ASTM F1859 | Standard Specification for Rubber Sheet Floor Covering Without Backing | 2021a
4719 | 09 62 38 | STATIC-CONTROL FLOORING | 08/17, CHG 1: 08/18 | ASTM INTERNATIONAL | ASTM | ASTM F1861 | Standard Specification for Resilient Wall Base | 2021
4720 | 09 62 38 | STATIC-CONTROL FLOORING | 08/17, CHG 1: 08/18 | ASTM INTERNATIONAL | ASTM | ASTM F1869 | Standard Test Method for Measuring Moisture Vapor Emission Rate of Concrete Subfloor Using Anhydrous Calcium Chloride | 2023
4721 | 09 62 38 | STATIC-CONTROL FLOORING | 08/17, CHG 1: 08/18 | ASTM INTERNATIONAL | ASTM | ASTM F2170 | Standard Test Method for Determining Relative Humidity in Concrete Floor Slabs Using in situ Probes | 2019a
4722 | 09 62 38 | STATIC-CONTROL FLOORING | 08/17, CHG 1: 08/18 | CALIFORNIA DEPARTMENT OF PUBLIC HEALTH | CDPH | CDPH SECTION 01350 | Standard Method for the Testing and Evaluation of Volatile Organic Chemical Emissions from Indoor Sources using Environmental Chambers | 2017; Version 1.2
4723 | 09 62 38 | STATIC-CONTROL FLOORING | 08/17, CHG 1: 08/18 | CARPET AND RUG INSTITUTE | CRI | CRI 104 | Carpet Installation Standard for Commercial Carpet | 2015
4724 | 09 62 38 | STATIC-CONTROL FLOORING | 08/17, CHG 1: 08/18 | CARPET AND RUG INSTITUTE | CRI | CRI 105 | Carpet Installation Standard for Residential Carpet | 2015
4725 | 09 62 38 | STATIC-CONTROL FLOORING | 08/17, CHG 1: 08/18 | CARPET AND RUG INSTITUTE | CRI | CRI Green Label Plus | Green Label Plus Quality Manual | 2017
4726 | 09 62 38 | STATIC-CONTROL FLOORING | 08/17, CHG 1: 08/18 | ELECTROSTATIC DISCHARGE ASSOCIATION | ESD | ESD S6.1 | Standard for the Protection of Electrostatic Discharge Susceptible Items – Grounding | 2019
4727 | 09 62 38 | STATIC-CONTROL FLOORING | 08/17, CHG 1: 08/18 | GREEN SEAL | GS | GS-36 | Adhesives for Commercial Use | 2013
4728 | 09 62 38 | STATIC-CONTROL FLOORING | 08/17, CHG 1: 08/18 | INTERNATIONAL ORGANIZATION FOR STANDARDIZATION | ISO | ISO 2551 | Textile Floor Coverings and Textile Floor Coverings in Tile Form- Determination of Dimensional Changes Due to the Effects of Varied Water and Heat Conditions and Distortion Out of Plane | 2020
4729 | 09 62 38 | STATIC-CONTROL FLOORING | 08/17, CHG 1: 08/18 | NATIONAL FIRE PROTECTION ASSOCIATION | NFPA | NFPA 99 | Health Care Facilities Code | 2024
4730 | 09 62 38 | STATIC-CONTROL FLOORING | 08/17, CHG 1: 08/18 | RESILIENT FLOOR COVERING INSTITUTE | RFCI | FLOORSCORE | FLOORSCORE IAQ Certification
4731 | 09 62 38 | STATIC-CONTROL FLOORING | 08/17, CHG 1: 08/18 | SCIENTIFIC CERTIFICATION SYSTEMS | SCS | SCS | SCS Global Services (SCS) Indoor Advantage
4732 | 09 62 38 | STATIC-CONTROL FLOORING | 08/17, CHG 1: 08/18 | SOUTH COAST AIR QUALITY MANAGEMENT DISTRICT | SCAQMD | SCAQMD Rule 1168 | Adhesive and Sealant Applications | 2022
4733 | 09 62 38 | STATIC-CONTROL FLOORING | 08/17, CHG 1: 08/18 | UNDERWRITERS LABORATORIES | UL | UL 2818 | GREENGUARD Certification Program For Chemical Emissions For Building Materials, Finishes And Furnishings | 2022
4734 | 09 64 00 | PORTABLE (DEMOUNTABLE) WOOD FLOORING | 08/16, CHG 1: 08/18 | AMERICAN FOREST FOUNDATION | AFF | ATFS STANDARDS | American Tree Farm System Standards of Sustainability | 2021
4735 | 09 64 00 | PORTABLE (DEMOUNTABLE) WOOD FLOORING | 08/16, CHG 1: 08/18 | AMERICAN WOOD PROTECTION ASSOCIATION | AWPA | AWPA C1 | All Timber Products - Preservative Treatment by Pressure Processes | 2003
4736 | 09 64 00 | PORTABLE (DEMOUNTABLE) WOOD FLOORING | 08/16, CHG 1: 08/18 | AMERICAN WOOD PROTECTION ASSOCIATION | AWPA | AWPA C2 | Lumber, Timber, Bridge Ties and Mine Ties - Preservative Treatment by Pressure Processes | 2003
4737 | 09 64 00 | PORTABLE (DEMOUNTABLE) WOOD FLOORING | 08/16, CHG 1: 08/18 | CALIFORNIA DEPARTMENT OF PUBLIC HEALTH | CDPH | CDPH SECTION 01350 | Standard Method for the Testing and Evaluation of Volatile Organic Chemical Emissions from Indoor Sources using Environmental Chambers | 2017; Version 1.2
4738 | 09 64 00 | PORTABLE (DEMOUNTABLE) WOOD FLOORING | 08/16, CHG 1: 08/18 | CSA GROUP | CSA | CSA Z809-08 | Sustainable Forest Management | R2013
4739 | 09 64 00 | PORTABLE (DEMOUNTABLE) WOOD FLOORING | 08/16, CHG 1: 08/18 | FOREST STEWARDSHIP COUNCIL | FSC | FSC STD 01 001 | Principles and Criteria for Forest Stewardship | 2015
4740 | 09 64 00 | PORTABLE (DEMOUNTABLE) WOOD FLOORING | 08/16, CHG 1: 08/18 | MAPLE FLOORING MANUFACTURERS ASSOCIATION | MFMA | MFMA AFSFSCL | Athletic Floor Sealer and Finish Specifications and Conformance List #35 | 2016
4741 | 09 64 00 | PORTABLE (DEMOUNTABLE) WOOD FLOORING | 08/16, CHG 1: 08/18 | MAPLE FLOORING MANUFACTURERS ASSOCIATION | MFMA | MFMA GRHM | Grading Rules for MFMA Northern Hardwood Maple | 2000
4742 | 09 64 00 | PORTABLE (DEMOUNTABLE) WOOD FLOORING | 08/16, CHG 1: 08/18 | PROGRAMME FOR ENDORSEMENT OF FOREST CERTIFICATION | PEFC | PEFC ST 2002:2013 | PEFC International Standard Chain of Custody of Forest Based Products Requirements | 2015
4743 | 09 64 00 | PORTABLE (DEMOUNTABLE) WOOD FLOORING | 08/16, CHG 1: 08/18 | SOUTH COAST AIR QUALITY MANAGEMENT DISTRICT | SCAQMD | SCAQMD Rule 1113 | Architectural Coatings | 2016
4744 | 09 64 00 | PORTABLE (DEMOUNTABLE) WOOD FLOORING | 08/16, CHG 1: 08/18 | SUSTAINABLE FOREST INITIATIVE | SFI | SFI 22 | Standards and Rules for Forest Management, Fiber Sourcing, Chain of Custody, and Certified Sourcing | 2022
4745 | 09 64 23 | WOOD PARQUET FLOORING | 08/16, CHG 3: 11/18 | AMERICAN FOREST FOUNDATION | AFF | ATFS STANDARDS | American Tree Farm System Standards of Sustainability | 2021
4746 | 09 64 23 | WOOD PARQUET FLOORING | 08/16, CHG 3: 11/18 | APA - THE ENGINEERED WOOD ASSOCIATION | APA | APA E30 | Engineered Wood Construction Guide | 2016
4747 | 09 64 23 | WOOD PARQUET FLOORING | 08/16, CHG 3: 11/18 | ASTM INTERNATIONAL | ASTM | ASTM D226/D226M | Standard Specification for Asphalt-Saturated Organic Felt Used in Roofing and Waterproofing | 2017
4748 | 09 64 23 | WOOD PARQUET FLOORING | 08/16, CHG 3: 11/18 | ASTM INTERNATIONAL | ASTM | ASTM E648 | Standard Test Method for Critical Radiant Flux of Floor-Covering Systems Using a Radiant Heat Energy Source | 2023
4749 | 09 64 23 | WOOD PARQUET FLOORING | 08/16, CHG 3: 11/18 | CALIFORNIA DEPARTMENT OF PUBLIC HEALTH | CDPH | CDPH SECTION 01350 | Standard Method for the Testing and Evaluation of Volatile Organic Chemical Emissions from Indoor Sources using Environmental Chambers | 2017; Version 1.2
4750 | 09 64 23 | WOOD PARQUET FLOORING | 08/16, CHG 3: 11/18 | CSA GROUP | CSA | CSA Z809-08 | Sustainable Forest Management | R2013
4751 | 09 64 23 | WOOD PARQUET FLOORING | 08/16, CHG 3: 11/18 | FOREST STEWARDSHIP COUNCIL | FSC | FSC STD 01 001 | Principles and Criteria for Forest Stewardship | 2015
4752 | 09 64 23 | WOOD PARQUET FLOORING | 08/16, CHG 3: 11/18 | HARDWOOD PLYWOOD AND VENEER ASSOCIATION | HPVA | HPVA EF | American National Standard for Engineered Wood Flooring | 2020
4753 | 09 64 23 | WOOD PARQUET FLOORING | 08/16, CHG 3: 11/18 | NATIONAL WOOD FLOORING ASSOCIATION | NWFA) (formerly NOFMA | NOFMA Grading Rules | Official Flooring Grading Rules | 1999
4754 | 09 64 23 | WOOD PARQUET FLOORING | 08/16, CHG 3: 11/18 | PROGRAMME FOR ENDORSEMENT OF FOREST CERTIFICATION | PEFC | PEFC ST 2002:2013 | PEFC International Standard Chain of Custody of Forest Based Products Requirements | 2015
4755 | 09 64 23 | WOOD PARQUET FLOORING | 08/16, CHG 3: 11/18 | RESILIENT FLOOR COVERING INSTITUTE | RFCI | FLOORSCORE | FLOORSCORE IAQ Certification
4756 | 09 64 23 | WOOD PARQUET FLOORING | 08/16, CHG 3: 11/18 | SCIENTIFIC CERTIFICATION SYSTEMS | SCS | SCS | SCS Global Services (SCS) Indoor Advantage
4757 | 09 64 23 | WOOD PARQUET FLOORING | 08/16, CHG 3: 11/18 | SOUTH COAST AIR QUALITY MANAGEMENT DISTRICT | SCAQMD | SCAQMD Rule 1113 | Architectural Coatings | 2016
4758 | 09 64 23 | WOOD PARQUET FLOORING | 08/16, CHG 3: 11/18 | SOUTH COAST AIR QUALITY MANAGEMENT DISTRICT | SCAQMD | SCAQMD Rule 1168 | Adhesive and Sealant Applications | 2022
4759 | 09 64 23 | WOOD PARQUET FLOORING | 08/16, CHG 3: 11/18 | SUSTAINABLE FOREST INITIATIVE | SFI | SFI 22 | Standards and Rules for Forest Management, Fiber Sourcing, Chain of Custody, and Certified Sourcing | 2022
4760 | 09 64 23 | WOOD PARQUET FLOORING | 08/16, CHG 3: 11/18 | UNDERWRITERS LABORATORIES | UL | UL 2818 | GREENGUARD Certification Program For Chemical Emissions For Building Materials, Finishes And Furnishings | 2022
4761 | 09 64 29 | WOOD STRIP AND PLANK FLOORING | 08/16, CHG 2: 11/18 | AMERICAN FOREST FOUNDATION | AFF | ATFS STANDARDS | American Tree Farm System Standards of Sustainability | 2021
4762 | 09 64 29 | WOOD STRIP AND PLANK FLOORING | 08/16, CHG 2: 11/18 | ASTM INTERNATIONAL | ASTM | ASTM D41/D41M | Standard Specification for Asphalt Primer Used in Roofing, Dampproofing, and Waterproofing | 2011; R 2016
4763 | 09 64 29 | WOOD STRIP AND PLANK FLOORING | 08/16, CHG 2: 11/18 | CALIFORNIA DEPARTMENT OF PUBLIC HEALTH | CDPH | CDPH SECTION 01350 | Standard Method for the Testing and Evaluation of Volatile Organic Chemical Emissions from Indoor Sources using Environmental Chambers | 2017; Version 1.2
4764 | 09 64 29 | WOOD STRIP AND PLANK FLOORING | 08/16, CHG 2: 11/18 | CSA GROUP | CSA | CSA Z809-08 | Sustainable Forest Management | R2013
4765 | 09 64 29 | WOOD STRIP AND PLANK FLOORING | 08/16, CHG 2: 11/18 | FOREST STEWARDSHIP COUNCIL | FSC | FSC STD 01 001 | Principles and Criteria for Forest Stewardship | 2015
4766 | 09 64 29 | WOOD STRIP AND PLANK FLOORING | 08/16, CHG 2: 11/18 | MAPLE FLOORING MANUFACTURERS ASSOCIATION | MFMA | MFMA GS | Guide Specifications for Maple Flooring Systems | 1999
4767 | 09 64 29 | WOOD STRIP AND PLANK FLOORING | 08/16, CHG 2: 11/18 | NATIONAL WOOD FLOORING ASSOCIATION | NWFA) (formerly NOFMA | NOFMA Grading Rules | Official Flooring Grading Rules | 1999
4768 | 09 64 29 | WOOD STRIP AND PLANK FLOORING | 08/16, CHG 2: 11/18 | PROGRAMME FOR ENDORSEMENT OF FOREST CERTIFICATION | PEFC | PEFC ST 2002:2013 | PEFC International Standard Chain of Custody of Forest Based Products Requirements | 2015
4769 | 09 64 29 | WOOD STRIP AND PLANK FLOORING | 08/16, CHG 2: 11/18 | RESILIENT FLOOR COVERING INSTITUTE | RFCI | FLOORSCORE | FLOORSCORE IAQ Certification
4770 | 09 64 29 | WOOD STRIP AND PLANK FLOORING | 08/16, CHG 2: 11/18 | SCIENTIFIC CERTIFICATION SYSTEMS | SCS | SCS | SCS Global Services (SCS) Indoor Advantage
4771 | 09 64 29 | WOOD STRIP AND PLANK FLOORING | 08/16, CHG 2: 11/18 | SOUTH COAST AIR QUALITY MANAGEMENT DISTRICT | SCAQMD | SCAQMD Rule 1113 | Architectural Coatings | 2016
4772 | 09 64 29 | WOOD STRIP AND PLANK FLOORING | 08/16, CHG 2: 11/18 | SOUTH COAST AIR QUALITY MANAGEMENT DISTRICT | SCAQMD | SCAQMD Rule 1168 | Adhesive and Sealant Applications | 2022
4773 | 09 64 29 | WOOD STRIP AND PLANK FLOORING | 08/16, CHG 2: 11/18 | SUSTAINABLE FOREST INITIATIVE | SFI | SFI 22 | Standards and Rules for Forest Management, Fiber Sourcing, Chain of Custody, and Certified Sourcing | 2022
4774 | 09 64 29 | WOOD STRIP AND PLANK FLOORING | 08/16, CHG 2: 11/18 | UNDERWRITERS LABORATORIES | UL | UL 2818 | GREENGUARD Certification Program For Chemical Emissions For Building Materials, Finishes And Furnishings | 2022
4775 | 09 64 66 | WOOD ATHLETIC FLOORING | 08/16, CHG 1: 08/18 | AMERICAN FOREST FOUNDATION | AFF | ATFS STANDARDS | American Tree Farm System Standards of Sustainability | 2021
4776 | 09 64 66 | WOOD ATHLETIC FLOORING | 08/16, CHG 1: 08/18 | AMERICAN WOOD PROTECTION ASSOCIATION | AWPA | AWPA C1 | All Timber Products - Preservative Treatment by Pressure Processes | 2003
4777 | 09 64 66 | WOOD ATHLETIC FLOORING | 08/16, CHG 1: 08/18 | AMERICAN WOOD PROTECTION ASSOCIATION | AWPA | AWPA C2 | Lumber, Timber, Bridge Ties and Mine Ties - Preservative Treatment by Pressure Processes | 2003
4778 | 09 64 66 | WOOD ATHLETIC FLOORING | 08/16, CHG 1: 08/18 | AMERICAN WOOD PROTECTION ASSOCIATION | AWPA | AWPA M4 | Standard for the Care of Preservative-Treated Wood Products | 2023
4779 | 09 64 66 | WOOD ATHLETIC FLOORING | 08/16, CHG 1: 08/18 | ASTM INTERNATIONAL | ASTM | ASTM A36/A36M | Standard Specification for Carbon Structural Steel | 2019
4780 | 09 64 66 | WOOD ATHLETIC FLOORING | 08/16, CHG 1: 08/18 | ASTM INTERNATIONAL | ASTM | ASTM C208 | Standard Specification for Cellulosic Fiber Insulating Board | 2022
4781 | 09 64 66 | WOOD ATHLETIC FLOORING | 08/16, CHG 1: 08/18 | ASTM INTERNATIONAL | ASTM | ASTM D41/D41M | Standard Specification for Asphalt Primer Used in Roofing, Dampproofing, and Waterproofing | 2011; R 2016
4782 | 09 64 66 | WOOD ATHLETIC FLOORING | 08/16, CHG 1: 08/18 | ASTM INTERNATIONAL | ASTM | ASTM D226/D226M | Standard Specification for Asphalt-Saturated Organic Felt Used in Roofing and Waterproofing | 2017
4783 | 09 64 66 | WOOD ATHLETIC FLOORING | 08/16, CHG 1: 08/18 | ASTM INTERNATIONAL | ASTM | ASTM D395 | Standard Test Methods for Rubber Property - Compression Set | 2016; E 2017
4784 | 09 64 66 | WOOD ATHLETIC FLOORING | 08/16, CHG 1: 08/18 | ASTM INTERNATIONAL | ASTM | ASTM D412 | Standard Test Methods for Vulcanized Rubber and Thermoplastic Elastomers - Tension | 2016; R 2021
4785 | 09 64 66 | WOOD ATHLETIC FLOORING | 08/16, CHG 1: 08/18 | ASTM INTERNATIONAL | ASTM | ASTM D449/D449M | Standard Specification for Asphalt Used in Dampproofing and Waterproofing | 2003; R 2021
4786 | 09 64 66 | WOOD ATHLETIC FLOORING | 08/16, CHG 1: 08/18 | ASTM INTERNATIONAL | ASTM | ASTM D1622/D1622M | Apparent Density of Rigid Cellular Plastics | 2014
4787 | 09 64 66 | WOOD ATHLETIC FLOORING | 08/16, CHG 1: 08/18 | ASTM INTERNATIONAL | ASTM | ASTM D2103 | Standard Specification for Polyethylene Film and Sheeting | 2015
4788 | 09 64 66 | WOOD ATHLETIC FLOORING | 08/16, CHG 1: 08/18 | ASTM INTERNATIONAL | ASTM | ASTM D2240 | Standard Test Method for Rubber Property - Durometer Hardness | 2015; E 2017
4789 | 09 64 66 | WOOD ATHLETIC FLOORING | 08/16, CHG 1: 08/18 | ASTM INTERNATIONAL | ASTM | ASTM E96/E96M | Standard Test Methods for Gravimetric Determination of Water Vapor Transmission Rate of Materials | 2024
4790 | 09 64 66 | WOOD ATHLETIC FLOORING | 08/16, CHG 1: 08/18 | ASTM INTERNATIONAL | ASTM | ASTM F36 | Standard Test Method for Compressibility and Recovery of Gasket Materials | 2015; R 2021
4791 | 09 64 66 | WOOD ATHLETIC FLOORING | 08/16, CHG 1: 08/18 | CALIFORNIA AIR RESOURCES BOARD | CARB | CARB 93120 | Airborne Toxic Control Measure (ATCM) to Reduce Formaldehyde Emissions from Composite Wood Products | 2007
4792 | 09 64 66 | WOOD ATHLETIC FLOORING | 08/16, CHG 1: 08/18 | CALIFORNIA DEPARTMENT OF PUBLIC HEALTH | CDPH | CDPH SECTION 01350 | Standard Method for the Testing and Evaluation of Volatile Organic Chemical Emissions from Indoor Sources using Environmental Chambers | 2017; Version 1.2
4793 | 09 64 66 | WOOD ATHLETIC FLOORING | 08/16, CHG 1: 08/18 | CARPET AND RUG INSTITUTE | CRI | CRI GL CUSHION | Green Label Cushion Program
4794 | 09 64 66 | WOOD ATHLETIC FLOORING | 08/16, CHG 1: 08/18 | CSA GROUP | CSA | CSA Z809-08 | Sustainable Forest Management | R2013
4795 | 09 64 66 | WOOD ATHLETIC FLOORING | 08/16, CHG 1: 08/18 | FOREST STEWARDSHIP COUNCIL | FSC | FSC STD 01 001 | Principles and Criteria for Forest Stewardship | 2015
4796 | 09 64 66 | WOOD ATHLETIC FLOORING | 08/16, CHG 1: 08/18 | MAPLE FLOORING MANUFACTURERS ASSOCIATION | MFMA | MFMA AFSFSCL | Athletic Floor Sealer and Finish Specifications and Conformance List #35 | 2016
4797 | 09 64 66 | WOOD ATHLETIC FLOORING | 08/16, CHG 1: 08/18 | MAPLE FLOORING MANUFACTURERS ASSOCIATION | MFMA | MFMA GRHM | Grading Rules for MFMA Northern Hardwood Maple | 2000
4798 | 09 64 66 | WOOD ATHLETIC FLOORING | 08/16, CHG 1: 08/18 | MAPLE FLOORING MANUFACTURERS ASSOCIATION | MFMA | MFMA SSCLFMGF | Sanding, Sealing, Court Lining, Finishing and Resurfacing of Maple Gym Floors | 2016
4799 | 09 64 66 | WOOD ATHLETIC FLOORING | 08/16, CHG 1: 08/18 | PROGRAMME FOR ENDORSEMENT OF FOREST CERTIFICATION | PEFC | PEFC ST 2002:2013 | PEFC International Standard Chain of Custody of Forest Based Products Requirements | 2015
4800 | 09 64 66 | WOOD ATHLETIC FLOORING | 08/16, CHG 1: 08/18 | RESILIENT FLOOR COVERING INSTITUTE | RFCI | FLOORSCORE | FLOORSCORE IAQ Certification
4801 | 09 64 66 | WOOD ATHLETIC FLOORING | 08/16, CHG 1: 08/18 | SCIENTIFIC CERTIFICATION SYSTEMS | SCS | SCS | SCS Global Services (SCS) Indoor Advantage
4802 | 09 64 66 | WOOD ATHLETIC FLOORING | 08/16, CHG 1: 08/18 | SOUTH COAST AIR QUALITY MANAGEMENT DISTRICT | SCAQMD | SCAQMD Rule 1113 | Architectural Coatings | 2016
4803 | 09 64 66 | WOOD ATHLETIC FLOORING | 08/16, CHG 1: 08/18 | SOUTH COAST AIR QUALITY MANAGEMENT DISTRICT | SCAQMD | SCAQMD Rule 1168 | Adhesive and Sealant Applications | 2022
4804 | 09 64 66 | WOOD ATHLETIC FLOORING | 08/16, CHG 1: 08/18 | SUSTAINABLE FOREST INITIATIVE | SFI | SFI 22 | Standards and Rules for Forest Management, Fiber Sourcing, Chain of Custody, and Certified Sourcing | 2022
4805 | 09 64 66 | WOOD ATHLETIC FLOORING | 08/16, CHG 1: 08/18 | U.S. NATIONAL ARCHIVES AND RECORDS ADMINISTRATION | NARA | 40 CFR 770 | Formaldehyde Standards for Composite Wood Products
4806 | 09 64 66 | WOOD ATHLETIC FLOORING | 08/16, CHG 1: 08/18 | UNDERWRITERS LABORATORIES | UL | UL 2818 | GREENGUARD Certification Program For Chemical Emissions For Building Materials, Finishes And Furnishings | 2022
4807 | 09 65 00 | RESILIENT FLOORING | 08/10, CHG 3: 08/18 | AMERICAN FOREST FOUNDATION | AFF | ATFS STANDARDS | American Tree Farm System Standards of Sustainability | 2021
4808 | 09 65 00 | RESILIENT FLOORING | 08/10, CHG 3: 08/18 | ASTM INTERNATIONAL | ASTM | ASTM D4078 | Water Emulsion Floor Polish | 2002; R 2015
4809 | 09 65 00 | RESILIENT FLOORING | 08/10, CHG 3: 08/18 | ASTM INTERNATIONAL | ASTM | ASTM D5603 | Rubber Compounding Materials - Recycled Vulcanizate Particulate Rubber | 2001; R 2008
4810 | 09 65 00 | RESILIENT FLOORING | 08/10, CHG 3: 08/18 | ASTM INTERNATIONAL | ASTM | ASTM E648 | Standard Test Method for Critical Radiant Flux of Floor-Covering Systems Using a Radiant Heat Energy Source | 2023
4811 | 09 65 00 | RESILIENT FLOORING | 08/10, CHG 3: 08/18 | ASTM INTERNATIONAL | ASTM | ASTM F710 | Standard Practice for Preparing Concrete Floors to Receive Resilient Flooring | 2022
4812 | 09 65 00 | RESILIENT FLOORING | 08/10, CHG 3: 08/18 | ASTM INTERNATIONAL | ASTM | ASTM F1066 | Standard Specification for Vinyl Composition Floor Tile | 2023
4813 | 09 65 00 | RESILIENT FLOORING | 08/10, CHG 3: 08/18 | ASTM INTERNATIONAL | ASTM | ASTM F1303 | Standard Specification for Sheet Vinyl Floor Covering with Backing | 2004; R 2021
4814 | 09 65 00 | RESILIENT FLOORING | 08/10, CHG 3: 08/18 | ASTM INTERNATIONAL | ASTM | ASTM F1344 | Standard Specification for Rubber Floor Tile | 2021a
4815 | 09 65 00 | RESILIENT FLOORING | 08/10, CHG 3: 08/18 | ASTM INTERNATIONAL | ASTM | ASTM F1482 | Standard Practice for Installation and Preparation of Panel Type Underlayments to Receive Resilient Flooring | 2021
4816 | 09 65 00 | RESILIENT FLOORING | 08/10, CHG 3: 08/18 | ASTM INTERNATIONAL | ASTM | ASTM F1700 | Standard Specification for Solid Vinyl Floor Tile | 2020
4817 | 09 65 00 | RESILIENT FLOORING | 08/10, CHG 3: 08/18 | ASTM INTERNATIONAL | ASTM | ASTM F1859 | Standard Specification for Rubber Sheet Floor Covering Without Backing | 2021a
4818 | 09 65 00 | RESILIENT FLOORING | 08/10, CHG 3: 08/18 | ASTM INTERNATIONAL | ASTM | ASTM F1860 | Standard Specification for Rubber Sheet Floor Covering With Backing | 2021
4819 | 09 65 00 | RESILIENT FLOORING | 08/10, CHG 3: 08/18 | ASTM INTERNATIONAL | ASTM | ASTM F1861 | Standard Specification for Resilient Wall Base | 2021
4820 | 09 65 00 | RESILIENT FLOORING | 08/10, CHG 3: 08/18 | ASTM INTERNATIONAL | ASTM | ASTM F1869 | Standard Test Method for Measuring Moisture Vapor Emission Rate of Concrete Subfloor Using Anhydrous Calcium Chloride | 2023
4821 | 09 65 00 | RESILIENT FLOORING | 08/10, CHG 3: 08/18 | ASTM INTERNATIONAL | ASTM | ASTM F1913 | Vinyl Sheet Floor Covering Without Backing | 2004; R 2014
4822 | 09 65 00 | RESILIENT FLOORING | 08/10, CHG 3: 08/18 | ASTM INTERNATIONAL | ASTM | ASTM F2034 | Sheet Linoleum Floor Covering | 2008; R 2013
4823 | 09 65 00 | RESILIENT FLOORING | 08/10, CHG 3: 08/18 | ASTM INTERNATIONAL | ASTM | ASTM F2169 | Standard Specification for Resilient Stair Treads | 2015; R 2020; E 2020
4824 | 09 65 00 | RESILIENT FLOORING | 08/10, CHG 3: 08/18 | ASTM INTERNATIONAL | ASTM | ASTM F2170 | Standard Test Method for Determining Relative Humidity in Concrete Floor Slabs Using in situ Probes | 2019a
4825 | 09 65 00 | RESILIENT FLOORING | 08/10, CHG 3: 08/18 | ASTM INTERNATIONAL | ASTM | ASTM F2195 | Linoleum Floor Tile | 2018; R 2023
4826 | 09 65 00 | RESILIENT FLOORING | 08/10, CHG 3: 08/18 | CALIFORNIA DEPARTMENT OF PUBLIC HEALTH | CDPH | CDPH SECTION 01350 | Standard Method for the Testing and Evaluation of Volatile Organic Chemical Emissions from Indoor Sources using Environmental Chambers | 2017; Version 1.2
4827 | 09 65 00 | RESILIENT FLOORING | 08/10, CHG 3: 08/18 | CSA GROUP | CSA | CSA Z809-08 | Sustainable Forest Management | R2013
4828 | 09 65 00 | RESILIENT FLOORING | 08/10, CHG 3: 08/18 | FOREST STEWARDSHIP COUNCIL | FSC | FSC STD 01 001 | Principles and Criteria for Forest Stewardship | 2015
4829 | 09 65 00 | RESILIENT FLOORING | 08/10, CHG 3: 08/18 | GREEN SEAL | GS | GS-36 | Adhesives for Commercial Use | 2013
4830 | 09 65 00 | RESILIENT FLOORING | 08/10, CHG 3: 08/18 | INTERNATIONAL ORGANIZATION FOR STANDARDIZATION | ISO | ISO 3813 | Resilient Floor Coverings - Cork Floor Tiles | 2004
4831 | 09 65 00 | RESILIENT FLOORING | 08/10, CHG 3: 08/18 | PROGRAMME FOR ENDORSEMENT OF FOREST CERTIFICATION | PEFC | PEFC ST 2002:2013 | PEFC International Standard Chain of Custody of Forest Based Products Requirements | 2015
4832 | 09 65 00 | RESILIENT FLOORING | 08/10, CHG 3: 08/18 | SCIENTIFIC CERTIFICATION SYSTEMS | SCS | SCS | SCS Global Services (SCS) Indoor Advantage
4833 | 09 65 00 | RESILIENT FLOORING | 08/10, CHG 3: 08/18 | SOUTH COAST AIR QUALITY MANAGEMENT DISTRICT | SCAQMD | SCAQMD Rule 1168 | Adhesive and Sealant Applications | 2022
4834 | 09 65 00 | RESILIENT FLOORING | 08/10, CHG 3: 08/18 | SUSTAINABLE FOREST INITIATIVE | SFI | SFI 22 | Standards and Rules for Forest Management, Fiber Sourcing, Chain of Custody, and Certified Sourcing | 2022
4835 | 09 65 00 | RESILIENT FLOORING | 08/10, CHG 3: 08/18 | UNDERWRITERS LABORATORIES | UL | UL 2818 | GREENGUARD Certification Program For Chemical Emissions For Building Materials, Finishes And Furnishings | 2022
4836 | 09 65 66 | RESILIENT ATHLETIC FLOORING | 08/16, CHG 1: 08/18 | ASTM INTERNATIONAL | ASTM | ASTM C920 | Standard Specification for Elastomeric Joint Sealants | 2018
4837 | 09 65 66 | RESILIENT ATHLETIC FLOORING | 08/16, CHG 1: 08/18 | ASTM INTERNATIONAL | ASTM | ASTM D395 | Standard Test Methods for Rubber Property - Compression Set | 2016; E 2017
4838 | 09 65 66 | RESILIENT ATHLETIC FLOORING | 08/16, CHG 1: 08/18 | ASTM INTERNATIONAL | ASTM | ASTM D412 | Standard Test Methods for Vulcanized Rubber and Thermoplastic Elastomers - Tension | 2016; R 2021
4839 | 09 65 66 | RESILIENT ATHLETIC FLOORING | 08/16, CHG 1: 08/18 | ASTM INTERNATIONAL | ASTM | ASTM D624 | Standard Test Method for Tear Strength of Conventional Vulcanized Rubber and Thermoplastic Elastomers | 2000; R 2020
4840 | 09 65 66 | RESILIENT ATHLETIC FLOORING | 08/16, CHG 1: 08/18 | ASTM INTERNATIONAL | ASTM | ASTM D1054 | Rubber Property - Resilience Using a Rebound Pendulum | 2002; R 2007
4841 | 09 65 66 | RESILIENT ATHLETIC FLOORING | 08/16, CHG 1: 08/18 | ASTM INTERNATIONAL | ASTM | ASTM D1894 | Static and Kinetic Coefficients of Friction of Plastic Film and Sheeting | 2014
4842 | 09 65 66 | RESILIENT ATHLETIC FLOORING | 08/16, CHG 1: 08/18 | ASTM INTERNATIONAL | ASTM | ASTM D2240 | Standard Test Method for Rubber Property - Durometer Hardness | 2015; E 2017
4843 | 09 65 66 | RESILIENT ATHLETIC FLOORING | 08/16, CHG 1: 08/18 | ASTM INTERNATIONAL | ASTM | ASTM D2632 | Standard Test Method for Rubber Property-Resilience by Vertical Rebound | 2015; R 2019
4844 | 09 65 66 | RESILIENT ATHLETIC FLOORING | 08/16, CHG 1: 08/18 | ASTM INTERNATIONAL | ASTM | ASTM E648 | Standard Test Method for Critical Radiant Flux of Floor-Covering Systems Using a Radiant Heat Energy Source | 2023
4845 | 09 65 66 | RESILIENT ATHLETIC FLOORING | 08/16, CHG 1: 08/18 | ASTM INTERNATIONAL | ASTM | ASTM F1303 | Standard Specification for Sheet Vinyl Floor Covering with Backing | 2004; R 2021
4846 | 09 65 66 | RESILIENT ATHLETIC FLOORING | 08/16, CHG 1: 08/18 | ASTM INTERNATIONAL | ASTM | ASTM F1869 | Standard Test Method for Measuring Moisture Vapor Emission Rate of Concrete Subfloor Using Anhydrous Calcium Chloride | 2023
4847 | 09 65 66 | RESILIENT ATHLETIC FLOORING | 08/16, CHG 1: 08/18 | ASTM INTERNATIONAL | ASTM | ASTM F2170 | Standard Test Method for Determining Relative Humidity in Concrete Floor Slabs Using in situ Probes | 2019a
4848 | 09 65 66 | RESILIENT ATHLETIC FLOORING | 08/16, CHG 1: 08/18 | ASTM INTERNATIONAL | ASTM | ASTM F2772 | Standard Specification for Athletic Performance Properties of Indoor Sports Floor Systems | 2011
4849 | 09 65 66 | RESILIENT ATHLETIC FLOORING | 08/16, CHG 1: 08/18 | ASTM INTERNATIONAL | ASTM | ASTM G21 | Standard Practice for Determining Resistance of Synthetic Polymeric Materials to Fungi | 2015; R 2021; E 2021
4850 | 09 65 66 | RESILIENT ATHLETIC FLOORING | 08/16, CHG 1: 08/18 | CALIFORNIA DEPARTMENT OF PUBLIC HEALTH | CDPH | CDPH SECTION 01350 | Standard Method for the Testing and Evaluation of Volatile Organic Chemical Emissions from Indoor Sources using Environmental Chambers | 2017; Version 1.2
4851 | 09 65 66 | RESILIENT ATHLETIC FLOORING | 08/16, CHG 1: 08/18 | CARPET AND RUG INSTITUTE | CRI | CRI GL CUSHION | Green Label Cushion Program
4852 | 09 65 66 | RESILIENT ATHLETIC FLOORING | 08/16, CHG 1: 08/18 | CARPET AND RUG INSTITUTE | CRI | CRI GLP QM | Green Label Plus Quality Manual | 2017
4853 | 09 65 66 | RESILIENT ATHLETIC FLOORING | 08/16, CHG 1: 08/18 | INTERNATIONAL ORGANIZATION FOR STANDARDIZATION | ISO | ISO 9001 | Quality Management Systems- Requirements | 2015
4854 | 09 65 66 | RESILIENT ATHLETIC FLOORING | 08/16, CHG 1: 08/18 | INTERNATIONAL ORGANIZATION FOR STANDARDIZATION | ISO | ISO 14001 | Environmental Management Systems — Requirements with Guidance for Use | 2015
4855 | 09 65 66 | RESILIENT ATHLETIC FLOORING | 08/16, CHG 1: 08/18 | RESILIENT FLOOR COVERING INSTITUTE | RFCI | FLOORSCORE | FLOORSCORE IAQ Certification
4856 | 09 65 66 | RESILIENT ATHLETIC FLOORING | 08/16, CHG 1: 08/18 | SCIENTIFIC CERTIFICATION SYSTEMS | SCS | SCS | SCS Global Services (SCS) Indoor Advantage
4857 | 09 65 66 | RESILIENT ATHLETIC FLOORING | 08/16, CHG 1: 08/18 | SOUTH COAST AIR QUALITY MANAGEMENT DISTRICT | SCAQMD | SCAQMD Rule 1113 | Architectural Coatings | 2016
4858 | 09 65 66 | RESILIENT ATHLETIC FLOORING | 08/16, CHG 1: 08/18 | SOUTH COAST AIR QUALITY MANAGEMENT DISTRICT | SCAQMD | SCAQMD Rule 1168 | Adhesive and Sealant Applications | 2022
4859 | 09 65 66 | RESILIENT ATHLETIC FLOORING | 08/16, CHG 1: 08/18 | UNDERWRITERS LABORATORIES | UL | UL 2818 | GREENGUARD Certification Program For Chemical Emissions For Building Materials, Finishes And Furnishings | 2022
4860 | 09 66 13 | PORTLAND CEMENT TERRAZZO FLOORING | 08/16, CHG 2: 11/18 | ASTM INTERNATIONAL | ASTM | ASTM C33/C33M | Standard Specification for Concrete Aggregates | 2023
4861 | 09 66 13 | PORTLAND CEMENT TERRAZZO FLOORING | 08/16, CHG 2: 11/18 | ASTM INTERNATIONAL | ASTM | ASTM C150/C150M | Standard Specification for Portland Cement | 2022
4862 | 09 66 13 | PORTLAND CEMENT TERRAZZO FLOORING | 08/16, CHG 2: 11/18 | ASTM INTERNATIONAL | ASTM | ASTM C171 | Standard Specification for Sheet Materials for Curing Concrete | 2020
4863 | 09 66 13 | PORTLAND CEMENT TERRAZZO FLOORING | 08/16, CHG 2: 11/18 | ASTM INTERNATIONAL | ASTM | ASTM C241/C241M | Standard Test Method for Abrasion Resistance of Stone Subjected to Foot Traffic | 2021
4864 | 09 66 13 | PORTLAND CEMENT TERRAZZO FLOORING | 08/16, CHG 2: 11/18 | ASTM INTERNATIONAL | ASTM | ASTM C309 | Standard Specification for Liquid Membrane-Forming Compounds for Curing Concrete | 2019
4865 | 09 66 13 | PORTLAND CEMENT TERRAZZO FLOORING | 08/16, CHG 2: 11/18 | CALIFORNIA DEPARTMENT OF PUBLIC HEALTH | CDPH | CDPH SECTION 01350 | Standard Method for the Testing and Evaluation of Volatile Organic Chemical Emissions from Indoor Sources using Environmental Chambers | 2017; Version 1.2
4866 | 09 66 13 | PORTLAND CEMENT TERRAZZO FLOORING | 08/16, CHG 2: 11/18 | NATIONAL TERRAZZO AND MOSAIC ASSOCIATION | NTMA | NTMA Info Guide | Terrazzo Reference Guide | 2017
4867 | 09 66 13 | PORTLAND CEMENT TERRAZZO FLOORING | 08/16, CHG 2: 11/18 | SOUTH COAST AIR QUALITY MANAGEMENT DISTRICT | SCAQMD | SCAQMD Rule 1113 | Architectural Coatings | 2016
4868 | 09 66 16 | TERRAZZO FLOOR TILE | 08/16, CHG 1: 08/18 | ASTM INTERNATIONAL | ASTM | ASTM C97/C97M | Absorption and Bulk Specific Gravity of Dimension Stone | 2015
4869 | 09 66 16 | TERRAZZO FLOOR TILE | 08/16, CHG 1: 08/18 | ASTM INTERNATIONAL | ASTM | ASTM C109/C109M | Standard Test Method for Compressive Strength of Hydraulic Cement Mortars (Using 2-in. or (50-mm) Cube Specimens) | 2023
4870 | 09 66 16 | TERRAZZO FLOOR TILE | 08/16, CHG 1: 08/18 | ASTM INTERNATIONAL | ASTM | ASTM C501 | Standard Test Method for Relative Resistance to Wear of Unglazed Ceramic Tile by the Taber Abraser | 2021
4871 | 09 66 16 | TERRAZZO FLOOR TILE | 08/16, CHG 1: 08/18 | ASTM INTERNATIONAL | ASTM | ASTM D2047 | Standard Test Method for Static Coefficient of Friction of Polish-Coated Floor Surfaces as Measured by the James Machine | 2017
4872 | 09 66 16 | TERRAZZO FLOOR TILE | 08/16, CHG 1: 08/18 | ASTM INTERNATIONAL | ASTM | ASTM E84 | Standard Test Method for Surface Burning Characteristics of Building Materials | 2023
4873 | 09 66 16 | TERRAZZO FLOOR TILE | 08/16, CHG 1: 08/18 | ASTM INTERNATIONAL | ASTM | ASTM E648 | Standard Test Method for Critical Radiant Flux of Floor-Covering Systems Using a Radiant Heat Energy Source | 2023
4874 | 09 66 16 | TERRAZZO FLOOR TILE | 08/16, CHG 1: 08/18 | CALIFORNIA DEPARTMENT OF PUBLIC HEALTH | CDPH | CDPH SECTION 01350 | Standard Method for the Testing and Evaluation of Volatile Organic Chemical Emissions from Indoor Sources using Environmental Chambers | 2017; Version 1.2
4875 | 09 66 16 | TERRAZZO FLOOR TILE | 08/16, CHG 1: 08/18 | SOUTH COAST AIR QUALITY MANAGEMENT DISTRICT | SCAQMD | SCAQMD Rule 1168 | Adhesive and Sealant Applications | 2022
4876 | 09 66 23 | RESINOUS MATRIX TERRAZZO FLOORING | 08/16, CHG 1: 08/18 | ASTM INTERNATIONAL | ASTM | ASTM D56 | Standard Test Method for Flash Point by Tag Closed Cup Tester | 2016a
4877 | 09 66 23 | RESINOUS MATRIX TERRAZZO FLOORING | 08/16, CHG 1: 08/18 | CALIFORNIA DEPARTMENT OF PUBLIC HEALTH | CDPH | CDPH SECTION 01350 | Standard Method for the Testing and Evaluation of Volatile Organic Chemical Emissions from Indoor Sources using Environmental Chambers | 2017; Version 1.2
4878 | 09 66 23 | RESINOUS MATRIX TERRAZZO FLOORING | 08/16, CHG 1: 08/18 | NATIONAL FIRE PROTECTION ASSOCIATION | NFPA | NFPA 99 | Health Care Facilities Code | 2024
4879 | 09 66 23 | RESINOUS MATRIX TERRAZZO FLOORING | 08/16, CHG 1: 08/18 | NATIONAL TERRAZZO AND MOSAIC ASSOCIATION | NTMA | NTMA Info Guide | Terrazzo Reference Guide | 2017
4880 | 09 66 23 | RESINOUS MATRIX TERRAZZO FLOORING | 08/16, CHG 1: 08/18 | SOUTH COAST AIR QUALITY MANAGEMENT DISTRICT | SCAQMD | SCAQMD Rule 1113 | Architectural Coatings | 2016
4881 | 09 66 23 | RESINOUS MATRIX TERRAZZO FLOORING | 08/16, CHG 1: 08/18 | SOUTH COAST AIR QUALITY MANAGEMENT DISTRICT | SCAQMD | SCAQMD Rule 1168 | Adhesive and Sealant Applications | 2022
4882 | 09 67 23.13 | STANDARD RESINOUS FLOORING | 11/19 | ASTM INTERNATIONAL | ASTM | ASTM A990/A990M | Standard Specification for Castings, Iron-Nickel-Chromium and Nickel Alloys, Specially Controlled for Pressure-Retaining Parts for Corrosive Service | 2023
4883 | 09 67 23.13 | STANDARD RESINOUS FLOORING | 11/19 | ASTM INTERNATIONAL | ASTM | ASTM C881/C881M | Standard Specification for Epoxy-Resin-Base Bonding Systems for Concrete | 2020a
4884 | 09 67 23.13 | STANDARD RESINOUS FLOORING | 11/19 | ASTM INTERNATIONAL | ASTM | ASTM D445 | Standard Test Method for Kinematic Viscosity of Transparent and Opaque Liquids (and Calculation of Dynamic Viscosity) | 2019a
4885 | 09 67 23.13 | STANDARD RESINOUS FLOORING | 11/19 | ASTM INTERNATIONAL | ASTM | ASTM D523 | Standard Test Method for Specular Gloss | 2014; R 2018
4886 | 09 67 23.13 | STANDARD RESINOUS FLOORING | 11/19 | ASTM INTERNATIONAL | ASTM | ASTM D570 | Standard Test Method for Water Absorption of Plastics | 1998; E 2010; R 2010
4887 | 09 67 23.13 | STANDARD RESINOUS FLOORING | 11/19 | ASTM INTERNATIONAL | ASTM | ASTM D638 | Standard Test Method for Tensile Properties of Plastics | 2014
4888 | 09 67 23.13 | STANDARD RESINOUS FLOORING | 11/19 | ASTM INTERNATIONAL | ASTM | ASTM D696 | Standard Test Method for Coefficient of Linear Thermal Expansion of Plastics Between -30 degrees C and 30 degrees C With a Vitreous Silica Dilatometer | 2016
4889 | 09 67 23.13 | STANDARD RESINOUS FLOORING | 11/19 | ASTM INTERNATIONAL | ASTM | ASTM D1475 | Standard Test Method for Density of Liquid Coatings, Inks, and Related Products | 2013
4890 | 09 67 23.13 | STANDARD RESINOUS FLOORING | 11/19 | ASTM INTERNATIONAL | ASTM | ASTM D1544 | Standard Test Method for Color of Transparent Liquids (Gardner Color Scale) | 2004; R 2010
4891 | 09 67 23.13 | STANDARD RESINOUS FLOORING | 11/19 | ASTM INTERNATIONAL | ASTM | ASTM D1652 | Standard Test Method for Epoxy Content of Epoxy Resins | 2011; E 2012
4892 | 09 67 23.13 | STANDARD RESINOUS FLOORING | 11/19 | ASTM INTERNATIONAL | ASTM | ASTM D2240 | Standard Test Method for Rubber Property - Durometer Hardness | 2015; E 2017
4893 | 09 67 23.13 | STANDARD RESINOUS FLOORING | 11/19 | ASTM INTERNATIONAL | ASTM | ASTM D2471 | Standard Test Method for Gel Time and Peak Exothermic Temperature of Reacting Thermosetting Resins | 1999
4894 | 09 67 23.13 | STANDARD RESINOUS FLOORING | 11/19 | ASTM INTERNATIONAL | ASTM | ASTM D4259 | Standard Practice for Preparation of Concrete by Abrasion Prior to Coating Application | 2018
4895 | 09 67 23.13 | STANDARD RESINOUS FLOORING | 11/19 | ASTM INTERNATIONAL | ASTM | ASTM F1869 | Standard Test Method for Measuring Moisture Vapor Emission Rate of Concrete Subfloor Using Anhydrous Calcium Chloride | 2023
4896 | 09 67 23.13 | STANDARD RESINOUS FLOORING | 11/19 | ASTM INTERNATIONAL | ASTM | ASTM F2170 | Standard Test Method for Determining Relative Humidity in Concrete Floor Slabs Using in situ Probes | 2019a
4897 | 09 67 23.13 | STANDARD RESINOUS FLOORING | 11/19 | SOCIETY FOR PROTECTIVE COATINGS | SSPC | SSPC SP 6/NACE No.3 | Commercial Blast Cleaning | 2007
4898 | 09 67 23.14 | CHEMICAL RESISTANT RESINOUS FLOORING | 08/16, CHG 1: 08/18 | ASTM INTERNATIONAL | ASTM | ASTM C307 | Standard Test Method for Tensile Strength of Chemical-Resistant Mortar, Grouts, and Monolithic Surfacings | 2023
4899 | 09 67 23.14 | CHEMICAL RESISTANT RESINOUS FLOORING | 08/16, CHG 1: 08/18 | ASTM INTERNATIONAL | ASTM | ASTM C413 | Standard Test Method for Absorption of Chemical-Resistant Mortars, Grouts, and Monolithic Surfacings and Polymer Concretes | 2018; R 2023
4900 | 09 67 23.14 | CHEMICAL RESISTANT RESINOUS FLOORING | 08/16, CHG 1: 08/18 | ASTM INTERNATIONAL | ASTM | ASTM C531 | Standard Test Method for Linear Shrinkage and Coefficient of Thermal Expansion of Chemical-Resistant Mortars, Grouts, and Monolithic Surfacings, and Polymer Concretes | 2018; R 2023
4901 | 09 67 23.14 | CHEMICAL RESISTANT RESINOUS FLOORING | 08/16, CHG 1: 08/18 | ASTM INTERNATIONAL | ASTM | ASTM C579 | Standard Test Methods for Compressive Strength of Chemical-Resistant Mortars, Grouts, Monolithic Surfacings, and Polymer Concretes | 2023
4902 | 09 67 23.14 | CHEMICAL RESISTANT RESINOUS FLOORING | 08/16, CHG 1: 08/18 | ASTM INTERNATIONAL | ASTM | ASTM C580 | Standard Test Method for Flexural Strength and Modulus of Elasticity of Chemical-Resistant Mortars, Grouts, Monolithic Surfacings, and Polymer Concretes | 2018; R 2023
4903 | 09 67 23.14 | CHEMICAL RESISTANT RESINOUS FLOORING | 08/16, CHG 1: 08/18 | ASTM INTERNATIONAL | ASTM | ASTM C722 | Standard Specification for Chemical-Resistant Resin Monolithic Floor Surfacings | 2018; R 2023
4904 | 09 67 23.14 | CHEMICAL RESISTANT RESINOUS FLOORING | 08/16, CHG 1: 08/18 | ASTM INTERNATIONAL | ASTM | ASTM D1308 | Effect of Household Chemicals on Clear and Pigmented Organic Finishes | 2002; R 2013
4905 | 09 67 23.14 | CHEMICAL RESISTANT RESINOUS FLOORING | 08/16, CHG 1: 08/18 | ASTM INTERNATIONAL | ASTM | ASTM D4060 | Abrasion Resistance of Organic Coatings by the Taber Abraser | 2019
4906 | 09 67 23.14 | CHEMICAL RESISTANT RESINOUS FLOORING | 08/16, CHG 1: 08/18 | ASTM INTERNATIONAL | ASTM | ASTM D4263 | Standard Test Method for Indicating Moisture in Concrete by the Plastic Sheet Method | 1983; R 2018
4907 | 09 67 23.14 | CHEMICAL RESISTANT RESINOUS FLOORING | 08/16, CHG 1: 08/18 | ASTM INTERNATIONAL | ASTM | ASTM E162 | Standard Test Method for Surface Flammability of Materials Using a Radiant Heat Energy Source | 2022
4908 | 09 67 23.14 | CHEMICAL RESISTANT RESINOUS FLOORING | 08/16, CHG 1: 08/18 | CALIFORNIA DEPARTMENT OF PUBLIC HEALTH | CDPH | CDPH SECTION 01350 | Standard Method for the Testing and Evaluation of Volatile Organic Chemical Emissions from Indoor Sources using Environmental Chambers | 2017; Version 1.2
4909 | 09 67 23.14 | CHEMICAL RESISTANT RESINOUS FLOORING | 08/16, CHG 1: 08/18 | NATIONAL FIRE PROTECTION ASSOCIATION | NFPA | NFPA 99 | Health Care Facilities Code | 2024
4910 | 09 67 23.14 | CHEMICAL RESISTANT RESINOUS FLOORING | 08/16, CHG 1: 08/18 | NATIONAL TERRAZZO AND MOSAIC ASSOCIATION | NTMA | NTMA Info Guide | Terrazzo Reference Guide | 2017
4911 | 09 67 23.14 | CHEMICAL RESISTANT RESINOUS FLOORING | 08/16, CHG 1: 08/18 | SOUTH COAST AIR QUALITY MANAGEMENT DISTRICT | SCAQMD | SCAQMD Rule 1113 | Architectural Coatings | 2016
4912 | 09 67 23.14 | CHEMICAL RESISTANT RESINOUS FLOORING | 08/16, CHG 1: 08/18 | U.S. NATIONAL ARCHIVES AND RECORDS ADMINISTRATION | NARA | 29 CFR 1910 | Occupational Safety and Health Standards
4913 | 09 67 23.15 | FUEL RESISTIVE RESINOUS FLOORING, 3-COAT SYSTEM | 02/21 | ASTM INTERNATIONAL | ASTM | ASTM C679 | Standard Test Method for Tack-Free Time of Elastomeric Sealants | 2015; R 2022
4914 | 09 67 23.15 | FUEL RESISTIVE RESINOUS FLOORING, 3-COAT SYSTEM | 02/21 | ASTM INTERNATIONAL | ASTM | ASTM D412 | Standard Test Methods for Vulcanized Rubber and Thermoplastic Elastomers - Tension | 2016; R 2021
4915 | 09 67 23.15 | FUEL RESISTIVE RESINOUS FLOORING, 3-COAT SYSTEM | 02/21 | ASTM INTERNATIONAL | ASTM | ASTM D638 | Standard Test Method for Tensile Properties of Plastics | 2014
4916 | 09 67 23.15 | FUEL RESISTIVE RESINOUS FLOORING, 3-COAT SYSTEM | 02/21 | ASTM INTERNATIONAL | ASTM | ASTM D1308 | Effect of Household Chemicals on Clear and Pigmented Organic Finishes | 2002; R 2013
4917 | 09 67 23.15 | FUEL RESISTIVE RESINOUS FLOORING, 3-COAT SYSTEM | 02/21 | ASTM INTERNATIONAL | ASTM | ASTM D2240 | Standard Test Method for Rubber Property - Durometer Hardness | 2015; E 2017
4918 | 09 67 23.15 | FUEL RESISTIVE RESINOUS FLOORING, 3-COAT SYSTEM | 02/21 | ASTM INTERNATIONAL | ASTM | ASTM D3925 | Sampling Liquid Paints and Related Pigmented Coatings | 2002; R 2015
4919 | 09 67 23.15 | FUEL RESISTIVE RESINOUS FLOORING, 3-COAT SYSTEM | 02/21 | ASTM INTERNATIONAL | ASTM | ASTM D4541 | Standard Test Method for Pull-Off Strength of Coatings Using Portable Adhesion Testers | 2022
4920 | 09 67 23.15 | FUEL RESISTIVE RESINOUS FLOORING, 3-COAT SYSTEM | 02/21 | ASTM INTERNATIONAL | ASTM | ASTM D6237 | Standard Guide for Painting Inspectors (Concrete and Masonry Substrates) | 2019
4921 | 09 67 23.15 | FUEL RESISTIVE RESINOUS FLOORING, 3-COAT SYSTEM | 02/21 | ASTM INTERNATIONAL | ASTM | ASTM E11 | Standard Specification for Woven Wire Test Sieve Cloth and Test Sieves | 2024
4922 | 09 67 23.15 | FUEL RESISTIVE RESINOUS FLOORING, 3-COAT SYSTEM | 02/21 | INTERNATIONAL CONCRETE REPAIR INSTITUTE | ICRI | ICRI 310.2R | Selecting and Specifying Concrete Surface Preparation for Sealers, Coatings, Polymer Overlays, and Concrete Repair | 2013
4923 | 09 67 23.15 | FUEL RESISTIVE RESINOUS FLOORING, 3-COAT SYSTEM | 02/21 | INTERNATIONAL ORGANIZATION FOR STANDARDIZATION | ISO | ISO 9001 | Quality Management Systems- Requirements | 2015
4924 | 09 67 23.15 | FUEL RESISTIVE RESINOUS FLOORING, 3-COAT SYSTEM | 02/21 | MASTER PAINTERS INSTITUTE | MPI | MPI 211 | Floor Coating, Primer, Thin Film, for Aircraft Maintenance Facilities | 2018
4925 | 09 67 23.15 | FUEL RESISTIVE RESINOUS FLOORING, 3-COAT SYSTEM | 02/21 | MASTER PAINTERS INSTITUTE | MPI | MPI 212 | Floor Coating, Thin Film, for Aircraft Maintenance Facilities | 2018
4926 | 09 67 23.15 | FUEL RESISTIVE RESINOUS FLOORING, 3-COAT SYSTEM | 02/21 | SOCIETY FOR PROTECTIVE COATINGS | SSPC | SSPC QP 5 | Standard Procedure for Evaluating the Qualifications of Coating and Lining Inspection Companies | 2022
4927 | 09 67 23.15 | FUEL RESISTIVE RESINOUS FLOORING, 3-COAT SYSTEM | 02/21 | SOCIETY FOR PROTECTIVE COATINGS | SSPC | SSPC QP 8 | Standard Procedure for Evaluating the Qualifications of Contracting Firms that Install Polymer Coatings, Surfacings, Linings or FRP Composites on Concrete and Other Cementitious Substrates | 2015
4928 | 09 67 23.15 | FUEL RESISTIVE RESINOUS FLOORING, 3-COAT SYSTEM | 02/21 | SOCIETY FOR PROTECTIVE COATINGS | SSPC | SSPC QS 1 | Standard Procedure for Evaluating a Contractor's Advanced Quality Management System | 2015
4929 | 09 67 23.15 | FUEL RESISTIVE RESINOUS FLOORING, 3-COAT SYSTEM | 02/21 | SOCIETY FOR PROTECTIVE COATINGS | SSPC | SSPC-TU 2/NACE 6G197 | Design, Installation, and Maintenance of Coating Systems for Concrete Used in Secondary Containment | 1997
4930 | 09 67 23.15 | FUEL RESISTIVE RESINOUS FLOORING, 3-COAT SYSTEM | 02/21 | U.S. NATIONAL ARCHIVES AND RECORDS ADMINISTRATION | NARA | 29 CFR 1910.134 | Respiratory Protection
4931 | 09 67 23.15 | FUEL RESISTIVE RESINOUS FLOORING, 3-COAT SYSTEM | 02/21 | U.S. NATIONAL ARCHIVES AND RECORDS ADMINISTRATION | NARA | 29 CFR 1910.1000 | Air Contaminants
4932 | 09 67 23.15 | FUEL RESISTIVE RESINOUS FLOORING, 3-COAT SYSTEM | 02/21 | U.S. NATIONAL ARCHIVES AND RECORDS ADMINISTRATION | NARA | 29 CFR 1926.59 | Hazard Communication
4933 | 09 67 23.16 | FUEL RESISTIVE RESINOUS FLOORING, 5-COAT SYSTEM | 02/21 | ASTM INTERNATIONAL | ASTM | ASTM C679 | Standard Test Method for Tack-Free Time of Elastomeric Sealants | 2015; R 2022
4934 | 09 67 23.16 | FUEL RESISTIVE RESINOUS FLOORING, 5-COAT SYSTEM | 02/21 | ASTM INTERNATIONAL | ASTM | ASTM D412 | Standard Test Methods for Vulcanized Rubber and Thermoplastic Elastomers - Tension | 2016; R 2021
4935 | 09 67 23.16 | FUEL RESISTIVE RESINOUS FLOORING, 5-COAT SYSTEM | 02/21 | ASTM INTERNATIONAL | ASTM | ASTM D638 | Standard Test Method for Tensile Properties of Plastics | 2014
4936 | 09 67 23.16 | FUEL RESISTIVE RESINOUS FLOORING, 5-COAT SYSTEM | 02/21 | ASTM INTERNATIONAL | ASTM | ASTM D1308 | Effect of Household Chemicals on Clear and Pigmented Organic Finishes | 2002; R 2013
4937 | 09 67 23.16 | FUEL RESISTIVE RESINOUS FLOORING, 5-COAT SYSTEM | 02/21 | ASTM INTERNATIONAL | ASTM | ASTM D2240 | Standard Test Method for Rubber Property - Durometer Hardness | 2015; E 2017
4938 | 09 67 23.16 | FUEL RESISTIVE RESINOUS FLOORING, 5-COAT SYSTEM | 02/21 | ASTM INTERNATIONAL | ASTM | ASTM D3925 | Sampling Liquid Paints and Related Pigmented Coatings | 2002; R 2015
4939 | 09 67 23.16 | FUEL RESISTIVE RESINOUS FLOORING, 5-COAT SYSTEM | 02/21 | ASTM INTERNATIONAL | ASTM | ASTM D4541 | Standard Test Method for Pull-Off Strength of Coatings Using Portable Adhesion Testers | 2022
4940 | 09 67 23.16 | FUEL RESISTIVE RESINOUS FLOORING, 5-COAT SYSTEM | 02/21 | ASTM INTERNATIONAL | ASTM | ASTM D6237 | Standard Guide for Painting Inspectors (Concrete and Masonry Substrates) | 2019
4941 | 09 67 23.16 | FUEL RESISTIVE RESINOUS FLOORING, 5-COAT SYSTEM | 02/21 | ASTM INTERNATIONAL | ASTM | ASTM E11 | Standard Specification for Woven Wire Test Sieve Cloth and Test Sieves | 2024
4942 | 09 67 23.16 | FUEL RESISTIVE RESINOUS FLOORING, 5-COAT SYSTEM | 02/21 | INTERNATIONAL CONCRETE REPAIR INSTITUTE | ICRI | ICRI 310.2R | Selecting and Specifying Concrete Surface Preparation for Sealers, Coatings, Polymer Overlays, and Concrete Repair | 2013
4943 | 09 67 23.16 | FUEL RESISTIVE RESINOUS FLOORING, 5-COAT SYSTEM | 02/21 | INTERNATIONAL ORGANIZATION FOR STANDARDIZATION | ISO | ISO 9001 | Quality Management Systems- Requirements | 2015
4944 | 09 67 23.16 | FUEL RESISTIVE RESINOUS FLOORING, 5-COAT SYSTEM | 02/21 | MASTER PAINTERS INSTITUTE | MPI | MPI 208 | Floor Coating, Thick Film, Primer, for Aircraft Maintenance Facilities | 2020
4945 | 09 67 23.16 | FUEL RESISTIVE RESINOUS FLOORING, 5-COAT SYSTEM | 02/21 | MASTER PAINTERS INSTITUTE | MPI | MPI 209 | Floor Coating, Thick Film, Epoxy Mortar, For Aircraft Maintenance Facilities | 2020
4946 | 09 67 23.16 | FUEL RESISTIVE RESINOUS FLOORING, 5-COAT SYSTEM | 02/21 | MASTER PAINTERS INSTITUTE | MPI | MPI 210 | Floor Coating, Thick Film, Grout Coat, For Aircraft Maintenance Facilities | 2020
4947 | 09 67 23.16 | FUEL RESISTIVE RESINOUS FLOORING, 5-COAT SYSTEM | 02/21 | MASTER PAINTERS INSTITUTE | MPI | MPI 212 | Floor Coating, Thin Film, for Aircraft Maintenance Facilities | 2018
4948 | 09 67 23.16 | FUEL RESISTIVE RESINOUS FLOORING, 5-COAT SYSTEM | 02/21 | SOCIETY FOR PROTECTIVE COATINGS | SSPC | SSPC QP 5 | Standard Procedure for Evaluating the Qualifications of Coating and Lining Inspection Companies | 2022
4949 | 09 67 23.16 | FUEL RESISTIVE RESINOUS FLOORING, 5-COAT SYSTEM | 02/21 | SOCIETY FOR PROTECTIVE COATINGS | SSPC | SSPC QP 8 | Standard Procedure for Evaluating the Qualifications of Contracting Firms that Install Polymer Coatings, Surfacings, Linings or FRP Composites on Concrete and Other Cementitious Substrates | 2015
4950 | 09 67 23.16 | FUEL RESISTIVE RESINOUS FLOORING, 5-COAT SYSTEM | 02/21 | SOCIETY FOR PROTECTIVE COATINGS | SSPC | SSPC QS 1 | Standard Procedure for Evaluating a Contractor's Advanced Quality Management System | 2015
4951 | 09 67 23.16 | FUEL RESISTIVE RESINOUS FLOORING, 5-COAT SYSTEM | 02/21 | SOCIETY FOR PROTECTIVE COATINGS | SSPC | SSPC-TU 2/NACE 6G197 | Design, Installation, and Maintenance of Coating Systems for Concrete Used in Secondary Containment | 1997
4952 | 09 67 23.16 | FUEL RESISTIVE RESINOUS FLOORING, 5-COAT SYSTEM | 02/21 | U.S. NATIONAL ARCHIVES AND RECORDS ADMINISTRATION | NARA | 29 CFR 1910.134 | Respiratory Protection
4953 | 09 67 23.16 | FUEL RESISTIVE RESINOUS FLOORING, 5-COAT SYSTEM | 02/21 | U.S. NATIONAL ARCHIVES AND RECORDS ADMINISTRATION | NARA | 29 CFR 1910.1000 | Air Contaminants
4954 | 09 67 23.16 | FUEL RESISTIVE RESINOUS FLOORING, 5-COAT SYSTEM | 02/21 | U.S. NATIONAL ARCHIVES AND RECORDS ADMINISTRATION | NARA | 29 CFR 1926.59 | Hazard Communication
4955 | 09 68 00 | CARPETING | 11/17, CHG 2: 08/20 | AMERICAN ASSOCIATION OF TEXTILE CHEMISTS AND COLORISTS | AATCC | AATCC 16 | Colorfastness to Light | 2004; E 2008; E 2010
4956 | 09 68 00 | CARPETING | 11/17, CHG 2: 08/20 | AMERICAN ASSOCIATION OF TEXTILE CHEMISTS AND COLORISTS | AATCC | AATCC 107 | Colorfastness to Water | 2013
4957 | 09 68 00 | CARPETING | 11/17, CHG 2: 08/20 | AMERICAN ASSOCIATION OF TEXTILE CHEMISTS AND COLORISTS | AATCC | AATCC 134 | Electrostatic Propensity of Carpets | 2016
4958 | 09 68 00 | CARPETING | 11/17, CHG 2: 08/20 | AMERICAN ASSOCIATION OF TEXTILE CHEMISTS AND COLORISTS | AATCC | AATCC 165 | Colorfastness to Crocking: Textile Floor Coverings - Crockmeter Method | 2013
4959 | 09 68 00 | CARPETING | 11/17, CHG 2: 08/20 | AMERICAN ASSOCIATION OF TEXTILE CHEMISTS AND COLORISTS | AATCC | AATCC 174 | Antimicrobial Activity Assessment of New Carpets | 2016
4960 | 09 68 00 | CARPETING | 11/17, CHG 2: 08/20 | ASTM INTERNATIONAL | ASTM | ASTM D297 | Rubber Products - Chemical Analysis | 2015; R 2019
4961 | 09 68 00 | CARPETING | 11/17, CHG 2: 08/20 | ASTM INTERNATIONAL | ASTM | ASTM D1335 | Standard Test Method for Tuft Bind of Pile Yarn Floor Coverings | 2017; E 2018
4962 | 09 68 00 | CARPETING | 11/17, CHG 2: 08/20 | ASTM INTERNATIONAL | ASTM | ASTM D1667 | Standard Specification for Flexible Cellular Materials - Poly (Vinyl Chloride) Foam (Closed-Cell) | 2022
4963 | 09 68 00 | CARPETING | 11/17, CHG 2: 08/20 | ASTM INTERNATIONAL | ASTM | ASTM D2859 | Standard Test Method for Ignition Characteristics of Finished Textile Floor Covering Materials | 2016
4964 | 09 68 00 | CARPETING | 11/17, CHG 2: 08/20 | ASTM INTERNATIONAL | ASTM | ASTM D3278 | Standard Test Methods for Flash Point of Liquids by Small Scale Closed-Cup Apparatus | 2021
4965 | 09 68 00 | CARPETING | 11/17, CHG 2: 08/20 | ASTM INTERNATIONAL | ASTM | ASTM D3574 | Standard Test Methods for Flexible Cellular Materials—Slab, Bonded, and Molded Urethane Foams | 2017
4966 | 09 68 00 | CARPETING | 11/17, CHG 2: 08/20 | ASTM INTERNATIONAL | ASTM | ASTM D3676 | Rubber Cellular Cushion Used for Carpet or Rug Underlay | 2013
4967 | 09 68 00 | CARPETING | 11/17, CHG 2: 08/20 | ASTM INTERNATIONAL | ASTM | ASTM D5793 | Standard Test Method for Binding Sites Per Unit Length or Width of Pile Yarn Floor Coverings | 2018
4968 | 09 68 00 | CARPETING | 11/17, CHG 2: 08/20 | ASTM INTERNATIONAL | ASTM | ASTM D5848 | Standard Test Method for Mass Per Unit Area of Pile Yarn Floor Coverings | 2020
4969 | 09 68 00 | CARPETING | 11/17, CHG 2: 08/20 | ASTM INTERNATIONAL | ASTM | ASTM D6859 | Standard Test Method for Pile Thickness of Finished Level Pile Yarn Floor Coverings | 2011
4970 | 09 68 00 | CARPETING | 11/17, CHG 2: 08/20 | ASTM INTERNATIONAL | ASTM | ASTM D7330 | Standard Test Method for Assessment of Surface Appearance Change in Pile Floor Coverings Using Standard Reference Scales | 2015
4971 | 09 68 00 | CARPETING | 11/17, CHG 2: 08/20 | ASTM INTERNATIONAL | ASTM | ASTM E648 | Standard Test Method for Critical Radiant Flux of Floor-Covering Systems Using a Radiant Heat Energy Source | 2023
4972 | 09 68 00 | CARPETING | 11/17, CHG 2: 08/20 | CALIFORNIA DEPARTMENT OF PUBLIC HEALTH | CDPH | CDPH SECTION 01350 | Standard Method for the Testing and Evaluation of Volatile Organic Chemical Emissions from Indoor Sources using Environmental Chambers | 2017; Version 1.2
4973 | 09 68 00 | CARPETING | 11/17, CHG 2: 08/20 | CARPET AND RUG INSTITUTE | CRI | CRI 104 | Carpet Installation Standard for Commercial Carpet | 2015
4974 | 09 68 00 | CARPETING | 11/17, CHG 2: 08/20 | CARPET AND RUG INSTITUTE | CRI | CRI 105 | Carpet Installation Standard for Residential Carpet | 2015
4975 | 09 68 00 | CARPETING | 11/17, CHG 2: 08/20 | CARPET AND RUG INSTITUTE | CRI | CRI GLP QM | Green Label Plus Quality Manual | 2017
4976 | 09 68 00 | CARPETING | 11/17, CHG 2: 08/20 | CARPET AND RUG INSTITUTE | CRI | CRI Test Method 103 | Standard Test Method for the Evaluation of Texture Appearance Retention of Carpet Standards Program | 2015
4977 | 09 68 00 | CARPETING | 11/17, CHG 2: 08/20 | GREEN SEAL | GS | GS-36 | Adhesives for Commercial Use | 2013
4978 | 09 68 00 | CARPETING | 11/17, CHG 2: 08/20 | INTERNATIONAL ORGANIZATION FOR STANDARDIZATION | ISO | ISO 2551 | Textile Floor Coverings and Textile Floor Coverings in Tile Form- Determination of Dimensional Changes Due to the Effects of Varied Water and Heat Conditions and Distortion Out of Plane | 2020
4979 | 09 68 00 | CARPETING | 11/17, CHG 2: 08/20 | SCIENTIFIC CERTIFICATION SYSTEMS | SCS | SCS | SCS Global Services (SCS) Indoor Advantage
4980 | 09 68 00 | CARPETING | 11/17, CHG 2: 08/20 | SOUTH COAST AIR QUALITY MANAGEMENT DISTRICT | SCAQMD | SCAQMD Rule 1113 | Architectural Coatings | 2016
4981 | 09 68 00 | CARPETING | 11/17, CHG 2: 08/20 | SOUTH COAST AIR QUALITY MANAGEMENT DISTRICT | SCAQMD | SCAQMD Rule 1168 | Adhesive and Sealant Applications | 2022
4982 | 09 68 00 | CARPETING | 11/17, CHG 2: 08/20 | U.S. NATIONAL ARCHIVES AND RECORDS ADMINISTRATION | NARA | 16 CFR 1630 | Standard for the Surface Flammability of Carpets and Rugs (FF 1-70)
4983 | 09 68 00 | CARPETING | 11/17, CHG 2: 08/20 | UNDERWRITERS LABORATORIES | UL | UL 2818 | GREENGUARD Certification Program For Chemical Emissions For Building Materials, Finishes And Furnishings | 2022
4984 | 09 69 13 | RIGID GRID ACCESS FLOORING | 11/15, CHG 1: 08/18 | AMERICAN SOCIETY OF CIVIL ENGINEERS | ASCE | ASCE 7-16 | Minimum Design Loads and Associated Criteria for Buildings and Other Structures | 2017; Errata 2018; Supp 1 2018
4985 | 09 69 13 | RIGID GRID ACCESS FLOORING | 11/15, CHG 1: 08/18 | APA - THE ENGINEERED WOOD ASSOCIATION | APA | APA E30 | Engineered Wood Construction Guide | 2016
4986 | 09 69 13 | RIGID GRID ACCESS FLOORING | 11/15, CHG 1: 08/18 | APA - THE ENGINEERED WOOD ASSOCIATION | APA | APA L870 | Voluntary Product Standard, PS 1-09, Structural Plywood | 2010
4987 | 09 69 13 | RIGID GRID ACCESS FLOORING | 11/15, CHG 1: 08/18 | ASTM INTERNATIONAL | ASTM | ASTM A780/A780M | Standard Practice for Repair of Damaged and Uncoated Areas of Hot-Dip Galvanized Coatings | 2020
4988 | 09 69 13 | RIGID GRID ACCESS FLOORING | 11/15, CHG 1: 08/18 | ASTM INTERNATIONAL | ASTM | ASTM B85/B85M | Standard Specification for Aluminum-Alloy Die Castings | 2018
4989 | 09 69 13 | RIGID GRID ACCESS FLOORING | 11/15, CHG 1: 08/18 | ASTM INTERNATIONAL | ASTM | ASTM E84 | Standard Test Method for Surface Burning Characteristics of Building Materials | 2023
4990 | 09 69 13 | RIGID GRID ACCESS FLOORING | 11/15, CHG 1: 08/18 | ASTM INTERNATIONAL | ASTM | ASTM E648 | Standard Test Method for Critical Radiant Flux of Floor-Covering Systems Using a Radiant Heat Energy Source | 2023
4991 | 09 69 13 | RIGID GRID ACCESS FLOORING | 11/15, CHG 1: 08/18 | ASTM INTERNATIONAL | ASTM | ASTM F150 | Standard Test Method for Electrical Resistance of Conductive and Static Dissipative Resilient Flooring | 2006; R 2013
4992 | 09 69 13 | RIGID GRID ACCESS FLOORING | 11/15, CHG 1: 08/18 | ASTM INTERNATIONAL | ASTM | ASTM F1700 | Standard Specification for Solid Vinyl Floor Tile | 2020
4993 | 09 69 13 | RIGID GRID ACCESS FLOORING | 11/15, CHG 1: 08/18 | ASTM INTERNATIONAL | ASTM | ASTM F1861 | Standard Specification for Resilient Wall Base | 2021
4994 | 09 69 13 | RIGID GRID ACCESS FLOORING | 11/15, CHG 1: 08/18 | CALIFORNIA DEPARTMENT OF PUBLIC HEALTH | CDPH | CDPH SECTION 01350 | Standard Method for the Testing and Evaluation of Volatile Organic Chemical Emissions from Indoor Sources using Environmental Chambers | 2017; Version 1.2
4995 | 09 69 13 | RIGID GRID ACCESS FLOORING | 11/15, CHG 1: 08/18 | CEILINGS AND INTERIOR SYSTEMS CONSTRUCTION ASSOCIATION | CISCA | CISCA Access Floors | Recommended Test Procedures for Access Floors | 2007
4996 | 09 69 13 | RIGID GRID ACCESS FLOORING | 11/15, CHG 1: 08/18 | COMPOSITE PANEL ASSOCIATION | CPA | ANSI/CPA A208.1 | Particleboard | 2022
4997 | 09 69 13 | RIGID GRID ACCESS FLOORING | 11/15, CHG 1: 08/18 | COMPOSITE PANEL ASSOCIATION | CPA | CPA A208.2 | Medium Density Fiberboard (MDF) for Interior Applications | 2016
4998 | 09 69 13 | RIGID GRID ACCESS FLOORING | 11/15, CHG 1: 08/18 | GREEN SEAL | GS | GS-36 | Adhesives for Commercial Use | 2013
4999 | 09 69 13 | RIGID GRID ACCESS FLOORING | 11/15, CHG 1: 08/18 | ICC EVALUATION SERVICE, INC. | ICC-ES | ICC-ES AC300 | Acceptance Criteria for Access Floors | 2014
5000 | 09 69 13 | RIGID GRID ACCESS FLOORING | 11/15, CHG 1: 08/18 | INTERNATIONAL CODE COUNCIL | ICC | ICC IBC | International Building Code | 2024
5001 | 09 69 13 | RIGID GRID ACCESS FLOORING | 11/15, CHG 1: 08/18 | MASTER PAINTERS INSTITUTE | MPI | MPI 58 | Stain for Concrete Floors | 2012
5002 | 09 69 13 | RIGID GRID ACCESS FLOORING | 11/15, CHG 1: 08/18 | MASTER PAINTERS INSTITUTE | MPI | MPI 99 | Sealer, Water Based, for Concrete Floors | 2012
5003 | 09 69 13 | RIGID GRID ACCESS FLOORING | 11/15, CHG 1: 08/18 | MASTER PAINTERS INSTITUTE | MPI | MPI 104 | Sealer, Solvent Based, for Concrete Floors | 2012
5004 | 09 69 13 | RIGID GRID ACCESS FLOORING | 11/15, CHG 1: 08/18 | NATIONAL ELECTRICAL MANUFACTURERS ASSOCIATION | NEMA | ANSI/NEMA LD 3 | Standard for High-Pressure Decorative Laminates | 2005
5005 | 09 69 13 | RIGID GRID ACCESS FLOORING | 11/15, CHG 1: 08/18 | NATIONAL FIRE PROTECTION ASSOCIATION | NFPA | NFPA 75 | Standard for the Protection of Information Technology Equipment | 2024
5006 | 09 69 13 | RIGID GRID ACCESS FLOORING | 11/15, CHG 1: 08/18 | NATIONAL FIRE PROTECTION ASSOCIATION | NFPA | NFPA 99 | Health Care Facilities Code | 2024
5007 | 09 69 13 | RIGID GRID ACCESS FLOORING | 11/15, CHG 1: 08/18 | NATIONAL FIRE PROTECTION ASSOCIATION | NFPA | NFPA 253 | Standard Method of Test for Critical Radiant Flux of Floor Covering Systems Using a Radiant Heat Energy Source | 2011
5008 | 09 69 13 | RIGID GRID ACCESS FLOORING | 11/15, CHG 1: 08/18 | SOUTH COAST AIR QUALITY MANAGEMENT DISTRICT | SCAQMD | SCAQMD Rule 1113 | Architectural Coatings | 2016
5009 | 09 69 13 | RIGID GRID ACCESS FLOORING | 11/15, CHG 1: 08/18 | SOUTH COAST AIR QUALITY MANAGEMENT DISTRICT | SCAQMD | SCAQMD Rule 1168 | Adhesive and Sealant Applications | 2022
5010 | 09 69 13 | RIGID GRID ACCESS FLOORING | 11/15, CHG 1: 08/18 | U.S. DEPARTMENT OF DEFENSE | DOD | UFC 3-301-01 | Structural Engineering | 2023; with Change 1, 2023
5011 | 09 69 13 | RIGID GRID ACCESS FLOORING | 11/15, CHG 1: 08/18 | U.S. GENERAL SERVICES ADMINISTRATION | GSA | FS TT-C-490 | Chemical Conversion Coatings and Pretreatments for Metallic Substrates (Base for Organic Coatings) | Rev H; 2021
5012 | 09 69 13 | RIGID GRID ACCESS FLOORING | 11/15, CHG 1: 08/18 | U.S. NATIONAL ARCHIVES AND RECORDS ADMINISTRATION | NARA | 36 CFR 1191 | Americans with Disabilities Act (ADA) Accessibility Guidelines for Buildings and Facilities; Architectural Barriers Act (ABA) Accessibility Guidelines
5013 | 09 69 19 | STRINGERLESS ACCESS FLOORING | 11/15, CHG 1: 08/18 | AMERICAN SOCIETY OF CIVIL ENGINEERS | ASCE | ASCE 7-16 | Minimum Design Loads and Associated Criteria for Buildings and Other Structures | 2017; Errata 2018; Supp 1 2018
5014 | 09 69 19 | STRINGERLESS ACCESS FLOORING | 11/15, CHG 1: 08/18 | APA - THE ENGINEERED WOOD ASSOCIATION | APA | APA E30 | Engineered Wood Construction Guide | 2016
5015 | 09 69 19 | STRINGERLESS ACCESS FLOORING | 11/15, CHG 1: 08/18 | APA - THE ENGINEERED WOOD ASSOCIATION | APA | APA L870 | Voluntary Product Standard, PS 1-09, Structural Plywood | 2010
5016 | 09 69 19 | STRINGERLESS ACCESS FLOORING | 11/15, CHG 1: 08/18 | ASTM INTERNATIONAL | ASTM | ASTM A780/A780M | Standard Practice for Repair of Damaged and Uncoated Areas of Hot-Dip Galvanized Coatings | 2020
5017 | 09 69 19 | STRINGERLESS ACCESS FLOORING | 11/15, CHG 1: 08/18 | ASTM INTERNATIONAL | ASTM | ASTM B85/B85M | Standard Specification for Aluminum-Alloy Die Castings | 2018
5018 | 09 69 19 | STRINGERLESS ACCESS FLOORING | 11/15, CHG 1: 08/18 | ASTM INTERNATIONAL | ASTM | ASTM E84 | Standard Test Method for Surface Burning Characteristics of Building Materials | 2023
5019 | 09 69 19 | STRINGERLESS ACCESS FLOORING | 11/15, CHG 1: 08/18 | ASTM INTERNATIONAL | ASTM | ASTM E648 | Standard Test Method for Critical Radiant Flux of Floor-Covering Systems Using a Radiant Heat Energy Source | 2023
5020 | 09 69 19 | STRINGERLESS ACCESS FLOORING | 11/15, CHG 1: 08/18 | ASTM INTERNATIONAL | ASTM | ASTM F150 | Standard Test Method for Electrical Resistance of Conductive and Static Dissipative Resilient Flooring | 2006; R 2013
5021 | 09 69 19 | STRINGERLESS ACCESS FLOORING | 11/15, CHG 1: 08/18 | ASTM INTERNATIONAL | ASTM | ASTM F1700 | Standard Specification for Solid Vinyl Floor Tile | 2020
5022 | 09 69 19 | STRINGERLESS ACCESS FLOORING | 11/15, CHG 1: 08/18 | ASTM INTERNATIONAL | ASTM | ASTM F1861 | Standard Specification for Resilient Wall Base | 2021
5023 | 09 69 19 | STRINGERLESS ACCESS FLOORING | 11/15, CHG 1: 08/18 | CALIFORNIA DEPARTMENT OF PUBLIC HEALTH | CDPH | CDPH SECTION 01350 | Standard Method for the Testing and Evaluation of Volatile Organic Chemical Emissions from Indoor Sources using Environmental Chambers | 2017; Version 1.2
5024 | 09 69 19 | STRINGERLESS ACCESS FLOORING | 11/15, CHG 1: 08/18 | CEILINGS AND INTERIOR SYSTEMS CONSTRUCTION ASSOCIATION | CISCA | CISCA Access Floors | Recommended Test Procedures for Access Floors | 2007
5025 | 09 69 19 | STRINGERLESS ACCESS FLOORING | 11/15, CHG 1: 08/18 | COMPOSITE PANEL ASSOCIATION | CPA | ANSI/CPA A208.1 | Particleboard | 2022
5026 | 09 69 19 | STRINGERLESS ACCESS FLOORING | 11/15, CHG 1: 08/18 | COMPOSITE PANEL ASSOCIATION | CPA | CPA A208.2 | Medium Density Fiberboard (MDF) for Interior Applications | 2016
5027 | 09 69 19 | STRINGERLESS ACCESS FLOORING | 11/15, CHG 1: 08/18 | GREEN SEAL | GS | GS-36 | Adhesives for Commercial Use | 2013
5028 | 09 69 19 | STRINGERLESS ACCESS FLOORING | 11/15, CHG 1: 08/18 | ICC EVALUATION SERVICE, INC. | ICC-ES | ICC-ES AC300 | Acceptance Criteria for Access Floors | 2014
5029 | 09 69 19 | STRINGERLESS ACCESS FLOORING | 11/15, CHG 1: 08/18 | INTERNATIONAL CODE COUNCIL | ICC | ICC IBC | International Building Code | 2024
5030 | 09 69 19 | STRINGERLESS ACCESS FLOORING | 11/15, CHG 1: 08/18 | MASTER PAINTERS INSTITUTE | MPI | MPI 58 | Stain for Concrete Floors | 2012
5031 | 09 69 19 | STRINGERLESS ACCESS FLOORING | 11/15, CHG 1: 08/18 | MASTER PAINTERS INSTITUTE | MPI | MPI 99 | Sealer, Water Based, for Concrete Floors | 2012
5032 | 09 69 19 | STRINGERLESS ACCESS FLOORING | 11/15, CHG 1: 08/18 | MASTER PAINTERS INSTITUTE | MPI | MPI 104 | Sealer, Solvent Based, for Concrete Floors | 2012
5033 | 09 69 19 | STRINGERLESS ACCESS FLOORING | 11/15, CHG 1: 08/18 | NATIONAL ELECTRICAL MANUFACTURERS ASSOCIATION | NEMA | ANSI/NEMA LD 3 | Standard for High-Pressure Decorative Laminates | 2005
5034 | 09 69 19 | STRINGERLESS ACCESS FLOORING | 11/15, CHG 1: 08/18 | NATIONAL FIRE PROTECTION ASSOCIATION | NFPA | NFPA 75 | Standard for the Protection of Information Technology Equipment | 2024
5035 | 09 69 19 | STRINGERLESS ACCESS FLOORING | 11/15, CHG 1: 08/18 | NATIONAL FIRE PROTECTION ASSOCIATION | NFPA | NFPA 99 | Health Care Facilities Code | 2024
5036 | 09 69 19 | STRINGERLESS ACCESS FLOORING | 11/15, CHG 1: 08/18 | NATIONAL FIRE PROTECTION ASSOCIATION | NFPA | NFPA 253 | Standard Method of Test for Critical Radiant Flux of Floor Covering Systems Using a Radiant Heat Energy Source | 2011
5037 | 09 69 19 | STRINGERLESS ACCESS FLOORING | 11/15, CHG 1: 08/18 | SOUTH COAST AIR QUALITY MANAGEMENT DISTRICT | SCAQMD | SCAQMD Rule 1113 | Architectural Coatings | 2016
5038 | 09 69 19 | STRINGERLESS ACCESS FLOORING | 11/15, CHG 1: 08/18 | SOUTH COAST AIR QUALITY MANAGEMENT DISTRICT | SCAQMD | SCAQMD Rule 1168 | Adhesive and Sealant Applications | 2022
5039 | 09 69 19 | STRINGERLESS ACCESS FLOORING | 11/15, CHG 1: 08/18 | U.S. DEPARTMENT OF DEFENSE | DOD | UFC 3-301-01 | Structural Engineering | 2023; with Change 1, 2023
5040 | 09 69 19 | STRINGERLESS ACCESS FLOORING | 11/15, CHG 1: 08/18 | U.S. GENERAL SERVICES ADMINISTRATION | GSA | FS TT-C-490 | Chemical Conversion Coatings and Pretreatments for Metallic Substrates (Base for Organic Coatings) | Rev H; 2021
5041 | 09 69 19 | STRINGERLESS ACCESS FLOORING | 11/15, CHG 1: 08/18 | U.S. NATIONAL ARCHIVES AND RECORDS ADMINISTRATION | NARA | 36 CFR 1191 | Americans with Disabilities Act (ADA) Accessibility Guidelines for Buildings and Facilities; Architectural Barriers Act (ABA) Accessibility Guidelines
5042 | 09 72 00 | WALLCOVERINGS | 08/17, CHG 1: 08/18 | ASTM INTERNATIONAL | ASTM | ASTM C423 | Sound Absorption and Sound Absorption Coefficients by the Reverberation Room Method | 2023
5043 | 09 72 00 | WALLCOVERINGS | 08/17, CHG 1: 08/18 | ASTM INTERNATIONAL | ASTM | ASTM E84 | Standard Test Method for Surface Burning Characteristics of Building Materials | 2023
5044 | 09 72 00 | WALLCOVERINGS | 08/17, CHG 1: 08/18 | CALIFORNIA DEPARTMENT OF PUBLIC HEALTH | CDPH | CDPH SECTION 01350 | Standard Method for the Testing and Evaluation of Volatile Organic Chemical Emissions from Indoor Sources using Environmental Chambers | 2017; Version 1.2
5045 | 09 72 00 | WALLCOVERINGS | 08/17, CHG 1: 08/18 | GREEN SEAL | GS | GS-36 | Adhesives for Commercial Use | 2013
5046 | 09 72 00 | WALLCOVERINGS | 08/17, CHG 1: 08/18 | GYPSUM ASSOCIATION | GA | GA 214 | Recommended Levels of Gypsum Board Finish | 2010
5047 | 09 72 00 | WALLCOVERINGS | 08/17, CHG 1: 08/18 | INTERNATIONAL CODE COUNCIL | ICC | ICC IBC | International Building Code | 2024
5048 | 09 72 00 | WALLCOVERINGS | 08/17, CHG 1: 08/18 | NATIONAL FIRE PROTECTION ASSOCIATION | NFPA | NFPA 265 | Standard Methods of Fire Tests for Evaluating Room Fire Growth Contribution of Textile or Expanded Vinyl Wall Coverings on Full Height Panels and Walls | 2023; ERTA 1 2023
5049 | 09 72 00 | WALLCOVERINGS | 08/17, CHG 1: 08/18 | NATIONAL FIRE PROTECTION ASSOCIATION | NFPA | NFPA 286 | Standard Methods of Fire Tests for Evaluating Contribution of Wall and Ceiling Interior Finish to Room Fire Growth | 2024
5050 | 09 72 00 | WALLCOVERINGS | 08/17, CHG 1: 08/18 | SCIENTIFIC CERTIFICATION SYSTEMS | SCS | SCS | SCS Global Services (SCS) Indoor Advantage
5051 | 09 72 00 | WALLCOVERINGS | 08/17, CHG 1: 08/18 | SOUTH COAST AIR QUALITY MANAGEMENT DISTRICT | SCAQMD | SCAQMD Rule 1168 | Adhesive and Sealant Applications | 2022
5052 | 09 72 00 | WALLCOVERINGS | 08/17, CHG 1: 08/18 | U.S. GENERAL SERVICES ADMINISTRATION | GSA | FS CCC-W-408 | Wallcovering, Vinyl Coated | Rev D; Notices 1, 2, 3
5053 | 09 72 00 | WALLCOVERINGS | 08/17, CHG 1: 08/18 | UNDERWRITERS LABORATORIES | UL | UL 723 | UL Standard for Safety Test for Surface Burning Characteristics of Building Materials | 2020
5054 | 09 72 00 | WALLCOVERINGS | 08/17, CHG 1: 08/18 | UNDERWRITERS LABORATORIES | UL | UL 2818 | GREENGUARD Certification Program For Chemical Emissions For Building Materials, Finishes And Furnishings | 2022
5055 | 09 84 20 | ACOUSTICAL WALL PANELS | 08/16, CHG 1: 08/18 | AMERICAN ASSOCIATION OF TEXTILE CHEMISTS AND COLORISTS | AATCC | AATCC 16 | Colorfastness to Light | 2004; E 2008; E 2010
5056 | 09 84 20 | ACOUSTICAL WALL PANELS | 08/16, CHG 1: 08/18 | AMERICAN FOREST FOUNDATION | AFF | ATFS STANDARDS | American Tree Farm System Standards of Sustainability | 2021
5057 | 09 84 20 | ACOUSTICAL WALL PANELS | 08/16, CHG 1: 08/18 | ASTM INTERNATIONAL | ASTM | ASTM C423 | Sound Absorption and Sound Absorption Coefficients by the Reverberation Room Method | 2023
5058 | 09 84 20 | ACOUSTICAL WALL PANELS | 08/16, CHG 1: 08/18 | ASTM INTERNATIONAL | ASTM | ASTM D5034 | Standard Test Method for Breaking Strength and Elongation of Textile Fabrics (Grab Test) | 2009; R 2017
5059 | 09 84 20 | ACOUSTICAL WALL PANELS | 08/16, CHG 1: 08/18 | ASTM INTERNATIONAL | ASTM | ASTM E84 | Standard Test Method for Surface Burning Characteristics of Building Materials | 2023
5060 | 09 84 20 | ACOUSTICAL WALL PANELS | 08/16, CHG 1: 08/18 | CALIFORNIA AIR RESOURCES BOARD | CARB | CARB 93120 | Airborne Toxic Control Measure (ATCM) to Reduce Formaldehyde Emissions from Composite Wood Products | 2007
5061 | 09 84 20 | ACOUSTICAL WALL PANELS | 08/16, CHG 1: 08/18 | CALIFORNIA DEPARTMENT OF PUBLIC HEALTH | CDPH | CDPH SECTION 01350 | Standard Method for the Testing and Evaluation of Volatile Organic Chemical Emissions from Indoor Sources using Environmental Chambers | 2017; Version 1.2
5062 | 09 84 20 | ACOUSTICAL WALL PANELS | 08/16, CHG 1: 08/18 | CSA GROUP | CSA | CSA Z809-08 | Sustainable Forest Management | R2013
5063 | 09 84 20 | ACOUSTICAL WALL PANELS | 08/16, CHG 1: 08/18 | FOREST STEWARDSHIP COUNCIL | FSC | FSC STD 01 001 | Principles and Criteria for Forest Stewardship | 2015
5064 | 09 84 20 | ACOUSTICAL WALL PANELS | 08/16, CHG 1: 08/18 | NATIONAL FIRE PROTECTION ASSOCIATION | NFPA | NFPA 101 | Life Safety Code | 2024
5065 | 09 84 20 | ACOUSTICAL WALL PANELS | 08/16, CHG 1: 08/18 | PROGRAMME FOR ENDORSEMENT OF FOREST CERTIFICATION | PEFC | PEFC ST 2002:2013 | PEFC International Standard Chain of Custody of Forest Based Products Requirements | 2015
5066 | 09 84 20 | ACOUSTICAL WALL PANELS | 08/16, CHG 1: 08/18 | SUSTAINABLE FOREST INITIATIVE | SFI | SFI 22 | Standards and Rules for Forest Management, Fiber Sourcing, Chain of Custody, and Certified Sourcing | 2022
5067 | 09 90 00 | PAINTS AND COATINGS | 02/21 | AMERICAN CONFERENCE OF GOVERNMENTAL INDUSTRIAL HYGIENISTS | ACGIH | ACGIH 0100 | Documentation of the Threshold Limit Values and Biological Exposure Indices | 2017; Suppl 2020
5068 | 09 90 00 | PAINTS AND COATINGS | 02/21 | AMERICAN SOCIETY OF MECHANICAL ENGINEERS | ASME | ASME A13.1 | Scheme for the Identification of Piping Systems | 2023
5069 | 09 90 00 | PAINTS AND COATINGS | 02/21 | ASTM INTERNATIONAL | ASTM | ASTM C920 | Standard Specification for Elastomeric Joint Sealants | 2018
5070 | 09 90 00 | PAINTS AND COATINGS | 02/21 | ASTM INTERNATIONAL | ASTM | ASTM D235 | Standard Specification for Mineral Spirits (Petroleum Spirits) (Hydrocarbon Dry Cleaning Solvent) | 2022
5071 | 09 90 00 | PAINTS AND COATINGS | 02/21 | ASTM INTERNATIONAL | ASTM | ASTM D523 | Standard Test Method for Specular Gloss | 2014; R 2018
5072 | 09 90 00 | PAINTS AND COATINGS | 02/21 | ASTM INTERNATIONAL | ASTM | ASTM D2824/D2824M | Standard Specification for Aluminum-Pigmented Asphalt Roof Coatings, Non-Fibered, and Fibered without Asbestos | 2018
5073 | 09 90 00 | PAINTS AND COATINGS | 02/21 | ASTM INTERNATIONAL | ASTM | ASTM D4214 | Standard Test Method for Evaluating the Degree of Chalking of Exterior Paint Films | 2007; R 2015
5074 | 09 90 00 | PAINTS AND COATINGS | 02/21 | ASTM INTERNATIONAL | ASTM | ASTM D4263 | Standard Test Method for Indicating Moisture in Concrete by the Plastic Sheet Method | 1983; R 2018
5075 | 09 90 00 | PAINTS AND COATINGS | 02/21 | ASTM INTERNATIONAL | ASTM | ASTM D4444 | Standard Test Method for Laboratory Standardization and Calibration of Hand-Held Moisture Meters | 2013; R 2018
5076 | 09 90 00 | PAINTS AND COATINGS | 02/21 | ASTM INTERNATIONAL | ASTM | ASTM D6386 | Standard Practice for Preparation of Zinc (Hot-Dip Galvanized) Coated Iron and Steel Product and Hardware Surfaces for Painting | 2022
5077 | 09 90 00 | PAINTS AND COATINGS | 02/21 | ASTM INTERNATIONAL | ASTM | ASTM F1869 | Standard Test Method for Measuring Moisture Vapor Emission Rate of Concrete Subfloor Using Anhydrous Calcium Chloride | 2023
5078 | 09 90 00 | PAINTS AND COATINGS | 02/21 | CENTERS FOR DISEASE CONTROL AND PREVENTION | CDC | Intelligence Bulletin 65 | Occupational Exposure to Carbon Nanotubes and Nanofibers | 2013
5079 | 09 90 00 | PAINTS AND COATINGS | 02/21 | MASTER PAINTERS INSTITUTE | MPI | MPI 1 | Aluminum Paint | 2012
5080 | 09 90 00 | PAINTS AND COATINGS | 02/21 | MASTER PAINTERS INSTITUTE | MPI | MPI 2 | Aluminum Heat Resistant Enamel (up to 427 C and 800 F | 2012
5081 | 09 90 00 | PAINTS AND COATINGS | 02/21 | MASTER PAINTERS INSTITUTE | MPI | MPI 3 | Primer, Alkali Resistant, Water Based | 2016
5082 | 09 90 00 | PAINTS AND COATINGS | 02/21 | MASTER PAINTERS INSTITUTE | MPI | MPI 4 | Interior/Exterior Latex Block Filler | 2016
5083 | 09 90 00 | PAINTS AND COATINGS | 02/21 | MASTER PAINTERS INSTITUTE | MPI | MPI 5 | Primer, Exterior Alkyd Wood | 2015
5084 | 09 90 00 | PAINTS AND COATINGS | 02/21 | MASTER PAINTERS INSTITUTE | MPI | MPI 6 | Primer, Exterior Latex Wood | 2015
5085 | 09 90 00 | PAINTS AND COATINGS | 02/21 | MASTER PAINTERS INSTITUTE | MPI | MPI 8 | Alkyd, Exterior Flat (MPI Gloss Level I) | 2016
5086 | 09 90 00 | PAINTS AND COATINGS | 02/21 | MASTER PAINTERS INSTITUTE | MPI | MPI 9 | Alkyd, Exterior Gloss (MPI Gloss Level 6) | 2016
5087 | 09 90 00 | PAINTS AND COATINGS | 02/21 | MASTER PAINTERS INSTITUTE | MPI | MPI 10 | Latex, Exterior Flat (MPI Gloss Level 1) | 2016
5088 | 09 90 00 | PAINTS AND COATINGS | 02/21 | MASTER PAINTERS INSTITUTE | MPI | MPI 11 | Latex, Exterior Semi-Gloss, MPI Gloss Level 5 | 2016
5089 | 09 90 00 | PAINTS AND COATINGS | 02/21 | MASTER PAINTERS INSTITUTE | MPI | MPI 13 | Stain, Exterior Solvent-Based, Semi-Transparent | 2016
5090 | 09 90 00 | PAINTS AND COATINGS | 02/21 | MASTER PAINTERS INSTITUTE | MPI | MPI 16 | Stain, Exterior, Water Based, Solid Hide | 2016
5091 | 09 90 00 | PAINTS AND COATINGS | 02/21 | MASTER PAINTERS INSTITUTE | MPI | MPI 17 | Primer, Bonding, Water Based | 2016
5092 | 09 90 00 | PAINTS AND COATINGS | 02/21 | MASTER PAINTERS INSTITUTE | MPI | MPI 19 | Primer, Zinc Rich, Inorganic | 2012
5093 | 09 90 00 | PAINTS AND COATINGS | 02/21 | MASTER PAINTERS INSTITUTE | MPI | MPI 21 | Heat Resistant Coating, (Up to 205°C/402°F), MPI Gloss Level 6 | 2012
5094 | 09 90 00 | PAINTS AND COATINGS | 02/21 | MASTER PAINTERS INSTITUTE | MPI | MPI 22 | Aluminum Paint, High Heat (up to 590° C/1100° F) | 2012
5095 | 09 90 00 | PAINTS AND COATINGS | 02/21 | MASTER PAINTERS INSTITUTE | MPI | MPI 23 | Primer, Metal, Surface Tolerant | 2015
5096 | 09 90 00 | PAINTS AND COATINGS | 02/21 | MASTER PAINTERS INSTITUTE | MPI | MPI 27 | Floor Enamel, Alkyd, Gloss (MPI Gloss Level 6) | 2016
5097 | 09 90 00 | PAINTS AND COATINGS | 02/21 | MASTER PAINTERS INSTITUTE | MPI | MPI 31 | Varnish, Polyurethane, Moisture Cured, Gloss (MPI Gloss Level 6) | 2012
5098 | 09 90 00 | PAINTS AND COATINGS | 02/21 | MASTER PAINTERS INSTITUTE | MPI | MPI 38 | Elastomeric Coating, Exterior, Water Based, Non-Flat | 2016
5099 | 09 90 00 | PAINTS AND COATINGS | 02/21 | MASTER PAINTERS INSTITUTE | MPI | MPI 39 | Primer, Latex, for Interior Wood | 2018
5100 | 09 90 00 | PAINTS AND COATINGS | 02/21 | MASTER PAINTERS INSTITUTE | MPI | MPI 42 | Textured Coating, Latex, Flat | 2012
5101 | 09 90 00 | PAINTS AND COATINGS | 02/21 | MASTER PAINTERS INSTITUTE | MPI | MPI 44 | Latex, Interior, (MPI Gloss Level 2) | 2016
5102 | 09 90 00 | PAINTS AND COATINGS | 02/21 | MASTER PAINTERS INSTITUTE | MPI | MPI 45 | Primer Sealer, Interior Alkyd | 2016
5103 | 09 90 00 | PAINTS AND COATINGS | 02/21 | MASTER PAINTERS INSTITUTE | MPI | MPI 46 | Undercoat, Enamel, Interior | 2016
5104 | 09 90 00 | PAINTS AND COATINGS | 02/21 | MASTER PAINTERS INSTITUTE | MPI | MPI 47 | Alkyd, Interior, Semi-Gloss (MPI Gloss Level 5) | 2016
5105 | 09 90 00 | PAINTS AND COATINGS | 02/21 | MASTER PAINTERS INSTITUTE | MPI | MPI 48 | Alkyd, Interior, Gloss (MPI Gloss Level 6-7) | 2016
5106 | 09 90 00 | PAINTS AND COATINGS | 02/21 | MASTER PAINTERS INSTITUTE | MPI | MPI 49 | Alkyd, Interior, Flat (MPI Gloss Level 1) | 2015
5107 | 09 90 00 | PAINTS AND COATINGS | 02/21 | MASTER PAINTERS INSTITUTE | MPI | MPI 50 | Primer Sealer, Latex, Interior | 2015
5108 | 09 90 00 | PAINTS AND COATINGS | 02/21 | MASTER PAINTERS INSTITUTE | MPI | MPI 51 | Alkyd, Interior, (MPI Gloss Level 3)2 | 2016
5109 | 09 90 00 | PAINTS AND COATINGS | 02/21 | MASTER PAINTERS INSTITUTE | MPI | MPI 52 | Latex, Interior, (MPI Gloss Level 3) | 2016
5110 | 09 90 00 | PAINTS AND COATINGS | 02/21 | MASTER PAINTERS INSTITUTE | MPI | MPI 54 | Latex, Interior, Semi-Gloss (MPI Gloss Level 5) | 2016
5111 | 09 90 00 | PAINTS AND COATINGS | 02/21 | MASTER PAINTERS INSTITUTE | MPI | MPI 56 | Varnish, Interior, Polyurethane, Oil Modified, Gloss | 2012
5112 | 09 90 00 | PAINTS AND COATINGS | 02/21 | MASTER PAINTERS INSTITUTE | MPI | MPI 57 | Varnish, Interior, Polyurethane, Oil Modified, Satin | 2012
5113 | 09 90 00 | PAINTS AND COATINGS | 02/21 | MASTER PAINTERS INSTITUTE | MPI | MPI 59 | Floor Paint, Alkyd, Low Gloss | 2016
5114 | 09 90 00 | PAINTS AND COATINGS | 02/21 | MASTER PAINTERS INSTITUTE | MPI | MPI 60 | Floor Paint, Latex, Low Gloss | 2016
5115 | 09 90 00 | PAINTS AND COATINGS | 02/21 | MASTER PAINTERS INSTITUTE | MPI | MPI 68 | Floor Paint, Latex, Gloss | 2016
5116 | 09 90 00 | PAINTS AND COATINGS | 02/21 | MASTER PAINTERS INSTITUTE | MPI | MPI 71 | Varnish, Polyurethane, Moisture Cured, Flat (MPI Gloss Level 1) | 2012
5117 | 09 90 00 | PAINTS AND COATINGS | 02/21 | MASTER PAINTERS INSTITUTE | MPI | MPI 72 | Polyurethane, Two-Component, Pigmented, Gloss (MPI Gloss Level 6-7) | 2016
5118 | 09 90 00 | PAINTS AND COATINGS | 02/21 | MASTER PAINTERS INSTITUTE | MPI | MPI 76 | Primer, Alkyd, Quick Dry, for Metal | 2016
5119 | 09 90 00 | PAINTS AND COATINGS | 02/21 | MASTER PAINTERS INSTITUTE | MPI | MPI 77 | Epoxy, Gloss | 2015
5120 | 09 90 00 | PAINTS AND COATINGS | 02/21 | MASTER PAINTERS INSTITUTE | MPI | MPI 79 | Primer, Alkyd, Anti-Corrosive for Metal | 2016
5121 | 09 90 00 | PAINTS AND COATINGS | 02/21 | MASTER PAINTERS INSTITUTE | MPI | MPI 90 | Stain, Semi-Transparent, for Interior Wood | 2012
5122 | 09 90 00 | PAINTS AND COATINGS | 02/21 | MASTER PAINTERS INSTITUTE | MPI | MPI 94 | Alkyd, Exterior, Semi-Gloss (MPI Gloss Level 5) | 2016
5123 | 09 90 00 | PAINTS AND COATINGS | 02/21 | MASTER PAINTERS INSTITUTE | MPI | MPI 95 | Primer, Quick Dry, for Aluminum | 2015
5124 | 09 90 00 | PAINTS AND COATINGS | 02/21 | MASTER PAINTERS INSTITUTE | MPI | MPI 101 | Primer, Epoxy, Anti-Corrosive, for Metal | 2016
5125 | 09 90 00 | PAINTS AND COATINGS | 02/21 | MASTER PAINTERS INSTITUTE | MPI | MPI 107 | Primer, Rust-Inhibitive, Water Based | 2016
5126 | 09 90 00 | PAINTS AND COATINGS | 02/21 | MASTER PAINTERS INSTITUTE | MPI | MPI 108 | Epoxy, High Build, Low Gloss | 2015
5127 | 09 90 00 | PAINTS AND COATINGS | 02/21 | MASTER PAINTERS INSTITUTE | MPI | MPI 113 | Elastomeric, Pigmented, Exterior, Water Based, Flat | 2018
5128 | 09 90 00 | PAINTS AND COATINGS | 02/21 | MASTER PAINTERS INSTITUTE | MPI | MPI 116 | Block Filler, Epoxy | 2012
5129 | 09 90 00 | PAINTS AND COATINGS | 02/21 | MASTER PAINTERS INSTITUTE | MPI | MPI 119 | Latex, Exterior, Gloss (MPI Gloss Level 6) | 2016
5130 | 09 90 00 | PAINTS AND COATINGS | 02/21 | MASTER PAINTERS INSTITUTE | MPI | MPI 120 | Epoxy, High Build, Self Priming, Low Gloss | 2020
5131 | 09 90 00 | PAINTS AND COATINGS | 02/21 | MASTER PAINTERS INSTITUTE | MPI | MPI 134 | Primer, Galvanized, Water Based | 2015
5132 | 09 90 00 | PAINTS AND COATINGS | 02/21 | MASTER PAINTERS INSTITUTE | MPI | MPI 138 | Latex, Interior, High Performance Architectural, (MPI Gloss Level 2) | 2016
5133 | 09 90 00 | PAINTS AND COATINGS | 02/21 | MASTER PAINTERS INSTITUTE | MPI | MPI 139 | Latex, Interior, High Performance Architectural, (MPI Gloss Level 3) | 2016
5134 | 09 90 00 | PAINTS AND COATINGS | 02/21 | MASTER PAINTERS INSTITUTE | MPI | MPI 140 | Latex, Interior, High Performance Architectural, (MPI Gloss Level 4) | 2016
5135 | 09 90 00 | PAINTS AND COATINGS | 02/21 | MASTER PAINTERS INSTITUTE | MPI | MPI 141 | Latex, Interior, High Performance Architectural, Semi-Gloss (MPI Gloss Level 5) | 2016
5136 | 09 90 00 | PAINTS AND COATINGS | 02/21 | MASTER PAINTERS INSTITUTE | MPI | MPI 144 | Latex, Interior, Institutional Low Odor/VOC, (MPI Gloss Level 2) | 2016
5137 | 09 90 00 | PAINTS AND COATINGS | 02/21 | MASTER PAINTERS INSTITUTE | MPI | MPI 145 | Latex, Interior, Institutional Low Odor/VOC, ( MPI Gloss Level 3) | 2016
5138 | 09 90 00 | PAINTS AND COATINGS | 02/21 | MASTER PAINTERS INSTITUTE | MPI | MPI 146 | Latex, Interior, Institutional Low Odor/VOC, (MPI Gloss Level 4) | 2016
5139 | 09 90 00 | PAINTS AND COATINGS | 02/21 | MASTER PAINTERS INSTITUTE | MPI | MPI 147 | Latex, Interior, Institutional Low Odor/VOC, Semi-Gloss (MPI Gloss Level 5) | May 2016
5140 | 09 90 00 | PAINTS AND COATINGS | 02/21 | MASTER PAINTERS INSTITUTE | MPI | MPI 149 | Primer Sealer, Interior, Institutional Low Odor/VOC | 2016
5141 | 09 90 00 | PAINTS AND COATINGS | 02/21 | MASTER PAINTERS INSTITUTE | MPI | MPI 151 | Light Industrial Coating, Interior, Water Based (MPI Gloss Level 3) | 2016
5142 | 09 90 00 | PAINTS AND COATINGS | 02/21 | MASTER PAINTERS INSTITUTE | MPI | MPI 153 | Light Industrial Coating, Interior, Water Based, Semi-Gloss (MPI Gloss Level 5) | 2016
5143 | 09 90 00 | PAINTS AND COATINGS | 02/21 | MASTER PAINTERS INSTITUTE | MPI | MPI 154 | Light Industrial Coating, Interior, Water Based, Gloss (MPI Gloss Level 6) | 2016
5144 | 09 90 00 | PAINTS AND COATINGS | 02/21 | MASTER PAINTERS INSTITUTE | MPI | MPI 161 | Light Industrial Coating, Exterior, Water Based ( MPI Gloss Level 3) | 2016
5145 | 09 90 00 | PAINTS AND COATINGS | 02/21 | MASTER PAINTERS INSTITUTE | MPI | MPI 163 | Light Industrial Coating, Exterior, Water Based, Semi-Gloss (MPI Gloss Level 5) | 2016
5146 | 09 90 00 | PAINTS AND COATINGS | 02/21 | MASTER PAINTERS INSTITUTE | MPI | MPI 164 | Light Industrial Coating, Exterior, Water Based, Gloss (MPI Gloss Level 6) | 2016
5147 | 09 90 00 | PAINTS AND COATINGS | 02/21 | MASTER PAINTERS INSTITUTE | MPI | MPI 177 | Epoxy, Semi-Gloss (MPI Gloss Level 5) | 2020
5148 | 09 90 00 | PAINTS AND COATINGS | 02/21 | MASTER PAINTERS INSTITUTE | MPI | MPI 214 | Latex, Exterior (MPI Gloss Level 2) | 2016
5149 | 09 90 00 | PAINTS AND COATINGS | 02/21 | MASTER PAINTERS INSTITUTE | MPI | MPI ASM | Architectural Painting Specification Manual | 2019
5150 | 09 90 00 | PAINTS AND COATINGS | 02/21 | MASTER PAINTERS INSTITUTE | MPI | MPI GPS-1-14 | Green Performance Standard GPS-1-14 | 2014
5151 | 09 90 00 | PAINTS AND COATINGS | 02/21 | MASTER PAINTERS INSTITUTE | MPI | MPI GPS-2-14 | Green Performance Standard GPS-2-14 | 2014
5152 | 09 90 00 | PAINTS AND COATINGS | 02/21 | MASTER PAINTERS INSTITUTE | MPI | MPI MRM | Maintenance Repainting Manual | 2015
5153 | 09 90 00 | PAINTS AND COATINGS | 02/21 | SOCIETY FOR PROTECTIVE COATINGS | SSPC | SSPC 7/NACE No.4 | Brush-Off Blast Cleaning | 2007
5154 | 09 90 00 | PAINTS AND COATINGS | 02/21 | SOCIETY FOR PROTECTIVE COATINGS | SSPC | SSPC Glossary | SSPC Protective Coatings Glossary | 2011
5155 | 09 90 00 | PAINTS AND COATINGS | 02/21 | SOCIETY FOR PROTECTIVE COATINGS | SSPC | SSPC Guide 6 | Guide for Containing Surface Preparation Debris Generated During Paint Removal Operations | 2021
5156 | 09 90 00 | PAINTS AND COATINGS | 02/21 | SOCIETY FOR PROTECTIVE COATINGS | SSPC | SSPC Guide 7 | Guide to the Disposal of Lead-Contaminated Surface Preparation Debris | 2015
5157 | 09 90 00 | PAINTS AND COATINGS | 02/21 | SOCIETY FOR PROTECTIVE COATINGS | SSPC | SSPC PA 1 | Shop, Field, and Maintenance Coating of Metals | 2024
5158 | 09 90 00 | PAINTS AND COATINGS | 02/21 | SOCIETY FOR PROTECTIVE COATINGS | SSPC | SSPC QP 1 | Standard Procedure for Evaluating the Qualifications of Industrial/Marine Painting Contractors (Field Application to Complex Industrial Steel Structures and Other Metal Components) | 2019
5159 | 09 90 00 | PAINTS AND COATINGS | 02/21 | SOCIETY FOR PROTECTIVE COATINGS | SSPC | SSPC SP 1 | Solvent Cleaning | 2015
5160 | 09 90 00 | PAINTS AND COATINGS | 02/21 | SOCIETY FOR PROTECTIVE COATINGS | SSPC | SSPC SP 2 | Hand Tool Cleaning | 2018
5161 | 09 90 00 | PAINTS AND COATINGS | 02/21 | SOCIETY FOR PROTECTIVE COATINGS | SSPC | SSPC SP 3 | Power Tool Cleaning | 2018
5162 | 09 90 00 | PAINTS AND COATINGS | 02/21 | SOCIETY FOR PROTECTIVE COATINGS | SSPC | SSPC SP 6/NACE No.3 | Commercial Blast Cleaning | 2007
5163 | 09 90 00 | PAINTS AND COATINGS | 02/21 | SOCIETY FOR PROTECTIVE COATINGS | SSPC | SSPC SP 10/NACE No. 2 | Near-White Blast Cleaning | 2015
5164 | 09 90 00 | PAINTS AND COATINGS | 02/21 | SOCIETY FOR PROTECTIVE COATINGS | SSPC | SSPC VIS 1 | Guide and Reference Photographs for Steel Surfaces Prepared by Dry Abrasive Blast Cleaning | 2002; E 2004
5165 | 09 90 00 | PAINTS AND COATINGS | 02/21 | SOCIETY FOR PROTECTIVE COATINGS | SSPC | SSPC VIS 3 | Guide and Reference Photographs for Steel Surfaces Prepared by Hand and Power Tool Cleaning | 2004
5166 | 09 90 00 | PAINTS AND COATINGS | 02/21 | SOCIETY FOR PROTECTIVE COATINGS | SSPC | SSPC VIS 4/NACE VIS 7 | Guide and Reference Photographs for Steel Surfaces Prepared by Waterjetting | 1998; E 2000; E 2004
5167 | 09 90 00 | PAINTS AND COATINGS | 02/21 | SOCIETY FOR PROTECTIVE COATINGS | SSPC | SSPC-SP WJ-1/NACE WJ-1 | Clean to Bare Substrate, Waterjet Cleaning of Metals | 2012
5168 | 09 90 00 | PAINTS AND COATINGS | 02/21 | SOCIETY FOR PROTECTIVE COATINGS | SSPC | SSPC-SP WJ-2/NACE WJ-2 | Very Thorough Cleaning, Waterjet Cleaning of Metals | 2012
5169 | 09 90 00 | PAINTS AND COATINGS | 02/21 | SOCIETY FOR PROTECTIVE COATINGS | SSPC | SSPC-SP WJ-3/NACE WJ-3 | Thorough Cleaning, Waterjet Cleaning of Metals | 2012
5170 | 09 90 00 | PAINTS AND COATINGS | 02/21 | SOCIETY FOR PROTECTIVE COATINGS | SSPC | SSPC-SP WJ-4/NACE WJ-4 | Light Cleaning, Waterjet Cleaning of Metals | 2012
5171 | 09 90 00 | PAINTS AND COATINGS | 02/21 | SOCIETY OF AUTOMOTIVE ENGINEERS INTERNATIONAL | SAE | SAE AMS-STD-595A | Colors used in Government Procurement | 2017
5172 | 09 90 00 | PAINTS AND COATINGS | 02/21 | U.S. ARMY CORPS OF ENGINEERS | USACE | EM 385-1-1 | Safety -- Safety and Occupational Health (SOH) Requirements | 2024
5173 | 09 90 00 | PAINTS AND COATINGS | 02/21 | U.S. DEPARTMENT OF DEFENSE | DOD | MIL-PRF-680 | Degreasing Solvent | 2010; Rev C; Notice 1 2015
5174 | 09 90 00 | PAINTS AND COATINGS | 02/21 | U.S. DEPARTMENT OF DEFENSE | DOD | MIL-STD-101 | Color Code for Pipelines and for Compressed Gas Cylinders | 2014; Rev C
5175 | 09 90 00 | PAINTS AND COATINGS | 02/21 | U.S. ENVIRONMENTAL PROTECTION AGENCY | EPA | EPA Method 24 | Determination of Volatile Matter Content, Water Content, Density, Volume Solids, and Weight Solids of Surface Coatings | 2000
5176 | 09 90 00 | PAINTS AND COATINGS | 02/21 | U.S. FEDERAL AVIATION ADMINISTRATION | FAA | FAA AC 70/7460-1 | Obstruction Marking and Lighting | 2016; Rev L; Change 2
5177 | 09 90 00 | PAINTS AND COATINGS | 02/21 | U.S. GENERAL SERVICES ADMINISTRATION | GSA | FED-STD-313 | Material Safety Data, Transportation Data and Disposal Data for Hazardous Materials Furnished to Government Activities | 2018
5178 | 09 90 00 | PAINTS AND COATINGS | 02/21 | U.S. NATIONAL ARCHIVES AND RECORDS ADMINISTRATION | NARA | 29 CFR 1910.1000 | Air Contaminants
5179 | 09 90 00 | PAINTS AND COATINGS | 02/21 | U.S. NATIONAL ARCHIVES AND RECORDS ADMINISTRATION | NARA | 29 CFR 1910.1001 | Asbestos
5180 | 09 90 00 | PAINTS AND COATINGS | 02/21 | U.S. NATIONAL ARCHIVES AND RECORDS ADMINISTRATION | NARA | 29 CFR 1910.1025 | Lead
5181 | 09 90 00 | PAINTS AND COATINGS | 02/21 | U.S. NATIONAL ARCHIVES AND RECORDS ADMINISTRATION | NARA | 29 CFR 1926.62 | Lead
5182 | 09 96 00 | HIGH-PERFORMANCE COATINGS | 11/14 | ASTM INTERNATIONAL | ASTM | ASTM SI10 | American National Standard for Use of the International System of Units (SI): The Modern Metric System | 2016
5183 | 09 96 00 | HIGH-PERFORMANCE COATINGS | 11/14 | MASTER PAINTERS INSTITUTE | MPI | MPI ASM | Architectural Painting Specification Manual | 2019
5184 | 09 96 00 | HIGH-PERFORMANCE COATINGS | 11/14 | SOCIETY FOR PROTECTIVE COATINGS | SSPC | SSPC 7/NACE No.4 | Brush-Off Blast Cleaning | 2007
5185 | 09 96 00 | HIGH-PERFORMANCE COATINGS | 11/14 | U.S. GENERAL SERVICES ADMINISTRATION | GSA | QPL-TNT-AP-28 | Paint, Aluminum, Heat Resisting (1200 Degrees F) | 2004
5186 | 09 96 59 | HIGH-BUILD GLAZE COATINGS | 05/11, CHG 1: 08/17 | ASTM INTERNATIONAL | ASTM | ASTM E84 | Standard Test Method for Surface Burning Characteristics of Building Materials | 2023
5187 | 09 96 59 | HIGH-BUILD GLAZE COATINGS | 05/11, CHG 1: 08/17 | MASTER PAINTERS INSTITUTE | MPI | MPI 31 | Varnish, Polyurethane, Moisture Cured, Gloss (MPI Gloss Level 6) | 2012
5188 | 09 96 59 | HIGH-BUILD GLAZE COATINGS | 05/11, CHG 1: 08/17 | MASTER PAINTERS INSTITUTE | MPI | MPI 71 | Varnish, Polyurethane, Moisture Cured, Flat (MPI Gloss Level 1) | 2012
5189 | 09 96 59 | HIGH-BUILD GLAZE COATINGS | 05/11, CHG 1: 08/17 | MASTER PAINTERS INSTITUTE | MPI | MPI 72 | Polyurethane, Two-Component, Pigmented, Gloss (MPI Gloss Level 6-7) | 2016
5190 | 09 96 59 | HIGH-BUILD GLAZE COATINGS | 05/11, CHG 1: 08/17 | SOCIETY FOR PROTECTIVE COATINGS | SSPC | SSPC SP 5/NACE No. 1 | White Metal Blast Cleaning | 2007
5191 | 09 96 59 | HIGH-BUILD GLAZE COATINGS | 05/11, CHG 1: 08/17 | SOCIETY FOR PROTECTIVE COATINGS | SSPC | SSPC SP 6/NACE No.3 | Commercial Blast Cleaning | 2007
5192 | 09 96 59 | HIGH-BUILD GLAZE COATINGS | 05/11, CHG 1: 08/17 | SOCIETY FOR PROTECTIVE COATINGS | SSPC | SSPC SP 10/NACE No. 2 | Near-White Blast Cleaning | 2015
5193 | 09 97 02 | PAINTING: HYDRAULIC STRUCTURES | 02/20, CHG 1: 11/21 | ASTM INTERNATIONAL | ASTM | ASTM D153 | Specific Gravity of Pigments | 1984; R 2014
5194 | 09 97 02 | PAINTING: HYDRAULIC STRUCTURES | 02/20, CHG 1: 11/21 | ASTM INTERNATIONAL | ASTM | ASTM D235 | Standard Specification for Mineral Spirits (Petroleum Spirits) (Hydrocarbon Dry Cleaning Solvent) | 2022
5195 | 09 97 02 | PAINTING: HYDRAULIC STRUCTURES | 02/20, CHG 1: 11/21 | ASTM INTERNATIONAL | ASTM | ASTM D281 | Standard Test Method for Oil Absorption of Pigments by Spatula Rub-Out | 2012; R 2016
5196 | 09 97 02 | PAINTING: HYDRAULIC STRUCTURES | 02/20, CHG 1: 11/21 | ASTM INTERNATIONAL | ASTM | ASTM D520 | Zinc Dust Pigment | 2000; R 2011
5197 | 09 97 02 | PAINTING: HYDRAULIC STRUCTURES | 02/20, CHG 1: 11/21 | ASTM INTERNATIONAL | ASTM | ASTM D561 | Carbon Black Pigment for Paint | 1982; R 2014
5198 | 09 97 02 | PAINTING: HYDRAULIC STRUCTURES | 02/20, CHG 1: 11/21 | ASTM INTERNATIONAL | ASTM | ASTM D740 | Methyl Ethyl Ketone | 2011
5199 | 09 97 02 | PAINTING: HYDRAULIC STRUCTURES | 02/20, CHG 1: 11/21 | ASTM INTERNATIONAL | ASTM | ASTM D841 | Standard Specification for Nitration Grade Toluene | 2019
5200 | 09 97 02 | PAINTING: HYDRAULIC STRUCTURES | 02/20, CHG 1: 11/21 | ASTM INTERNATIONAL | ASTM | ASTM D962 | Aluminum Powder and Paste Pigments for Paints | 1981; R 2014
5201 | 09 97 02 | PAINTING: HYDRAULIC STRUCTURES | 02/20, CHG 1: 11/21 | ASTM INTERNATIONAL | ASTM | ASTM D1045 | Standard Test Methods for Sampling and Testing Plasticizers Used in Plastics | 2019
5202 | 09 97 02 | PAINTING: HYDRAULIC STRUCTURES | 02/20, CHG 1: 11/21 | ASTM INTERNATIONAL | ASTM | ASTM D1152 | Methanol (Methyl Alcohol) | 2006; R 2012
5203 | 09 97 02 | PAINTING: HYDRAULIC STRUCTURES | 02/20, CHG 1: 11/21 | ASTM INTERNATIONAL | ASTM | ASTM D1153 | Methyl Isobutyl Ketone | 2012
5204 | 09 97 02 | PAINTING: HYDRAULIC STRUCTURES | 02/20, CHG 1: 11/21 | ASTM INTERNATIONAL | ASTM | ASTM D1200 | Viscosity by Ford Viscosity Cup | 2010; R 2014
5205 | 09 97 02 | PAINTING: HYDRAULIC STRUCTURES | 02/20, CHG 1: 11/21 | ASTM INTERNATIONAL | ASTM | ASTM D1210 | Fineness of Dispersion of Pigment-Vehicle Systems by Hegman-Type Gage | 2005; R 2014
5206 | 09 97 02 | PAINTING: HYDRAULIC STRUCTURES | 02/20, CHG 1: 11/21 | ASTM INTERNATIONAL | ASTM | ASTM D2917 | Methyl Isoamyl Ketone | 2007; R 2013
5207 | 09 97 02 | PAINTING: HYDRAULIC STRUCTURES | 02/20, CHG 1: 11/21 | ASTM INTERNATIONAL | ASTM | ASTM D3465 | Standard Test Method for Purity of Monmeric Plasticizers by Gas Chromatography | 2014
5208 | 09 97 02 | PAINTING: HYDRAULIC STRUCTURES | 02/20, CHG 1: 11/21 | ASTM INTERNATIONAL | ASTM | ASTM D3721 | Synthetic Red Iron Oxide Pigment | 2005; R 2011
5209 | 09 97 02 | PAINTING: HYDRAULIC STRUCTURES | 02/20, CHG 1: 11/21 | ASTM INTERNATIONAL | ASTM | ASTM D4228 | Standard Practice for Qualification of Coating Applicators for Application of Coatings to Steel Surfaces | 2005; R 2017
5210 | 09 97 02 | PAINTING: HYDRAULIC STRUCTURES | 02/20, CHG 1: 11/21 | ASTM INTERNATIONAL | ASTM | ASTM D4417 | Standard Test Methods for Field Measurement of Surface Profile of Blast Cleaned Steel | 2021
5211 | 09 97 02 | PAINTING: HYDRAULIC STRUCTURES | 02/20, CHG 1: 11/21 | ASTM INTERNATIONAL | ASTM | ASTM D7091 | Standard Practice for Nondestructive Measurement of Dry Film Thickness of Nonmagnetic Coatings Applied to Ferrous Metals and Nonmagnetic, Nondestructive Coatings Applied to Non-Ferrous Metals | 2021
5212 | 09 97 02 | PAINTING: HYDRAULIC STRUCTURES | 02/20, CHG 1: 11/21 | ASTM INTERNATIONAL | ASTM | ASTM E1347 | Standard Test Method for Color and Color Difference Measurement by Tristimulus (Filter) Colorimetry | 2006; R 2020
5213 | 09 97 02 | PAINTING: HYDRAULIC STRUCTURES | 02/20, CHG 1: 11/21 | INTERNATIONAL SAFETY EQUIPMENT ASSOCIATION | ISEA | ANSI/ISEA Z87.1 | Occupational and Educational Personal Eye and Face Protection Devices | 2020
5214 | 09 97 02 | PAINTING: HYDRAULIC STRUCTURES | 02/20, CHG 1: 11/21 | INTERNATIONAL SAFETY EQUIPMENT ASSOCIATION | ISEA | ANSI/ISEA Z358.1 | American National Standard for Emergency Eyewash and Shower Equipment | 2014; R 2020
5215 | 09 97 02 | PAINTING: HYDRAULIC STRUCTURES | 02/20, CHG 1: 11/21 | MASTER PAINTERS INSTITUTE | MPI | MPI 46 | Undercoat, Enamel, Interior | 2016
5216 | 09 97 02 | PAINTING: HYDRAULIC STRUCTURES | 02/20, CHG 1: 11/21 | MASTER PAINTERS INSTITUTE | MPI | MPI 47 | Alkyd, Interior, Semi-Gloss (MPI Gloss Level 5) | 2016
5217 | 09 97 02 | PAINTING: HYDRAULIC STRUCTURES | 02/20, CHG 1: 11/21 | MASTER PAINTERS INSTITUTE | MPI | MPI 48 | Alkyd, Interior, Gloss (MPI Gloss Level 6-7) | 2016
5218 | 09 97 02 | PAINTING: HYDRAULIC STRUCTURES | 02/20, CHG 1: 11/21 | MASTER PAINTERS INSTITUTE | MPI | MPI 49 | Alkyd, Interior, Flat (MPI Gloss Level 1) | 2015
5219 | 09 97 02 | PAINTING: HYDRAULIC STRUCTURES | 02/20, CHG 1: 11/21 | MASTER PAINTERS INSTITUTE | MPI | MPI 50 | Primer Sealer, Latex, Interior | 2015
5220 | 09 97 02 | PAINTING: HYDRAULIC STRUCTURES | 02/20, CHG 1: 11/21 | MASTER PAINTERS INSTITUTE | MPI | MPI 51 | Alkyd, Interior, (MPI Gloss Level 3)2 | 2016
5221 | 09 97 02 | PAINTING: HYDRAULIC STRUCTURES | 02/20, CHG 1: 11/21 | MASTER PAINTERS INSTITUTE | MPI | MPI 52 | Latex, Interior, (MPI Gloss Level 3) | 2016
5222 | 09 97 02 | PAINTING: HYDRAULIC STRUCTURES | 02/20, CHG 1: 11/21 | MASTER PAINTERS INSTITUTE | MPI | MPI 53 | Latex, Interior, Flat (MPI Gloss Level 1) | 2012
5223 | 09 97 02 | PAINTING: HYDRAULIC STRUCTURES | 02/20, CHG 1: 11/21 | MASTER PAINTERS INSTITUTE | MPI | MPI 54 | Latex, Interior, Semi-Gloss (MPI Gloss Level 5) | 2016
5224 | 09 97 02 | PAINTING: HYDRAULIC STRUCTURES | 02/20, CHG 1: 11/21 | MASTER PAINTERS INSTITUTE | MPI | MPI 114 | Latex, Interior, Gloss (MPI GLoss Level 6) | 2012
5225 | 09 97 02 | PAINTING: HYDRAULIC STRUCTURES | 02/20, CHG 1: 11/21 | MASTER PAINTERS INSTITUTE | MPI | MPI 212 | Floor Coating, Thin Film, for Aircraft Maintenance Facilities | 2018
5226 | 09 97 02 | PAINTING: HYDRAULIC STRUCTURES | 02/20, CHG 1: 11/21 | NATIONAL FIRE PROTECTION ASSOCIATION | NFPA | NFPA 70 | National Electrical Code | 2023
5227 | 09 97 02 | PAINTING: HYDRAULIC STRUCTURES | 02/20, CHG 1: 11/21 | NATIONAL INSTITUTE FOR OCCUPATIONAL SAFETY AND HEALTH | NIOSH | NIOSH 2003-154 | NIOSH Manual of Analytical Methods | 2003; 4th Ed; Supple 3
5228 | 09 97 02 | PAINTING: HYDRAULIC STRUCTURES | 02/20, CHG 1: 11/21 | SOCIETY FOR PROTECTIVE COATINGS | SSPC | SSPC 7/NACE No.4 | Brush-Off Blast Cleaning | 2007
5229 | 09 97 02 | PAINTING: HYDRAULIC STRUCTURES | 02/20, CHG 1: 11/21 | SOCIETY FOR PROTECTIVE COATINGS | SSPC | SSPC Guide 6 | Guide for Containing Surface Preparation Debris Generated During Paint Removal Operations | 2021
5230 | 09 97 02 | PAINTING: HYDRAULIC STRUCTURES | 02/20, CHG 1: 11/21 | SOCIETY FOR PROTECTIVE COATINGS | SSPC | SSPC PA 2 | Procedure for Determining Conformance to Dry Coating Thickness Requirements | 2015; E 2018
5231 | 09 97 02 | PAINTING: HYDRAULIC STRUCTURES | 02/20, CHG 1: 11/21 | SOCIETY FOR PROTECTIVE COATINGS | SSPC | SSPC PS 26.00 | Aluminum Pigmented Epoxy Coating System Materials Specification, Performance-Based (Type I for use over Blast Cleaned Steel and Type II for use over Hand Cleaned Steel) | 2000; E 2004
5232 | 09 97 02 | PAINTING: HYDRAULIC STRUCTURES | 02/20, CHG 1: 11/21 | SOCIETY FOR PROTECTIVE COATINGS | SSPC | SSPC Paint 16 | Coal Tar Epoxy-Polyamide Black (or Dark Red) Paint | 2023
5233 | 09 97 02 | PAINTING: HYDRAULIC STRUCTURES | 02/20, CHG 1: 11/21 | SOCIETY FOR PROTECTIVE COATINGS | SSPC | SSPC Paint 20 | Zinc-Rich Primers (Type I, Inorganic, and Type II, Organic) | 2019
5234 | 09 97 02 | PAINTING: HYDRAULIC STRUCTURES | 02/20, CHG 1: 11/21 | SOCIETY FOR PROTECTIVE COATINGS | SSPC | SSPC Paint 33 | Coal Tar Mastic, Cold-Applied | 2023; R 2023; S 2023
5235 | 09 97 02 | PAINTING: HYDRAULIC STRUCTURES | 02/20, CHG 1: 11/21 | SOCIETY FOR PROTECTIVE COATINGS | SSPC | SSPC Paint 38 | Single-Component Moisture-Cure Weatherable Aliphatic Polyurethane Topcoat, Performance-Based | 2006
5236 | 09 97 02 | PAINTING: HYDRAULIC STRUCTURES | 02/20, CHG 1: 11/21 | SOCIETY FOR PROTECTIVE COATINGS | SSPC | SSPC Paint 40 | Zinc-Rich Moisture-Cure Polyurethane Primer, Performance-Based | 2019
5237 | 09 97 02 | PAINTING: HYDRAULIC STRUCTURES | 02/20, CHG 1: 11/21 | SOCIETY FOR PROTECTIVE COATINGS | SSPC | SSPC Paint 41 | Moisture-Cured Polyurethane Primer or Intermediate Coat, Micaceous Iron Oxide Reinforced, Performance-Based | 2008
5238 | 09 97 02 | PAINTING: HYDRAULIC STRUCTURES | 02/20, CHG 1: 11/21 | SOCIETY FOR PROTECTIVE COATINGS | SSPC | SSPC QP 1 | Standard Procedure for Evaluating the Qualifications of Industrial/Marine Painting Contractors (Field Application to Complex Industrial Steel Structures and Other Metal Components) | 2019
5239 | 09 97 02 | PAINTING: HYDRAULIC STRUCTURES | 02/20, CHG 1: 11/21 | SOCIETY FOR PROTECTIVE COATINGS | SSPC | SSPC QP 2 | Standard Procedure for Evaluating the Qualifications of Industrial/Marine Painting Contractors (Removal of Hazardous Coatings from Structures) | 2019
5240 | 09 97 02 | PAINTING: HYDRAULIC STRUCTURES | 02/20, CHG 1: 11/21 | SOCIETY FOR PROTECTIVE COATINGS | SSPC | SSPC QP 3 | Standard Procedure for Evaluating Qualifications of Shop Painting Applicators | 2010
5241 | 09 97 02 | PAINTING: HYDRAULIC STRUCTURES | 02/20, CHG 1: 11/21 | SOCIETY FOR PROTECTIVE COATINGS | SSPC | SSPC SP 1 | Solvent Cleaning | 2015
5242 | 09 97 02 | PAINTING: HYDRAULIC STRUCTURES | 02/20, CHG 1: 11/21 | SOCIETY FOR PROTECTIVE COATINGS | SSPC | SSPC SP 3 | Power Tool Cleaning | 2018
5243 | 09 97 02 | PAINTING: HYDRAULIC STRUCTURES | 02/20, CHG 1: 11/21 | SOCIETY FOR PROTECTIVE COATINGS | SSPC | SSPC SP 5/NACE No. 1 | White Metal Blast Cleaning | 2007
5244 | 09 97 02 | PAINTING: HYDRAULIC STRUCTURES | 02/20, CHG 1: 11/21 | SOCIETY FOR PROTECTIVE COATINGS | SSPC | SSPC SP 6/NACE No.3 | Commercial Blast Cleaning | 2007
5245 | 09 97 02 | PAINTING: HYDRAULIC STRUCTURES | 02/20, CHG 1: 11/21 | SOCIETY FOR PROTECTIVE COATINGS | SSPC | SSPC SP 16 | Brush-Off Blast Cleaning of Coated and Uncoated Galvanized Steel, Stainless Steels, and Non-Ferrous Metals | 2010
5246 | 09 97 02 | PAINTING: HYDRAULIC STRUCTURES | 02/20, CHG 1: 11/21 | SOCIETY OF AUTOMOTIVE ENGINEERS INTERNATIONAL | SAE | SAE AMS-STD-595A | Colors used in Government Procurement | 2017
5247 | 09 97 02 | PAINTING: HYDRAULIC STRUCTURES | 02/20, CHG 1: 11/21 | U.S. ARMY CORPS OF ENGINEERS | USACE | EM 385-1-1 | Safety -- Safety and Occupational Health (SOH) Requirements | 2024
5248 | 09 97 02 | PAINTING: HYDRAULIC STRUCTURES | 02/20, CHG 1: 11/21 | U.S. DEPARTMENT OF DEFENSE | DOD | MIL-DTL-24441 | Paint, Epoxy-Polyamide, General Specification for | 2009; Rev D; Notice 1 2021
5249 | 09 97 02 | PAINTING: HYDRAULIC STRUCTURES | 02/20, CHG 1: 11/21 | U.S. DEPARTMENT OF DEFENSE | DOD | MIL-PRF-85285 | Topcoat, Aircraft and Support Equipment | 2022; Rev F
5250 | 09 97 02 | PAINTING: HYDRAULIC STRUCTURES | 02/20, CHG 1: 11/21 | U.S. GENERAL SERVICES ADMINISTRATION | GSA | CID A-A-3130 | Paint (For Application to Wet Surfaces) | Rev A
5251 | 09 97 02 | PAINTING: HYDRAULIC STRUCTURES | 02/20, CHG 1: 11/21 | U.S. NATIONAL ARCHIVES AND RECORDS ADMINISTRATION | NARA | 29 CFR 1910 | Occupational Safety and Health Standards
5252 | 09 97 02 | PAINTING: HYDRAULIC STRUCTURES | 02/20, CHG 1: 11/21 | U.S. NATIONAL ARCHIVES AND RECORDS ADMINISTRATION | NARA | 29 CFR 1910.20 | Access to Employee Exposure and Medical Records
5253 | 09 97 02 | PAINTING: HYDRAULIC STRUCTURES | 02/20, CHG 1: 11/21 | U.S. NATIONAL ARCHIVES AND RECORDS ADMINISTRATION | NARA | 29 CFR 1910.94 | Ventilation
5254 | 09 97 02 | PAINTING: HYDRAULIC STRUCTURES | 02/20, CHG 1: 11/21 | U.S. NATIONAL ARCHIVES AND RECORDS ADMINISTRATION | NARA | 29 CFR 1910.134 | Respiratory Protection
5255 | 09 97 02 | PAINTING: HYDRAULIC STRUCTURES | 02/20, CHG 1: 11/21 | U.S. NATIONAL ARCHIVES AND RECORDS ADMINISTRATION | NARA | 29 CFR 1910.146 | Permit-required Confined Spaces
5256 | 09 97 02 | PAINTING: HYDRAULIC STRUCTURES | 02/20, CHG 1: 11/21 | U.S. NATIONAL ARCHIVES AND RECORDS ADMINISTRATION | NARA | 29 CFR 1926.62 | Lead
5257 | 09 97 02 | PAINTING: HYDRAULIC STRUCTURES | 02/20, CHG 1: 11/21 | U.S. NATIONAL ARCHIVES AND RECORDS ADMINISTRATION | NARA | 40 CFR 50.6 | National Primary and Secondary Ambient Air Quality Standards for PM10
5258 | 09 97 02 | PAINTING: HYDRAULIC STRUCTURES | 02/20, CHG 1: 11/21 | U.S. NATIONAL ARCHIVES AND RECORDS ADMINISTRATION | NARA | 40 CFR 50.12 | National Primary and Secondary Ambient Air Quality Standards for Lead
5259 | 09 97 02 | PAINTING: HYDRAULIC STRUCTURES | 02/20, CHG 1: 11/21 | U.S. NATIONAL ARCHIVES AND RECORDS ADMINISTRATION | NARA | 40 CFR 58 | Ambient Air Quality Surveillance
5260 | 09 97 02 | PAINTING: HYDRAULIC STRUCTURES | 02/20, CHG 1: 11/21 | U.S. NATIONAL ARCHIVES AND RECORDS ADMINISTRATION | NARA | 40 CFR 60 | Standards of Performance for New Stationary Sources
5261 | 09 97 02 | PAINTING: HYDRAULIC STRUCTURES | 02/20, CHG 1: 11/21 | U.S. NATIONAL ARCHIVES AND RECORDS ADMINISTRATION | NARA | 40 CFR 117 | Determination of Reportable Quantities for Hazardous Substances
5262 | 09 97 02 | PAINTING: HYDRAULIC STRUCTURES | 02/20, CHG 1: 11/21 | U.S. NATIONAL ARCHIVES AND RECORDS ADMINISTRATION | NARA | 40 CFR 122 | EPA Administered Permit Programs: The National Pollutant Discharge Elimination System
5263 | 09 97 02 | PAINTING: HYDRAULIC STRUCTURES | 02/20, CHG 1: 11/21 | U.S. NATIONAL ARCHIVES AND RECORDS ADMINISTRATION | NARA | 40 CFR 261 | Identification and Listing of Hazardous Waste
5264 | 09 97 02 | PAINTING: HYDRAULIC STRUCTURES | 02/20, CHG 1: 11/21 | U.S. NATIONAL ARCHIVES AND RECORDS ADMINISTRATION | NARA | 40 CFR 262 | Standards Applicable to Generators of Hazardous Waste
5265 | 09 97 02 | PAINTING: HYDRAULIC STRUCTURES | 02/20, CHG 1: 11/21 | U.S. NATIONAL ARCHIVES AND RECORDS ADMINISTRATION | NARA | 40 CFR 262.22 | Number of Copies
5266 | 09 97 02 | PAINTING: HYDRAULIC STRUCTURES | 02/20, CHG 1: 11/21 | U.S. NATIONAL ARCHIVES AND RECORDS ADMINISTRATION | NARA | 40 CFR 263 | Standards Applicable to Transporters of Hazardous Waste
5267 | 09 97 02 | PAINTING: HYDRAULIC STRUCTURES | 02/20, CHG 1: 11/21 | U.S. NATIONAL ARCHIVES AND RECORDS ADMINISTRATION | NARA | 40 CFR 302 | Designation, Reportable Quantities, and Notification
5268 | 09 97 02 | PAINTING: HYDRAULIC STRUCTURES | 02/20, CHG 1: 11/21 | U.S. NATIONAL ARCHIVES AND RECORDS ADMINISTRATION | NARA | 40 CFR 355 | Emergency Planning and Notification
5269 | 09 97 02 | PAINTING: HYDRAULIC STRUCTURES | 02/20, CHG 1: 11/21 | U.S. NATIONAL ARCHIVES AND RECORDS ADMINISTRATION | NARA | 49 CFR 171 | General Information, Regulations, and Definitions
5270 | 09 97 10.00 10 | METALLIC COATINGS FOR HYDRAULIC STRUCTURES | 08/21 | AMERICAN SOCIETY FOR QUALITY | ASQ | ANSI/ASQ Z1.4 | Sampling Procedures and Tables for Inspection by Attributes | 2008; R 2013
5271 | 09 97 10.00 10 | METALLIC COATINGS FOR HYDRAULIC STRUCTURES | 08/21 | AMERICAN WELDING SOCIETY | AWS | AWS A5.01M/A5.01 | Procurement Guidelines for Consumables - Welding and Allied Processes - Flux and Gas Shielded Electrical Welding Processes | 2019; R 2024
5272 | 09 97 10.00 10 | METALLIC COATINGS FOR HYDRAULIC STRUCTURES | 08/21 | AMERICAN WELDING SOCIETY | AWS | AWS C2.25/C2.25M | Specification for Thermal Spray Feedstock -- Solid and Composite Wire and Rods | 2012; R 2018
5273 | 09 97 10.00 10 | METALLIC COATINGS FOR HYDRAULIC STRUCTURES | 08/21 | AMERICAN WELDING SOCIETY | AWS | AWS Z49.1 | Safety in Welding and Cutting and Allied Processes | 2021
5274 | 09 97 10.00 10 | METALLIC COATINGS FOR HYDRAULIC STRUCTURES | 08/21 | ASTM INTERNATIONAL | ASTM | ASTM D3951 | Commercial Packaging | 2018
5275 | 09 97 10.00 10 | METALLIC COATINGS FOR HYDRAULIC STRUCTURES | 08/21 | ASTM INTERNATIONAL | ASTM | ASTM D4285 | Indicating Oil or Water in Compressed Air | 1983; R 2018
5276 | 09 97 10.00 10 | METALLIC COATINGS FOR HYDRAULIC STRUCTURES | 08/21 | ASTM INTERNATIONAL | ASTM | ASTM D4417 | Standard Test Methods for Field Measurement of Surface Profile of Blast Cleaned Steel | 2021
5277 | 09 97 10.00 10 | METALLIC COATINGS FOR HYDRAULIC STRUCTURES | 08/21 | ASTM INTERNATIONAL | ASTM | ASTM D4541 | Standard Test Method for Pull-Off Strength of Coatings Using Portable Adhesion Testers | 2022
5278 | 09 97 10.00 10 | METALLIC COATINGS FOR HYDRAULIC STRUCTURES | 08/21 | ASTM INTERNATIONAL | ASTM | ASTM D7091 | Standard Practice for Nondestructive Measurement of Dry Film Thickness of Nonmagnetic Coatings Applied to Ferrous Metals and Nonmagnetic, Nondestructive Coatings Applied to Non-Ferrous Metals | 2021
5279 | 09 97 10.00 10 | METALLIC COATINGS FOR HYDRAULIC STRUCTURES | 08/21 | ASTM INTERNATIONAL | ASTM | ASTM E337 | Measuring Humidity with a Psychrometer (The Measurement of Wet- and Dry-Bulb Temperatures) | 2015; R 2023
5280 | 09 97 10.00 10 | METALLIC COATINGS FOR HYDRAULIC STRUCTURES | 08/21 | COMPRESSED GAS ASSOCIATION | CGA | CGA P-1 | Standard for Safe Handling of Compressed Gases in Containers; 13th Edition | 2022
5281 | 09 97 10.00 10 | METALLIC COATINGS FOR HYDRAULIC STRUCTURES | 08/21 | INTERNATIONAL SAFETY EQUIPMENT ASSOCIATION | ISEA | ANSI/ISEA Z87.1 | Occupational and Educational Personal Eye and Face Protection Devices | 2020
5282 | 09 97 10.00 10 | METALLIC COATINGS FOR HYDRAULIC STRUCTURES | 08/21 | INTERNATIONAL SAFETY EQUIPMENT ASSOCIATION | ISEA | ANSI/ISEA Z89.1 | American National Standard for Industrial Head Protection | 2014; R 2019
5283 | 09 97 10.00 10 | METALLIC COATINGS FOR HYDRAULIC STRUCTURES | 08/21 | NATIONAL FIRE PROTECTION ASSOCIATION | NFPA | NFPA 70 | National Electrical Code | 2023
5284 | 09 97 10.00 10 | METALLIC COATINGS FOR HYDRAULIC STRUCTURES | 08/21 | NATIONAL INSTITUTE FOR OCCUPATIONAL SAFETY AND HEALTH | NIOSH | NIOSH 2003-154 | NIOSH Manual of Analytical Methods | 2003; 4th Ed; Supple 3
5285 | 09 97 10.00 10 | METALLIC COATINGS FOR HYDRAULIC STRUCTURES | 08/21 | SOCIETY FOR PROTECTIVE COATINGS | SSPC | SSPC AB 1 | Mineral and Slag Abrasives | 2015; E 2017
5286 | 09 97 10.00 10 | METALLIC COATINGS FOR HYDRAULIC STRUCTURES | 08/21 | SOCIETY FOR PROTECTIVE COATINGS | SSPC | SSPC AB 2 | Cleanliness of Recycled Ferrous Metallic Abrasive | 2015; E 2016
5287 | 09 97 10.00 10 | METALLIC COATINGS FOR HYDRAULIC STRUCTURES | 08/21 | SOCIETY FOR PROTECTIVE COATINGS | SSPC | SSPC AB 3 | Ferrous Metallic Abrasive | 2023; R 2023
5288 | 09 97 10.00 10 | METALLIC COATINGS FOR HYDRAULIC STRUCTURES | 08/21 | SOCIETY FOR PROTECTIVE COATINGS | SSPC | SSPC SP 5/NACE No. 1 | White Metal Blast Cleaning | 2007
5289 | 09 97 10.00 10 | METALLIC COATINGS FOR HYDRAULIC STRUCTURES | 08/21 | U.S. ARMY CORPS OF ENGINEERS | USACE | EM 385-1-1 | Safety -- Safety and Occupational Health (SOH) Requirements | 2024
5290 | 09 97 10.00 10 | METALLIC COATINGS FOR HYDRAULIC STRUCTURES | 08/21 | U.S. NATIONAL ARCHIVES AND RECORDS ADMINISTRATION | NARA | 29 CFR 1910 | Occupational Safety and Health Standards
5291 | 09 97 10.00 10 | METALLIC COATINGS FOR HYDRAULIC STRUCTURES | 08/21 | U.S. NATIONAL ARCHIVES AND RECORDS ADMINISTRATION | NARA | 29 CFR 1910.20 | Access to Employee Exposure and Medical Records
5292 | 09 97 10.00 10 | METALLIC COATINGS FOR HYDRAULIC STRUCTURES | 08/21 | U.S. NATIONAL ARCHIVES AND RECORDS ADMINISTRATION | NARA | 29 CFR 1926 | Safety and Health Regulations for Construction
5293 | 09 97 10.00 10 | METALLIC COATINGS FOR HYDRAULIC STRUCTURES | 08/21 | U.S. NATIONAL ARCHIVES AND RECORDS ADMINISTRATION | NARA | 42 CFR 84 | Approval of Respiratory Protective Devices
5294 | 09 97 13.16 | INTERIOR COATING OF WELDED STEEL WATER TANKS | 05/11, CHG 2: 08/19 | ASTM INTERNATIONAL | ASTM | ASTM D3276 | Standard Guide for Painting Inspectors (Metal Substrates) | 2015; E 2016
5295 | 09 97 13.16 | INTERIOR COATING OF WELDED STEEL WATER TANKS | 05/11, CHG 2: 08/19 | ASTM INTERNATIONAL | ASTM | ASTM D3925 | Sampling Liquid Paints and Related Pigmented Coatings | 2002; R 2015
5296 | 09 97 13.16 | INTERIOR COATING OF WELDED STEEL WATER TANKS | 05/11, CHG 2: 08/19 | ASTM INTERNATIONAL | ASTM | ASTM D4285 | Indicating Oil or Water in Compressed Air | 1983; R 2018
5297 | 09 97 13.16 | INTERIOR COATING OF WELDED STEEL WATER TANKS | 05/11, CHG 2: 08/19 | ASTM INTERNATIONAL | ASTM | ASTM D7127 | Standard Test Method for Measurement of Surface Roughness of Abrasive Blast Cleaned Metal Surfaces using a Portable Stylus Instrument | 2017
5298 | 09 97 13.16 | INTERIOR COATING OF WELDED STEEL WATER TANKS | 05/11, CHG 2: 08/19 | INTERNATIONAL ORGANIZATION FOR STANDARDIZATION | ISO | ISO 9001 | Quality Management Systems- Requirements | 2015
5299 | 09 97 13.16 | INTERIOR COATING OF WELDED STEEL WATER TANKS | 05/11, CHG 2: 08/19 | NACE INTERNATIONAL | NACE | NACE SP0188 | Discontinuity (Holiday) Testing of New Protective Coatings on Conductive Substrates | 2024
5300 | 09 97 13.16 | INTERIOR COATING OF WELDED STEEL WATER TANKS | 05/11, CHG 2: 08/19 | NSF INTERNATIONAL | NSF | NSF/ANSI/CAN 61 | Drinking Water System Components - Health Effects | 2022
5301 | 09 97 13.16 | INTERIOR COATING OF WELDED STEEL WATER TANKS | 05/11, CHG 2: 08/19 | SOCIETY FOR PROTECTIVE COATINGS | SSPC | SSPC 7/NACE No.4 | Brush-Off Blast Cleaning | 2007
5302 | 09 97 13.16 | INTERIOR COATING OF WELDED STEEL WATER TANKS | 05/11, CHG 2: 08/19 | SOCIETY FOR PROTECTIVE COATINGS | SSPC | SSPC AB 2 | Cleanliness of Recycled Ferrous Metallic Abrasive | 2015; E 2016
5303 | 09 97 13.16 | INTERIOR COATING OF WELDED STEEL WATER TANKS | 05/11, CHG 2: 08/19 | SOCIETY FOR PROTECTIVE COATINGS | SSPC | SSPC AB 3 | Ferrous Metallic Abrasive | 2023; R 2023
5304 | 09 97 13.16 | INTERIOR COATING OF WELDED STEEL WATER TANKS | 05/11, CHG 2: 08/19 | SOCIETY FOR PROTECTIVE COATINGS | SSPC | SSPC Guide 12 | Guide for Illumination of Industrial Painting Projects | 2023
5305 | 09 97 13.16 | INTERIOR COATING OF WELDED STEEL WATER TANKS | 05/11, CHG 2: 08/19 | SOCIETY FOR PROTECTIVE COATINGS | SSPC | SSPC PA 1 | Shop, Field, and Maintenance Coating of Metals | 2024
5306 | 09 97 13.16 | INTERIOR COATING OF WELDED STEEL WATER TANKS | 05/11, CHG 2: 08/19 | SOCIETY FOR PROTECTIVE COATINGS | SSPC | SSPC PA 2 | Procedure for Determining Conformance to Dry Coating Thickness Requirements | 2015; E 2018
5307 | 09 97 13.16 | INTERIOR COATING OF WELDED STEEL WATER TANKS | 05/11, CHG 2: 08/19 | SOCIETY FOR PROTECTIVE COATINGS | SSPC | SSPC QP 1 | Standard Procedure for Evaluating the Qualifications of Industrial/Marine Painting Contractors (Field Application to Complex Industrial Steel Structures and Other Metal Components) | 2019
5308 | 09 97 13.16 | INTERIOR COATING OF WELDED STEEL WATER TANKS | 05/11, CHG 2: 08/19 | SOCIETY FOR PROTECTIVE COATINGS | SSPC | SSPC QP 5 | Standard Procedure for Evaluating the Qualifications of Coating and Lining Inspection Companies | 2022
5309 | 09 97 13.16 | INTERIOR COATING OF WELDED STEEL WATER TANKS | 05/11, CHG 2: 08/19 | SOCIETY FOR PROTECTIVE COATINGS | SSPC | SSPC QS 1 | Standard Procedure for Evaluating a Contractor's Advanced Quality Management System | 2015
5310 | 09 97 13.16 | INTERIOR COATING OF WELDED STEEL WATER TANKS | 05/11, CHG 2: 08/19 | SOCIETY FOR PROTECTIVE COATINGS | SSPC | SSPC SP 1 | Solvent Cleaning | 2015
5311 | 09 97 13.16 | INTERIOR COATING OF WELDED STEEL WATER TANKS | 05/11, CHG 2: 08/19 | SOCIETY FOR PROTECTIVE COATINGS | SSPC | SSPC SP 10/NACE No. 2 | Near-White Blast Cleaning | 2015
5312 | 09 97 13.16 | INTERIOR COATING OF WELDED STEEL WATER TANKS | 05/11, CHG 2: 08/19 | SOCIETY FOR PROTECTIVE COATINGS | SSPC | SSPC SP COM | Surface Preparation Commentary for Steel and Concrete Substrates | 2016; E 2017
5313 | 09 97 13.16 | INTERIOR COATING OF WELDED STEEL WATER TANKS | 05/11, CHG 2: 08/19 | SOCIETY FOR PROTECTIVE COATINGS | SSPC | SSPC VIS 1 | Guide and Reference Photographs for Steel Surfaces Prepared by Dry Abrasive Blast Cleaning | 2002; E 2004
5314 | 09 97 13.16 | INTERIOR COATING OF WELDED STEEL WATER TANKS | 05/11, CHG 2: 08/19 | SOCIETY OF AUTOMOTIVE ENGINEERS INTERNATIONAL | SAE | SAE AMS-STD-595A | Colors used in Government Procurement | 2017
5315 | 09 97 13.16 | INTERIOR COATING OF WELDED STEEL WATER TANKS | 05/11, CHG 2: 08/19 | U.S. DEPARTMENT OF DEFENSE | DOD | MIL-A-22262 | Abrasive Blasting Media Ship Hull Blast Cleaning | 1993; Rev B; Am 1 1994; Am 2 1996; Notice 1 2021
5316 | 09 97 13.16 | INTERIOR COATING OF WELDED STEEL WATER TANKS | 05/11, CHG 2: 08/19 | U.S. DEPARTMENT OF DEFENSE | DOD | MIL-DTL-24441 | Paint, Epoxy-Polyamide, General Specification for | 2009; Rev D; Notice 1 2021
5317 | 09 97 13.16 | INTERIOR COATING OF WELDED STEEL WATER TANKS | 05/11, CHG 2: 08/19 | U.S. DEPARTMENT OF DEFENSE | DOD | MIL-DTL-24441/20 | Paint, Epoxy-Polyamide, Green Primer, Formula 150, Type III | 2009; Rev B; Notice 1 2021
5318 | 09 97 13.16 | INTERIOR COATING OF WELDED STEEL WATER TANKS | 05/11, CHG 2: 08/19 | U.S. DEPARTMENT OF DEFENSE | DOD | MIL-DTL-24441/22 | Paint, Epoxy-Polyamide, White Formula 152, Type III | 2009; Rev B; Notice 1 2021
5319 | 09 97 13.16 | INTERIOR COATING OF WELDED STEEL WATER TANKS | 05/11, CHG 2: 08/19 | U.S. DEPARTMENT OF DEFENSE | DOD | MIL-DTL-24441/29 | Paint, Epoxy-Polyamide, Green Primer, Formula 150, Type IV | 2009; Rev B; Notice 1 2021
5320 | 09 97 13.16 | INTERIOR COATING OF WELDED STEEL WATER TANKS | 05/11, CHG 2: 08/19 | U.S. DEPARTMENT OF DEFENSE | DOD | MIL-DTL-24441/31 | Paint, Epoxy-Polyamide, White, Formula 152, Type IV | 2009; Rev B; Notice 1 2021
5321 | 09 97 13.16 | INTERIOR COATING OF WELDED STEEL WATER TANKS | 05/11, CHG 2: 08/19 | U.S. NATIONAL ARCHIVES AND RECORDS ADMINISTRATION | NARA | 29 CFR 1910-SUBPART Z | Toxic and Hazardous Substances
5322 | 09 97 13.16 | INTERIOR COATING OF WELDED STEEL WATER TANKS | 05/11, CHG 2: 08/19 | U.S. NATIONAL ARCHIVES AND RECORDS ADMINISTRATION | NARA | 29 CFR 1910.134 | Respiratory Protection
5323 | 09 97 13.16 | INTERIOR COATING OF WELDED STEEL WATER TANKS | 05/11, CHG 2: 08/19 | U.S. NATIONAL ARCHIVES AND RECORDS ADMINISTRATION | NARA | 29 CFR 1910.1000 | Air Contaminants
5324 | 09 97 13.16 | INTERIOR COATING OF WELDED STEEL WATER TANKS | 05/11, CHG 2: 08/19 | U.S. NATIONAL ARCHIVES AND RECORDS ADMINISTRATION | NARA | 29 CFR 1926.59 | Hazard Communication
5325 | 09 97 13.17 | THREE COAT EPOXY INTERIOR COATING OF WELDED STEEL PETROLEUM FUEL TANKS | 05/22 | AMERICAN PETROLEUM INSTITUTE | API | API Std 650 | Welded Tanks for Oil Storage | 2013; Errata 1 2013; Addendum 1 2014; Errata 2 2014; Addendum 2 2016; Addendum 3 2018
5326 | 09 97 13.17 | THREE COAT EPOXY INTERIOR COATING OF WELDED STEEL PETROLEUM FUEL TANKS | 05/22 | AMERICAN PETROLEUM INSTITUTE | API | API Std 653 | Tank Inspection, Repair, Alteration, and Reconstruction | 2014; Addendum 1 2018
5327 | 09 97 13.17 | THREE COAT EPOXY INTERIOR COATING OF WELDED STEEL PETROLEUM FUEL TANKS | 05/22 | ASTM INTERNATIONAL | ASTM | ASTM C920 | Standard Specification for Elastomeric Joint Sealants | 2018
5328 | 09 97 13.17 | THREE COAT EPOXY INTERIOR COATING OF WELDED STEEL PETROLEUM FUEL TANKS | 05/22 | ASTM INTERNATIONAL | ASTM | ASTM D3276 | Standard Guide for Painting Inspectors (Metal Substrates) | 2015; E 2016
5329 | 09 97 13.17 | THREE COAT EPOXY INTERIOR COATING OF WELDED STEEL PETROLEUM FUEL TANKS | 05/22 | ASTM INTERNATIONAL | ASTM | ASTM D3335 | Low Concentrations of Lead, Cadmium, and Cobalt in Paint by Atomic Absorption Spectroscopy | 1985a; R 2020
5330 | 09 97 13.17 | THREE COAT EPOXY INTERIOR COATING OF WELDED STEEL PETROLEUM FUEL TANKS | 05/22 | ASTM INTERNATIONAL | ASTM | ASTM D3718 | Low Concentrations of Chromium in Paint by Atomic Absorption Spectroscopy | 1985a; R 2015
5331 | 09 97 13.17 | THREE COAT EPOXY INTERIOR COATING OF WELDED STEEL PETROLEUM FUEL TANKS | 05/22 | ASTM INTERNATIONAL | ASTM | ASTM D3925 | Sampling Liquid Paints and Related Pigmented Coatings | 2002; R 2015
5332 | 09 97 13.17 | THREE COAT EPOXY INTERIOR COATING OF WELDED STEEL PETROLEUM FUEL TANKS | 05/22 | ASTM INTERNATIONAL | ASTM | ASTM D4285 | Indicating Oil or Water in Compressed Air | 1983; R 2018
5333 | 09 97 13.17 | THREE COAT EPOXY INTERIOR COATING OF WELDED STEEL PETROLEUM FUEL TANKS | 05/22 | ASTM INTERNATIONAL | ASTM | ASTM D4417 | Standard Test Methods for Field Measurement of Surface Profile of Blast Cleaned Steel | 2021
5334 | 09 97 13.17 | THREE COAT EPOXY INTERIOR COATING OF WELDED STEEL PETROLEUM FUEL TANKS | 05/22 | ASTM INTERNATIONAL | ASTM | ASTM D4940 | Standard Test Method for Conductimetric Analysis of Water Soluble Ionic Contamination of Blast Cleaning Abrasives | 2015
5335 | 09 97 13.17 | THREE COAT EPOXY INTERIOR COATING OF WELDED STEEL PETROLEUM FUEL TANKS | 05/22 | INTERNATIONAL ORGANIZATION FOR STANDARDIZATION | ISO | ISO 8502-3 | Preparation of Steel Substrates Before Application of Paints and Related Products - Tests for the Assessment of Surface Cleanliness - Part 3: Assessment of Dust on Steel Surfaces Prepared for Painting (Pressure-Sensitive Tape Method) | 2017
5336 | 09 97 13.17 | THREE COAT EPOXY INTERIOR COATING OF WELDED STEEL PETROLEUM FUEL TANKS | 05/22 | INTERNATIONAL ORGANIZATION FOR STANDARDIZATION | ISO | ISO 9001 | Quality Management Systems- Requirements | 2015
5337 | 09 97 13.17 | THREE COAT EPOXY INTERIOR COATING OF WELDED STEEL PETROLEUM FUEL TANKS | 05/22 | NACE INTERNATIONAL | NACE | NACE SP0178 | Design, Fabrication, and Surface Finish Practices for Tanks and Vessels to be Lined for Immersion Service | 2007
5338 | 09 97 13.17 | THREE COAT EPOXY INTERIOR COATING OF WELDED STEEL PETROLEUM FUEL TANKS | 05/22 | NACE INTERNATIONAL | NACE | NACE SP0188 | Discontinuity (Holiday) Testing of New Protective Coatings on Conductive Substrates | 2024
5339 | 09 97 13.17 | THREE COAT EPOXY INTERIOR COATING OF WELDED STEEL PETROLEUM FUEL TANKS | 05/22 | SOCIETY FOR PROTECTIVE COATINGS | SSPC | SSPC AB 1 | Mineral and Slag Abrasives | 2015; E 2017
5340 | 09 97 13.17 | THREE COAT EPOXY INTERIOR COATING OF WELDED STEEL PETROLEUM FUEL TANKS | 05/22 | SOCIETY FOR PROTECTIVE COATINGS | SSPC | SSPC AB 2 | Cleanliness of Recycled Ferrous Metallic Abrasive | 2015; E 2016
5341 | 09 97 13.17 | THREE COAT EPOXY INTERIOR COATING OF WELDED STEEL PETROLEUM FUEL TANKS | 05/22 | SOCIETY FOR PROTECTIVE COATINGS | SSPC | SSPC AB 3 | Ferrous Metallic Abrasive | 2023; R 2023
5342 | 09 97 13.17 | THREE COAT EPOXY INTERIOR COATING OF WELDED STEEL PETROLEUM FUEL TANKS | 05/22 | SOCIETY FOR PROTECTIVE COATINGS | SSPC | SSPC Guide 12 | Guide for Illumination of Industrial Painting Projects | 2023
5343 | 09 97 13.17 | THREE COAT EPOXY INTERIOR COATING OF WELDED STEEL PETROLEUM FUEL TANKS | 05/22 | SOCIETY FOR PROTECTIVE COATINGS | SSPC | SSPC PA 1 | Shop, Field, and Maintenance Coating of Metals | 2024
5344 | 09 97 13.17 | THREE COAT EPOXY INTERIOR COATING OF WELDED STEEL PETROLEUM FUEL TANKS | 05/22 | SOCIETY FOR PROTECTIVE COATINGS | SSPC | SSPC PA 2 | Procedure for Determining Conformance to Dry Coating Thickness Requirements | 2015; E 2018
5345 | 09 97 13.17 | THREE COAT EPOXY INTERIOR COATING OF WELDED STEEL PETROLEUM FUEL TANKS | 05/22 | SOCIETY FOR PROTECTIVE COATINGS | SSPC | SSPC PA Guide 11 | Protecting Edges, Crevices, and Irregular Steel Surfaces by Stripe Coating | 2020
5346 | 09 97 13.17 | THREE COAT EPOXY INTERIOR COATING OF WELDED STEEL PETROLEUM FUEL TANKS | 05/22 | SOCIETY FOR PROTECTIVE COATINGS | SSPC | SSPC QP 1 | Standard Procedure for Evaluating the Qualifications of Industrial/Marine Painting Contractors (Field Application to Complex Industrial Steel Structures and Other Metal Components) | 2019
5347 | 09 97 13.17 | THREE COAT EPOXY INTERIOR COATING OF WELDED STEEL PETROLEUM FUEL TANKS | 05/22 | SOCIETY FOR PROTECTIVE COATINGS | SSPC | SSPC QP 2 | Standard Procedure for Evaluating the Qualifications of Industrial/Marine Painting Contractors (Removal of Hazardous Coatings from Structures) | 2019
5348 | 09 97 13.17 | THREE COAT EPOXY INTERIOR COATING OF WELDED STEEL PETROLEUM FUEL TANKS | 05/22 | SOCIETY FOR PROTECTIVE COATINGS | SSPC | SSPC QP 5 | Standard Procedure for Evaluating the Qualifications of Coating and Lining Inspection Companies | 2022
5349 | 09 97 13.17 | THREE COAT EPOXY INTERIOR COATING OF WELDED STEEL PETROLEUM FUEL TANKS | 05/22 | SOCIETY FOR PROTECTIVE COATINGS | SSPC | SSPC QS 1 | Standard Procedure for Evaluating a Contractor's Advanced Quality Management System | 2015
5350 | 09 97 13.17 | THREE COAT EPOXY INTERIOR COATING OF WELDED STEEL PETROLEUM FUEL TANKS | 05/22 | SOCIETY FOR PROTECTIVE COATINGS | SSPC | SSPC SP 1 | Solvent Cleaning | 2015
5351 | 09 97 13.17 | THREE COAT EPOXY INTERIOR COATING OF WELDED STEEL PETROLEUM FUEL TANKS | 05/22 | SOCIETY FOR PROTECTIVE COATINGS | SSPC | SSPC SP 10/NACE No. 2 | Near-White Blast Cleaning | 2015
5352 | 09 97 13.17 | THREE COAT EPOXY INTERIOR COATING OF WELDED STEEL PETROLEUM FUEL TANKS | 05/22 | SOCIETY FOR PROTECTIVE COATINGS | SSPC | SSPC SP 11 | Surface Preparation Standard No. 11 - Power Tool Cleaning to Bare Metal | 2020
5353 | 09 97 13.17 | THREE COAT EPOXY INTERIOR COATING OF WELDED STEEL PETROLEUM FUEL TANKS | 05/22 | SOCIETY FOR PROTECTIVE COATINGS | SSPC | SSPC SP COM | Surface Preparation Commentary for Steel and Concrete Substrates | 2016; E 2017
5354 | 09 97 13.17 | THREE COAT EPOXY INTERIOR COATING OF WELDED STEEL PETROLEUM FUEL TANKS | 05/22 | SOCIETY FOR PROTECTIVE COATINGS | SSPC | SSPC VIS 1 | Guide and Reference Photographs for Steel Surfaces Prepared by Dry Abrasive Blast Cleaning | 2002; E 2004
5355 | 09 97 13.17 | THREE COAT EPOXY INTERIOR COATING OF WELDED STEEL PETROLEUM FUEL TANKS | 05/22 | SOCIETY FOR PROTECTIVE COATINGS | SSPC | SSPC-SP WJ-1/NACE WJ-1 | Clean to Bare Substrate, Waterjet Cleaning of Metals | 2012
5356 | 09 97 13.17 | THREE COAT EPOXY INTERIOR COATING OF WELDED STEEL PETROLEUM FUEL TANKS | 05/22 | SOCIETY FOR PROTECTIVE COATINGS | SSPC | SSPC-SP WJ-2/NACE WJ-2 | Very Thorough Cleaning, Waterjet Cleaning of Metals | 2012
5357 | 09 97 13.17 | THREE COAT EPOXY INTERIOR COATING OF WELDED STEEL PETROLEUM FUEL TANKS | 05/22 | SOCIETY FOR PROTECTIVE COATINGS | SSPC | SSPC-SP WJ-3/NACE WJ-3 | Thorough Cleaning, Waterjet Cleaning of Metals | 2012
5358 | 09 97 13.17 | THREE COAT EPOXY INTERIOR COATING OF WELDED STEEL PETROLEUM FUEL TANKS | 05/22 | SOCIETY FOR PROTECTIVE COATINGS | SSPC | SSPC-SP WJ-4/NACE WJ-4 | Light Cleaning, Waterjet Cleaning of Metals | 2012
5359 | 09 97 13.17 | THREE COAT EPOXY INTERIOR COATING OF WELDED STEEL PETROLEUM FUEL TANKS | 05/22 | SOCIETY OF AUTOMOTIVE ENGINEERS INTERNATIONAL | SAE | SAE AMS-STD-595A | Colors used in Government Procurement | 2017
5360 | 09 97 13.17 | THREE COAT EPOXY INTERIOR COATING OF WELDED STEEL PETROLEUM FUEL TANKS | 05/22 | U.S. DEPARTMENT OF DEFENSE | DOD | MIL-DTL-24441 | Paint, Epoxy-Polyamide, General Specification for | 2009; Rev D; Notice 1 2021
5361 | 09 97 13.17 | THREE COAT EPOXY INTERIOR COATING OF WELDED STEEL PETROLEUM FUEL TANKS | 05/22 | U.S. DEPARTMENT OF DEFENSE | DOD | MIL-DTL-24441/29 | Paint, Epoxy-Polyamide, Green Primer, Formula 150, Type IV | 2009; Rev B; Notice 1 2021
5362 | 09 97 13.17 | THREE COAT EPOXY INTERIOR COATING OF WELDED STEEL PETROLEUM FUEL TANKS | 05/22 | U.S. DEPARTMENT OF DEFENSE | DOD | MIL-DTL-24441/31 | Paint, Epoxy-Polyamide, White, Formula 152, Type IV | 2009; Rev B; Notice 1 2021
5363 | 09 97 13.17 | THREE COAT EPOXY INTERIOR COATING OF WELDED STEEL PETROLEUM FUEL TANKS | 05/22 | U.S. NATIONAL ARCHIVES AND RECORDS ADMINISTRATION | NARA | 29 CFR 1910-SUBPART Z | Toxic and Hazardous Substances
5364 | 09 97 13.17 | THREE COAT EPOXY INTERIOR COATING OF WELDED STEEL PETROLEUM FUEL TANKS | 05/22 | U.S. NATIONAL ARCHIVES AND RECORDS ADMINISTRATION | NARA | 29 CFR 1910.134 | Respiratory Protection
5365 | 09 97 13.17 | THREE COAT EPOXY INTERIOR COATING OF WELDED STEEL PETROLEUM FUEL TANKS | 05/22 | U.S. NATIONAL ARCHIVES AND RECORDS ADMINISTRATION | NARA | 29 CFR 1910.1000 | Air Contaminants
5366 | 09 97 13.17 | THREE COAT EPOXY INTERIOR COATING OF WELDED STEEL PETROLEUM FUEL TANKS | 05/22 | U.S. NATIONAL ARCHIVES AND RECORDS ADMINISTRATION | NARA | 29 CFR 1926.59 | Hazard Communication
5367 | 09 97 13.25 | MAINTENANCE, REPAIR, AND COATING OF TALL ANTENNA TOWERS | 05/11, CHG 1: 08/17 | AMERICAN INSTITUTE OF STEEL CONSTRUCTION | AISC | AISC 325 | Steel Construction Manual | 2017
5368 | 09 97 13.25 | MAINTENANCE, REPAIR, AND COATING OF TALL ANTENNA TOWERS | 05/11, CHG 1: 08/17 | AMERICAN INSTITUTE OF STEEL CONSTRUCTION | AISC | AISC 326 | Detailing for Steel Construction | 2009
5369 | 09 97 13.25 | MAINTENANCE, REPAIR, AND COATING OF TALL ANTENNA TOWERS | 05/11, CHG 1: 08/17 | AMERICAN INSTITUTE OF STEEL CONSTRUCTION | AISC | AISC 360 | Specification for Structural Steel Buildings | 2016
5370 | 09 97 13.25 | MAINTENANCE, REPAIR, AND COATING OF TALL ANTENNA TOWERS | 05/11, CHG 1: 08/17 | AMERICAN INSTITUTE OF STEEL CONSTRUCTION | AISC | ANSI/AISC 303 | Code of Standard Practice for Structural Steel Buildings and Bridges | 2022
5371 | 09 97 13.25 | MAINTENANCE, REPAIR, AND COATING OF TALL ANTENNA TOWERS | 05/11, CHG 1: 08/17 | AMERICAN WELDING SOCIETY | AWS | AWS D1.1/D1.1M | Structural Welding Code - Steel | 2020; Errata 1 2021
5372 | 09 97 13.25 | MAINTENANCE, REPAIR, AND COATING OF TALL ANTENNA TOWERS | 05/11, CHG 1: 08/17 | AMERICAN WELDING SOCIETY | AWS | AWS D1.2/D1.2M | Structural Welding Code - Aluminum | 2014; Errata 1 2014; Errata 2 2020
5373 | 09 97 13.25 | MAINTENANCE, REPAIR, AND COATING OF TALL ANTENNA TOWERS | 05/11, CHG 1: 08/17 | ASTM INTERNATIONAL | ASTM | ASTM A36/A36M | Standard Specification for Carbon Structural Steel | 2019
5374 | 09 97 13.25 | MAINTENANCE, REPAIR, AND COATING OF TALL ANTENNA TOWERS | 05/11, CHG 1: 08/17 | ASTM INTERNATIONAL | ASTM | ASTM A123/A123M | Standard Specification for Zinc (Hot-Dip Galvanized) Coatings on Iron and Steel Products | 2017
5375 | 09 97 13.25 | MAINTENANCE, REPAIR, AND COATING OF TALL ANTENNA TOWERS | 05/11, CHG 1: 08/17 | ASTM INTERNATIONAL | ASTM | ASTM A153/A153M | Standard Specification for Zinc Coating (Hot-Dip) on Iron and Steel Hardware | 2023
5376 | 09 97 13.25 | MAINTENANCE, REPAIR, AND COATING OF TALL ANTENNA TOWERS | 05/11, CHG 1: 08/17 | ASTM INTERNATIONAL | ASTM | ASTM A320/A320M | Standard Specification for Alloy-Steel and Stainless Steel Bolting for Low-Temperature Service | 2024
5377 | 09 97 13.25 | MAINTENANCE, REPAIR, AND COATING OF TALL ANTENNA TOWERS | 05/11, CHG 1: 08/17 | ASTM INTERNATIONAL | ASTM | ASTM A325 | Standard Specification for Structural Bolts, Steel, Heat Treated, 120/105 ksi Minimum Tensile Strength | 2014
5378 | 09 97 13.25 | MAINTENANCE, REPAIR, AND COATING OF TALL ANTENNA TOWERS | 05/11, CHG 1: 08/17 | ASTM INTERNATIONAL | ASTM | ASTM A500/A500M | Standard Specification for Cold-Formed Welded and Seamless Carbon Steel Structural Tubing in Rounds and Shapes | 2023
5379 | 09 97 13.25 | MAINTENANCE, REPAIR, AND COATING OF TALL ANTENNA TOWERS | 05/11, CHG 1: 08/17 | ASTM INTERNATIONAL | ASTM | ASTM A563 | Standard Specification for Carbon and Alloy Steel Nuts | 2021; E 2022a
5380 | 09 97 13.25 | MAINTENANCE, REPAIR, AND COATING OF TALL ANTENNA TOWERS | 05/11, CHG 1: 08/17 | ASTM INTERNATIONAL | ASTM | ASTM A666 | Standard Specification for Annealed or Cold-Worked Austenitic Stainless Steel Sheet, Strip, Plate and Flat Bar | 2023
5381 | 09 97 13.25 | MAINTENANCE, REPAIR, AND COATING OF TALL ANTENNA TOWERS | 05/11, CHG 1: 08/17 | ASTM INTERNATIONAL | ASTM | ASTM A780/A780M | Standard Practice for Repair of Damaged and Uncoated Areas of Hot-Dip Galvanized Coatings | 2020
5382 | 09 97 13.25 | MAINTENANCE, REPAIR, AND COATING OF TALL ANTENNA TOWERS | 05/11, CHG 1: 08/17 | ASTM INTERNATIONAL | ASTM | ASTM B209 | Standard Specification for Aluminum and Aluminum-Alloy Sheet and Plate | 2014
5383 | 09 97 13.25 | MAINTENANCE, REPAIR, AND COATING OF TALL ANTENNA TOWERS | 05/11, CHG 1: 08/17 | ASTM INTERNATIONAL | ASTM | ASTM B231/B231M | Standard Specification for Concentric-Lay-Stranded Aluminum 1350 Conductors | 2023
5384 | 09 97 13.25 | MAINTENANCE, REPAIR, AND COATING OF TALL ANTENNA TOWERS | 05/11, CHG 1: 08/17 | ASTM INTERNATIONAL | ASTM | ASTM B308/B308M | Standard Specification for Aluminum-Alloy 6061-T6 Standard Structural Profiles | 2010; R 2020
5385 | 09 97 13.25 | MAINTENANCE, REPAIR, AND COATING OF TALL ANTENNA TOWERS | 05/11, CHG 1: 08/17 | ASTM INTERNATIONAL | ASTM | ASTM D1200 | Viscosity by Ford Viscosity Cup | 2010; R 2014
5386 | 09 97 13.25 | MAINTENANCE, REPAIR, AND COATING OF TALL ANTENNA TOWERS | 05/11, CHG 1: 08/17 | ASTM INTERNATIONAL | ASTM | ASTM D1640/D1640M | Standard Test Methods for Drying, Curing, or Film Formation of Organic Coatings | 2014
5387 | 09 97 13.25 | MAINTENANCE, REPAIR, AND COATING OF TALL ANTENNA TOWERS | 05/11, CHG 1: 08/17 | ASTM INTERNATIONAL | ASTM | ASTM D3335 | Low Concentrations of Lead, Cadmium, and Cobalt in Paint by Atomic Absorption Spectroscopy | 1985a; R 2020
5388 | 09 97 13.25 | MAINTENANCE, REPAIR, AND COATING OF TALL ANTENNA TOWERS | 05/11, CHG 1: 08/17 | ASTM INTERNATIONAL | ASTM | ASTM D3718 | Low Concentrations of Chromium in Paint by Atomic Absorption Spectroscopy | 1985a; R 2015
5389 | 09 97 13.25 | MAINTENANCE, REPAIR, AND COATING OF TALL ANTENNA TOWERS | 05/11, CHG 1: 08/17 | ASTM INTERNATIONAL | ASTM | ASTM D3925 | Sampling Liquid Paints and Related Pigmented Coatings | 2002; R 2015
5390 | 09 97 13.25 | MAINTENANCE, REPAIR, AND COATING OF TALL ANTENNA TOWERS | 05/11, CHG 1: 08/17 | ASTM INTERNATIONAL | ASTM | ASTM D4285 | Indicating Oil or Water in Compressed Air | 1983; R 2018
5391 | 09 97 13.25 | MAINTENANCE, REPAIR, AND COATING OF TALL ANTENNA TOWERS | 05/11, CHG 1: 08/17 | ASTM INTERNATIONAL | ASTM | ASTM D4417 | Standard Test Methods for Field Measurement of Surface Profile of Blast Cleaned Steel | 2021
5392 | 09 97 13.25 | MAINTENANCE, REPAIR, AND COATING OF TALL ANTENNA TOWERS | 05/11, CHG 1: 08/17 | ASTM INTERNATIONAL | ASTM | ASTM F436 | Hardened Steel Washers | 2011
5393 | 09 97 13.25 | MAINTENANCE, REPAIR, AND COATING OF TALL ANTENNA TOWERS | 05/11, CHG 1: 08/17 | ASTM INTERNATIONAL | ASTM | ASTM F467 | Standard Specification for Nonferrous Nuts for General Use | 2013; E 2014; E 2014
5394 | 09 97 13.25 | MAINTENANCE, REPAIR, AND COATING OF TALL ANTENNA TOWERS | 05/11, CHG 1: 08/17 | ASTM INTERNATIONAL | ASTM | ASTM F468 | Standard Specification for Nonferrous Bolts, Hex Cap Screws, and Studs for General Use | 2023
5395 | 09 97 13.25 | MAINTENANCE, REPAIR, AND COATING OF TALL ANTENNA TOWERS | 05/11, CHG 1: 08/17 | ASTM INTERNATIONAL | ASTM | ASTM F593 | Standard Specification for Stainless Steel Bolts, Hex Cap Screws, and Studs | 2022
5396 | 09 97 13.25 | MAINTENANCE, REPAIR, AND COATING OF TALL ANTENNA TOWERS | 05/11, CHG 1: 08/17 | ASTM INTERNATIONAL | ASTM | ASTM F594 | Standard Specification for Stainless Steel Nuts | 2022
5397 | 09 97 13.25 | MAINTENANCE, REPAIR, AND COATING OF TALL ANTENNA TOWERS | 05/11, CHG 1: 08/17 | ASTM INTERNATIONAL | ASTM | ASTM F959/F959M | Standard Specification for Compressible-Washer-Type Direct Tension Indicators for Use with Structural Fasteners, Inch and Metric Series | 2017a; R 2023
5398 | 09 97 13.25 | MAINTENANCE, REPAIR, AND COATING OF TALL ANTENNA TOWERS | 05/11, CHG 1: 08/17 | ASTM INTERNATIONAL | ASTM | ASTM F1077 | Selection of Committee F-16 Fastener Specifications | 2005
5399 | 09 97 13.25 | MAINTENANCE, REPAIR, AND COATING OF TALL ANTENNA TOWERS | 05/11, CHG 1: 08/17 | NACE INTERNATIONAL | NACE | NACE SP0288 | Inspection of Linings on Steel and Concrete Equipment | 2011
5400 | 09 97 13.25 | MAINTENANCE, REPAIR, AND COATING OF TALL ANTENNA TOWERS | 05/11, CHG 1: 08/17 | RESEARCH COUNCIL ON STRUCTURAL CONNECTIONS | RCSC | RCSC A348 | RCSC Specification for Structural Joints Using High-strength Bolts | 2020
5401 | 09 97 13.25 | MAINTENANCE, REPAIR, AND COATING OF TALL ANTENNA TOWERS | 05/11, CHG 1: 08/17 | SOCIETY FOR PROTECTIVE COATINGS | SSPC | SSPC 7/NACE No.4 | Brush-Off Blast Cleaning | 2007
5402 | 09 97 13.25 | MAINTENANCE, REPAIR, AND COATING OF TALL ANTENNA TOWERS | 05/11, CHG 1: 08/17 | SOCIETY FOR PROTECTIVE COATINGS | SSPC | SSPC AB 2 | Cleanliness of Recycled Ferrous Metallic Abrasive | 2015; E 2016
5403 | 09 97 13.25 | MAINTENANCE, REPAIR, AND COATING OF TALL ANTENNA TOWERS | 05/11, CHG 1: 08/17 | SOCIETY FOR PROTECTIVE COATINGS | SSPC | SSPC AB 3 | Ferrous Metallic Abrasive | 2023; R 2023
5404 | 09 97 13.25 | MAINTENANCE, REPAIR, AND COATING OF TALL ANTENNA TOWERS | 05/11, CHG 1: 08/17 | SOCIETY FOR PROTECTIVE COATINGS | SSPC | SSPC Guide 12 | Guide for Illumination of Industrial Painting Projects | 2023
5405 | 09 97 13.25 | MAINTENANCE, REPAIR, AND COATING OF TALL ANTENNA TOWERS | 05/11, CHG 1: 08/17 | SOCIETY FOR PROTECTIVE COATINGS | SSPC | SSPC PA 1 | Shop, Field, and Maintenance Coating of Metals | 2024
5406 | 09 97 13.25 | MAINTENANCE, REPAIR, AND COATING OF TALL ANTENNA TOWERS | 05/11, CHG 1: 08/17 | SOCIETY FOR PROTECTIVE COATINGS | SSPC | SSPC PA 2 | Procedure for Determining Conformance to Dry Coating Thickness Requirements | 2015; E 2018
5407 | 09 97 13.25 | MAINTENANCE, REPAIR, AND COATING OF TALL ANTENNA TOWERS | 05/11, CHG 1: 08/17 | SOCIETY FOR PROTECTIVE COATINGS | SSPC | SSPC QP 1 | Standard Procedure for Evaluating the Qualifications of Industrial/Marine Painting Contractors (Field Application to Complex Industrial Steel Structures and Other Metal Components) | 2019
5408 | 09 97 13.25 | MAINTENANCE, REPAIR, AND COATING OF TALL ANTENNA TOWERS | 05/11, CHG 1: 08/17 | SOCIETY FOR PROTECTIVE COATINGS | SSPC | SSPC QP 3 | Standard Procedure for Evaluating Qualifications of Shop Painting Applicators | 2010
5409 | 09 97 13.25 | MAINTENANCE, REPAIR, AND COATING OF TALL ANTENNA TOWERS | 05/11, CHG 1: 08/17 | SOCIETY FOR PROTECTIVE COATINGS | SSPC | SSPC SP 1 | Solvent Cleaning | 2015
5410 | 09 97 13.25 | MAINTENANCE, REPAIR, AND COATING OF TALL ANTENNA TOWERS | 05/11, CHG 1: 08/17 | SOCIETY FOR PROTECTIVE COATINGS | SSPC | SSPC SP 10/NACE No. 2 | Near-White Blast Cleaning | 2015
5411 | 09 97 13.25 | MAINTENANCE, REPAIR, AND COATING OF TALL ANTENNA TOWERS | 05/11, CHG 1: 08/17 | SOCIETY FOR PROTECTIVE COATINGS | SSPC | SSPC SP COM | Surface Preparation Commentary for Steel and Concrete Substrates | 2016; E 2017
5412 | 09 97 13.25 | MAINTENANCE, REPAIR, AND COATING OF TALL ANTENNA TOWERS | 05/11, CHG 1: 08/17 | SOCIETY FOR PROTECTIVE COATINGS | SSPC | SSPC VIS 1 | Guide and Reference Photographs for Steel Surfaces Prepared by Dry Abrasive Blast Cleaning | 2002; E 2004
5413 | 09 97 13.25 | MAINTENANCE, REPAIR, AND COATING OF TALL ANTENNA TOWERS | 05/11, CHG 1: 08/17 | SOCIETY OF AUTOMOTIVE ENGINEERS INTERNATIONAL | SAE | SAE AMS-STD-595A | Colors used in Government Procurement | 2017
5414 | 09 97 13.25 | MAINTENANCE, REPAIR, AND COATING OF TALL ANTENNA TOWERS | 05/11, CHG 1: 08/17 | U.S. DEPARTMENT OF DEFENSE | DOD | MIL-A-22262 | Abrasive Blasting Media Ship Hull Blast Cleaning | 1993; Rev B; Am 1 1994; Am 2 1996; Notice 1 2021
5415 | 09 97 13.25 | MAINTENANCE, REPAIR, AND COATING OF TALL ANTENNA TOWERS | 05/11, CHG 1: 08/17 | U.S. DEPARTMENT OF DEFENSE | DOD | MIL-DTL-24441 | Paint, Epoxy-Polyamide, General Specification for | 2009; Rev D; Notice 1 2021
5416 | 09 97 13.25 | MAINTENANCE, REPAIR, AND COATING OF TALL ANTENNA TOWERS | 05/11, CHG 1: 08/17 | U.S. DEPARTMENT OF DEFENSE | DOD | MIL-DTL-24441/19 | Paint, Epoxy-Polyamide, Zinc Primer, Formula 159, Type III | 2009; Rev C; Notice 1 2023
5417 | 09 97 13.25 | MAINTENANCE, REPAIR, AND COATING OF TALL ANTENNA TOWERS | 05/11, CHG 1: 08/17 | U.S. DEPARTMENT OF DEFENSE | DOD | MIL-DTL-24441/31 | Paint, Epoxy-Polyamide, White, Formula 152, Type IV | 2009; Rev B; Notice 1 2021
5418 | 09 97 13.25 | MAINTENANCE, REPAIR, AND COATING OF TALL ANTENNA TOWERS | 05/11, CHG 1: 08/17 | U.S. DEPARTMENT OF DEFENSE | DOD | MIL-PRF-85285 | Topcoat, Aircraft and Support Equipment | 2022; Rev F
5419 | 09 97 13.25 | MAINTENANCE, REPAIR, AND COATING OF TALL ANTENNA TOWERS | 05/11, CHG 1: 08/17 | U.S. ENVIRONMENTAL PROTECTION AGENCY | EPA | EPA 530/F-93/004 | Test Methods for Evaluating Solid Waste (Vol IA, IB, IC, and II) (SW-846) | 1993; Rev O; Updates I, II, IIA, IIB, and III
5420 | 09 97 13.25 | MAINTENANCE, REPAIR, AND COATING OF TALL ANTENNA TOWERS | 05/11, CHG 1: 08/17 | U.S. NATIONAL ARCHIVES AND RECORDS ADMINISTRATION | NARA | 29 CFR 1910.134 | Respiratory Protection
5421 | 09 97 13.25 | MAINTENANCE, REPAIR, AND COATING OF TALL ANTENNA TOWERS | 05/11, CHG 1: 08/17 | U.S. NATIONAL ARCHIVES AND RECORDS ADMINISTRATION | NARA | 29 CFR 1910.1000 | Air Contaminants
5422 | 09 97 13.25 | MAINTENANCE, REPAIR, AND COATING OF TALL ANTENNA TOWERS | 05/11, CHG 1: 08/17 | U.S. NATIONAL ARCHIVES AND RECORDS ADMINISTRATION | NARA | 29 CFR 1910.1018 | Inorganic Arsenic
5423 | 09 97 13.25 | MAINTENANCE, REPAIR, AND COATING OF TALL ANTENNA TOWERS | 05/11, CHG 1: 08/17 | U.S. NATIONAL ARCHIVES AND RECORDS ADMINISTRATION | NARA | 29 CFR 1926.59 | Hazard Communication
5424 | 09 97 13.25 | MAINTENANCE, REPAIR, AND COATING OF TALL ANTENNA TOWERS | 05/11, CHG 1: 08/17 | U.S. NATIONAL ARCHIVES AND RECORDS ADMINISTRATION | NARA | 29 CFR 1926.62 | Lead
5425 | 09 97 13.25 | MAINTENANCE, REPAIR, AND COATING OF TALL ANTENNA TOWERS | 05/11, CHG 1: 08/17 | U.S. NATIONAL ARCHIVES AND RECORDS ADMINISTRATION | NARA | 29 CFR 1926.1127 | Cadmium
5426 | 09 97 13.25 | MAINTENANCE, REPAIR, AND COATING OF TALL ANTENNA TOWERS | 05/11, CHG 1: 08/17 | U.S. NATIONAL ARCHIVES AND RECORDS ADMINISTRATION | NARA | 40 CFR 260 | Hazardous Waste Management System: General
5427 | 09 97 13.25 | MAINTENANCE, REPAIR, AND COATING OF TALL ANTENNA TOWERS | 05/11, CHG 1: 08/17 | U.S. NATIONAL ARCHIVES AND RECORDS ADMINISTRATION | NARA | 40 CFR 261 | Identification and Listing of Hazardous Waste
5428 | 09 97 13.25 | MAINTENANCE, REPAIR, AND COATING OF TALL ANTENNA TOWERS | 05/11, CHG 1: 08/17 | U.S. NATIONAL ARCHIVES AND RECORDS ADMINISTRATION | NARA | 40 CFR 262 | Standards Applicable to Generators of Hazardous Waste
5429 | 09 97 13.25 | MAINTENANCE, REPAIR, AND COATING OF TALL ANTENNA TOWERS | 05/11, CHG 1: 08/17 | U.S. NATIONAL ARCHIVES AND RECORDS ADMINISTRATION | NARA | 40 CFR 263 | Standards Applicable to Transporters of Hazardous Waste
5430 | 09 97 13.25 | MAINTENANCE, REPAIR, AND COATING OF TALL ANTENNA TOWERS | 05/11, CHG 1: 08/17 | U.S. NATIONAL ARCHIVES AND RECORDS ADMINISTRATION | NARA | 40 CFR 264 | Standards for Owners and Operators of Hazardous Waste Treatment, Storage, and Disposal Facilities
5431 | 09 97 13.25 | MAINTENANCE, REPAIR, AND COATING OF TALL ANTENNA TOWERS | 05/11, CHG 1: 08/17 | U.S. NATIONAL ARCHIVES AND RECORDS ADMINISTRATION | NARA | 40 CFR 265 | Interim Status Standards for Owners and Operators of Hazardous Waste Treatment, Storage, and Disposal Facilities
5432 | 09 97 13.25 | MAINTENANCE, REPAIR, AND COATING OF TALL ANTENNA TOWERS | 05/11, CHG 1: 08/17 | U.S. NATIONAL ARCHIVES AND RECORDS ADMINISTRATION | NARA | 40 CFR 266 | Standards for the Management of Specific Hazardous Wastes and Specific Types of Hazardous Waste Management Facilities
5433 | 09 97 13.25 | MAINTENANCE, REPAIR, AND COATING OF TALL ANTENNA TOWERS | 05/11, CHG 1: 08/17 | U.S. NATIONAL ARCHIVES AND RECORDS ADMINISTRATION | NARA | 40 CFR 268 | Land Disposal Restrictions
5434 | 09 97 13.27 | HIGH PERFORMANCE COATING FOR STEEL STRUCTURES | 02/21, CHG 1: 08/22 | ASTM INTERNATIONAL | ASTM | ASTM C920 | Standard Specification for Elastomeric Joint Sealants | 2018
5435 | 09 97 13.27 | HIGH PERFORMANCE COATING FOR STEEL STRUCTURES | 02/21, CHG 1: 08/22 | ASTM INTERNATIONAL | ASTM | ASTM D1200 | Viscosity by Ford Viscosity Cup | 2010; R 2014
5436 | 09 97 13.27 | HIGH PERFORMANCE COATING FOR STEEL STRUCTURES | 02/21, CHG 1: 08/22 | ASTM INTERNATIONAL | ASTM | ASTM D1640/D1640M | Standard Test Methods for Drying, Curing, or Film Formation of Organic Coatings | 2014
5437 | 09 97 13.27 | HIGH PERFORMANCE COATING FOR STEEL STRUCTURES | 02/21, CHG 1: 08/22 | ASTM INTERNATIONAL | ASTM | ASTM D3276 | Standard Guide for Painting Inspectors (Metal Substrates) | 2015; E 2016
5438 | 09 97 13.27 | HIGH PERFORMANCE COATING FOR STEEL STRUCTURES | 02/21, CHG 1: 08/22 | ASTM INTERNATIONAL | ASTM | ASTM D3925 | Sampling Liquid Paints and Related Pigmented Coatings | 2002; R 2015
5439 | 09 97 13.27 | HIGH PERFORMANCE COATING FOR STEEL STRUCTURES | 02/21, CHG 1: 08/22 | ASTM INTERNATIONAL | ASTM | ASTM D4285 | Indicating Oil or Water in Compressed Air | 1983; R 2018
5440 | 09 97 13.27 | HIGH PERFORMANCE COATING FOR STEEL STRUCTURES | 02/21, CHG 1: 08/22 | ASTM INTERNATIONAL | ASTM | ASTM D7127 | Standard Test Method for Measurement of Surface Roughness of Abrasive Blast Cleaned Metal Surfaces using a Portable Stylus Instrument | 2017
5441 | 09 97 13.27 | HIGH PERFORMANCE COATING FOR STEEL STRUCTURES | 02/21, CHG 1: 08/22 | ASTM INTERNATIONAL | ASTM | ASTM E11 | Standard Specification for Woven Wire Test Sieve Cloth and Test Sieves | 2024
5442 | 09 97 13.27 | HIGH PERFORMANCE COATING FOR STEEL STRUCTURES | 02/21, CHG 1: 08/22 | INTERNATIONAL ORGANIZATION FOR STANDARDIZATION | ISO | ISO 9001 | Quality Management Systems- Requirements | 2015
5443 | 09 97 13.27 | HIGH PERFORMANCE COATING FOR STEEL STRUCTURES | 02/21, CHG 1: 08/22 | SOCIETY FOR PROTECTIVE COATINGS | SSPC | SSPC 7/NACE No.4 | Brush-Off Blast Cleaning | 2007
5444 | 09 97 13.27 | HIGH PERFORMANCE COATING FOR STEEL STRUCTURES | 02/21, CHG 1: 08/22 | SOCIETY FOR PROTECTIVE COATINGS | SSPC | SSPC AB 2 | Cleanliness of Recycled Ferrous Metallic Abrasive | 2015; E 2016
5445 | 09 97 13.27 | HIGH PERFORMANCE COATING FOR STEEL STRUCTURES | 02/21, CHG 1: 08/22 | SOCIETY FOR PROTECTIVE COATINGS | SSPC | SSPC AB 3 | Ferrous Metallic Abrasive | 2023; R 2023
5446 | 09 97 13.27 | HIGH PERFORMANCE COATING FOR STEEL STRUCTURES | 02/21, CHG 1: 08/22 | SOCIETY FOR PROTECTIVE COATINGS | SSPC | SSPC Guide 6 | Guide for Containing Surface Preparation Debris Generated During Paint Removal Operations | 2021
5447 | 09 97 13.27 | HIGH PERFORMANCE COATING FOR STEEL STRUCTURES | 02/21, CHG 1: 08/22 | SOCIETY FOR PROTECTIVE COATINGS | SSPC | SSPC Guide 12 | Guide for Illumination of Industrial Painting Projects | 2023
5448 | 09 97 13.27 | HIGH PERFORMANCE COATING FOR STEEL STRUCTURES | 02/21, CHG 1: 08/22 | SOCIETY FOR PROTECTIVE COATINGS | SSPC | SSPC PA 1 | Shop, Field, and Maintenance Coating of Metals | 2024
5449 | 09 97 13.27 | HIGH PERFORMANCE COATING FOR STEEL STRUCTURES | 02/21, CHG 1: 08/22 | SOCIETY FOR PROTECTIVE COATINGS | SSPC | SSPC PA 2 | Procedure for Determining Conformance to Dry Coating Thickness Requirements | 2015; E 2018
5450 | 09 97 13.27 | HIGH PERFORMANCE COATING FOR STEEL STRUCTURES | 02/21, CHG 1: 08/22 | SOCIETY FOR PROTECTIVE COATINGS | SSPC | SSPC QP 1 | Standard Procedure for Evaluating the Qualifications of Industrial/Marine Painting Contractors (Field Application to Complex Industrial Steel Structures and Other Metal Components) | 2019
5451 | 09 97 13.27 | HIGH PERFORMANCE COATING FOR STEEL STRUCTURES | 02/21, CHG 1: 08/22 | SOCIETY FOR PROTECTIVE COATINGS | SSPC | SSPC QP 5 | Standard Procedure for Evaluating the Qualifications of Coating and Lining Inspection Companies | 2022
5452 | 09 97 13.27 | HIGH PERFORMANCE COATING FOR STEEL STRUCTURES | 02/21, CHG 1: 08/22 | SOCIETY FOR PROTECTIVE COATINGS | SSPC | SSPC QS 1 | Standard Procedure for Evaluating a Contractor's Advanced Quality Management System | 2015
5453 | 09 97 13.27 | HIGH PERFORMANCE COATING FOR STEEL STRUCTURES | 02/21, CHG 1: 08/22 | SOCIETY FOR PROTECTIVE COATINGS | SSPC | SSPC SP 1 | Solvent Cleaning | 2015
5454 | 09 97 13.27 | HIGH PERFORMANCE COATING FOR STEEL STRUCTURES | 02/21, CHG 1: 08/22 | SOCIETY FOR PROTECTIVE COATINGS | SSPC | SSPC SP 10/NACE No. 2 | Near-White Blast Cleaning | 2015
5455 | 09 97 13.27 | HIGH PERFORMANCE COATING FOR STEEL STRUCTURES | 02/21, CHG 1: 08/22 | SOCIETY FOR PROTECTIVE COATINGS | SSPC | SSPC SP COM | Surface Preparation Commentary for Steel and Concrete Substrates | 2016; E 2017
5456 | 09 97 13.27 | HIGH PERFORMANCE COATING FOR STEEL STRUCTURES | 02/21, CHG 1: 08/22 | SOCIETY FOR PROTECTIVE COATINGS | SSPC | SSPC VIS 1 | Guide and Reference Photographs for Steel Surfaces Prepared by Dry Abrasive Blast Cleaning | 2002; E 2004
5457 | 09 97 13.27 | HIGH PERFORMANCE COATING FOR STEEL STRUCTURES | 02/21, CHG 1: 08/22 | SOCIETY OF AUTOMOTIVE ENGINEERS INTERNATIONAL | SAE | SAE AMS-STD-595A | Colors used in Government Procurement | 2017
5458 | 09 97 13.27 | HIGH PERFORMANCE COATING FOR STEEL STRUCTURES | 02/21, CHG 1: 08/22 | U.S. DEPARTMENT OF DEFENSE | DOD | MIL-A-22262 | Abrasive Blasting Media Ship Hull Blast Cleaning | 1993; Rev B; Am 1 1994; Am 2 1996; Notice 1 2021
5459 | 09 97 13.27 | HIGH PERFORMANCE COATING FOR STEEL STRUCTURES | 02/21, CHG 1: 08/22 | U.S. DEPARTMENT OF DEFENSE | DOD | MIL-DTL-24441 | Paint, Epoxy-Polyamide, General Specification for | 2009; Rev D; Notice 1 2021
5460 | 09 97 13.27 | HIGH PERFORMANCE COATING FOR STEEL STRUCTURES | 02/21, CHG 1: 08/22 | U.S. DEPARTMENT OF DEFENSE | DOD | MIL-DTL-24441/19 | Paint, Epoxy-Polyamide, Zinc Primer, Formula 159, Type III | 2009; Rev C; Notice 1 2023
5461 | 09 97 13.27 | HIGH PERFORMANCE COATING FOR STEEL STRUCTURES | 02/21, CHG 1: 08/22 | U.S. DEPARTMENT OF DEFENSE | DOD | MIL-DTL-24441/31 | Paint, Epoxy-Polyamide, White, Formula 152, Type IV | 2009; Rev B; Notice 1 2021
5462 | 09 97 13.27 | HIGH PERFORMANCE COATING FOR STEEL STRUCTURES | 02/21, CHG 1: 08/22 | U.S. DEPARTMENT OF DEFENSE | DOD | MIL-PRF-85285 | Topcoat, Aircraft and Support Equipment | 2022; Rev F
5463 | 09 97 13.27 | HIGH PERFORMANCE COATING FOR STEEL STRUCTURES | 02/21, CHG 1: 08/22 | U.S. DEPARTMENT OF DEFENSE | DOD | MIL-STD-161 | Identification Methods for Bulk Petroleum Products Systems Including Hydrocarbon Missile Fuels | 2005; Rev G; Notice 1 2010
5464 | 09 97 13.27 | HIGH PERFORMANCE COATING FOR STEEL STRUCTURES | 02/21, CHG 1: 08/22 | U.S. NATIONAL ARCHIVES AND RECORDS ADMINISTRATION | NARA | 29 CFR 1910-SUBPART Z | Toxic and Hazardous Substances
5465 | 09 97 13.27 | HIGH PERFORMANCE COATING FOR STEEL STRUCTURES | 02/21, CHG 1: 08/22 | U.S. NATIONAL ARCHIVES AND RECORDS ADMINISTRATION | NARA | 29 CFR 1910.134 | Respiratory Protection
5466 | 09 97 13.27 | HIGH PERFORMANCE COATING FOR STEEL STRUCTURES | 02/21, CHG 1: 08/22 | U.S. NATIONAL ARCHIVES AND RECORDS ADMINISTRATION | NARA | 29 CFR 1910.1000 | Air Contaminants
5467 | 09 97 13.27 | HIGH PERFORMANCE COATING FOR STEEL STRUCTURES | 02/21, CHG 1: 08/22 | U.S. NATIONAL ARCHIVES AND RECORDS ADMINISTRATION | NARA | 29 CFR 1926.59 | Hazard Communication
5468 | 09 97 13.28 | PROTECTION OF BURIED STEEL PIPING AND STEEL BULKHEAD TIE RODS | 02/10 | AMERICAN WATER WORKS ASSOCIATION | AWWA | AWWA C209 | Cold-Applied Tape Coatings for the Exterior of Special Sections, Connections and Fitting for Steel Water Pipelines | 2019
5469 | 09 97 13.28 | PROTECTION OF BURIED STEEL PIPING AND STEEL BULKHEAD TIE RODS | 02/10 | AMERICAN WATER WORKS ASSOCIATION | AWWA | AWWA C213 | Fusion-Bonded Epoxy Coatings and Linings for Steel Water Pipe and Fittings | 2022
5470 | 09 97 13.28 | PROTECTION OF BURIED STEEL PIPING AND STEEL BULKHEAD TIE RODS | 02/10 | AMERICAN WATER WORKS ASSOCIATION | AWWA | AWWA C214 | Tape Coating Systems for the Exterior of Steel Water Pipelines | 2020
5471 | 09 97 13.28 | PROTECTION OF BURIED STEEL PIPING AND STEEL BULKHEAD TIE RODS | 02/10 | AMERICAN WATER WORKS ASSOCIATION | AWWA | AWWA C215 | Extruded Polyolefin Coatings for Steel Water Pipe | 2022
5472 | 09 97 13.28 | PROTECTION OF BURIED STEEL PIPING AND STEEL BULKHEAD TIE RODS | 02/10 | NACE INTERNATIONAL | NACE | NACE SP0274 | High Voltage Electrical Inspection of Pipeline Coatings | 1974; R 2011
5473 | 09 97 13.28 | PROTECTION OF BURIED STEEL PIPING AND STEEL BULKHEAD TIE RODS | 02/10 | U.S. DEPARTMENT OF DEFENSE | DOD | MIL-I-631 | Insulation, Electrical, Synthetic-Resin Composition, Nonrigid | 1961; Rev D; Am 6 1987; Notice 1 2021
5474 | 09 97 23.16 | LINSEED OIL PROTECTION OF CONCRETE SURFACES | 08/24 | AMERICAN ASSOCIATION OF STATE HIGHWAY AND TRANSPORTATION OFFICIALS | AASHTO | AASHTO M 233 | Standard Specification for Boiled Linseed Oil Mixture for Treatment of Portland Cement Concrete | 1986; R 2023
5475 | 09 97 23.16 | LINSEED OIL PROTECTION OF CONCRETE SURFACES | 08/24 | ASTM INTERNATIONAL | ASTM | ASTM C309 | Standard Specification for Liquid Membrane-Forming Compounds for Curing Concrete | 2019
5476 | 09 97 23.16 | LINSEED OIL PROTECTION OF CONCRETE SURFACES | 08/24 | ASTM INTERNATIONAL | ASTM | ASTM D235 | Standard Specification for Mineral Spirits (Petroleum Spirits) (Hydrocarbon Dry Cleaning Solvent) | 2022
5477 | 09 97 23.17 | CORROSION INHIBITOR COATING OF CONCRETE SURFACES | 08/16, CHG 1: 11/16 | AMERICAN ASSOCIATION OF STATE HIGHWAY AND TRANSPORTATION OFFICIALS | AASHTO | AASHTO T 260 | Standard Method of Test for Sampling and Testing for Chloride Ion in Concrete and Concrete Raw Materials | 2021
5478 | 09 97 23.17 | CORROSION INHIBITOR COATING OF CONCRETE SURFACES | 08/16, CHG 1: 11/16 | AMERICAN CONCRETE INSTITUTE | ACI | ACI 228.2R | Report on Nondestructive Test Methods for Evaluation of Concrete in Structures | 2013
5479 | 09 97 23.17 | CORROSION INHIBITOR COATING OF CONCRETE SURFACES | 08/16, CHG 1: 11/16 | ASTM INTERNATIONAL | ASTM | ASTM C876 | Standard Test Method for Corrosion Potentials of Uncoated Reinforcing Steel in Concrete | 2015
5480 | 09 97 23.17 | CORROSION INHIBITOR COATING OF CONCRETE SURFACES | 08/16, CHG 1: 11/16 | ASTM INTERNATIONAL | ASTM | ASTM C900 | Standard Test Method for Pullout Strength of Hardened Concrete | 2015
5481 | 09 97 23.17 | CORROSION INHIBITOR COATING OF CONCRETE SURFACES | 08/16, CHG 1: 11/16 | ASTM INTERNATIONAL | ASTM | ASTM G59 | Standard Test Method for Conducting Potentiodynamic Polarization Resistance Measurements | 1997; R 2014
5482 | 09 97 23 | METALLIC TYPE CONDUCTIVE/SPARK RESISTANT CONCRETE FLOOR FINISH | 08/18 | AMERICAN CONCRETE INSTITUTE | ACI | ACI 117 | Specifications for Tolerances for Concrete Construction and Materials and Commentary | 2010; R 2015
5483 | 09 97 23 | METALLIC TYPE CONDUCTIVE/SPARK RESISTANT CONCRETE FLOOR FINISH | 08/18 | AMERICAN CONCRETE INSTITUTE | ACI | ACI 302.1R | Guide for Concrete Floor and Slab Construction | 2015
5484 | 09 97 23 | METALLIC TYPE CONDUCTIVE/SPARK RESISTANT CONCRETE FLOOR FINISH | 08/18 | ASTM INTERNATIONAL | ASTM | ASTM C33/C33M | Standard Specification for Concrete Aggregates | 2023
5485 | 09 97 23 | METALLIC TYPE CONDUCTIVE/SPARK RESISTANT CONCRETE FLOOR FINISH | 08/18 | ASTM INTERNATIONAL | ASTM | ASTM C94/C94M | Standard Specification for Ready-Mixed Concrete | 2024a
5486 | 09 97 23 | METALLIC TYPE CONDUCTIVE/SPARK RESISTANT CONCRETE FLOOR FINISH | 08/18 | ASTM INTERNATIONAL | ASTM | ASTM C150/C150M | Standard Specification for Portland Cement | 2022
5487 | 09 97 23 | METALLIC TYPE CONDUCTIVE/SPARK RESISTANT CONCRETE FLOOR FINISH | 08/18 | ASTM INTERNATIONAL | ASTM | ASTM C494/C494M | Standard Specification for Chemical Admixtures for Concrete | 2019; E 2022
5488 | 09 97 23 | METALLIC TYPE CONDUCTIVE/SPARK RESISTANT CONCRETE FLOOR FINISH | 08/18 | ASTM INTERNATIONAL | ASTM | ASTM C1602/C1602M | Standard Specification for Mixing Water Used in Production of Hydraulic Cement Concrete | 2022
5489 | 09 97 23 | METALLIC TYPE CONDUCTIVE/SPARK RESISTANT CONCRETE FLOOR FINISH | 08/18 | ASTM INTERNATIONAL | ASTM | ASTM E1155 | Standard Test Method for Determining Floor Flatness and Floor Levelness Numbers | 2020
5490 | 09 97 23 | METALLIC TYPE CONDUCTIVE/SPARK RESISTANT CONCRETE FLOOR FINISH | 08/18 | ASTM INTERNATIONAL | ASTM | ASTM F150 | Standard Test Method for Electrical Resistance of Conductive and Static Dissipative Resilient Flooring | 2006; R 2013
5491 | 10 11 00 | VISUAL DISPLAY UNITS | 08/20 | AMERICAN NATIONAL STANDARDS INSTITUTE | ANSI | ANSI Z97.1 | Safety Glazing Materials Used in Buildings - Safety Performance Specifications and Methods of Test | 2015
5492 | 10 11 00 | VISUAL DISPLAY UNITS | 08/20 | ASTM INTERNATIONAL | ASTM | ASTM B221 | Standard Specification for Aluminum and Aluminum-Alloy Extruded Bars, Rods, Wire, Profiles, and Tubes | 2021
5493 | 10 11 00 | VISUAL DISPLAY UNITS | 08/20 | ASTM INTERNATIONAL | ASTM | ASTM B221M | Standard Specification for Aluminum and Aluminum-Alloy Extruded Bars, Rods, Wire, Profiles, and Tubes (Metric) | 2021
5494 | 10 11 00 | VISUAL DISPLAY UNITS | 08/20 | ASTM INTERNATIONAL | ASTM | ASTM C1048 | Standard Specification for Heat-Strengthened and Fully Tempered Flat Glass | 2018
5495 | 10 11 00 | VISUAL DISPLAY UNITS | 08/20 | ASTM INTERNATIONAL | ASTM | ASTM E84 | Standard Test Method for Surface Burning Characteristics of Building Materials | 2023
5496 | 10 11 00 | VISUAL DISPLAY UNITS | 08/20 | ASTM INTERNATIONAL | ASTM | ASTM F148 | Binder Durability of Cork Composition Gasket Materials | 2013
5497 | 10 11 00 | VISUAL DISPLAY UNITS | 08/20 | ASTM INTERNATIONAL | ASTM | ASTM F152 | Tension Testing of Nonmetallic Gasket Materials | 1995; R 2009
5498 | 10 11 00 | VISUAL DISPLAY UNITS | 08/20 | ASTM INTERNATIONAL | ASTM | ASTM F793/F793M | Standard Classification of Wall Coverings by Use Characteristics | 2020
5499 | 10 11 00 | VISUAL DISPLAY UNITS | 08/20 | CALIFORNIA DEPARTMENT OF PUBLIC HEALTH | CDPH | CDPH SECTION 01350 | Standard Method for the Testing and Evaluation of Volatile Organic Chemical Emissions from Indoor Sources using Environmental Chambers | 2017; Version 1.2
5500 | 10 11 00 | VISUAL DISPLAY UNITS | 08/20 | SCIENTIFIC CERTIFICATION SYSTEMS | SCS | SCS | SCS Global Services (SCS) Indoor Advantage
5501 | 10 11 00 | VISUAL DISPLAY UNITS | 08/20 | UNDERWRITERS LABORATORIES | UL | UL 2818 | GREENGUARD Certification Program For Chemical Emissions For Building Materials, Finishes And Furnishings | 2022
5502 | 10 14 00.10 | EXTERIOR SIGNAGE | 08/17, CHG 1: 11/18 | ALUMINUM ASSOCIATION | AA | AA DAF45 | Designation System for Aluminum Finishes | 2003; Reaffirmed 2009
5503 | 10 14 00.10 | EXTERIOR SIGNAGE | 08/17, CHG 1: 11/18 | AMERICAN NATIONAL STANDARDS INSTITUTE | ANSI | ANSI Z97.1 | Safety Glazing Materials Used in Buildings - Safety Performance Specifications and Methods of Test | 2015
5504 | 10 14 00.10 | EXTERIOR SIGNAGE | 08/17, CHG 1: 11/18 | AMERICAN WELDING SOCIETY | AWS | AWS C1.1M/C1.1 | Recommended Practices for Resistance Welding | 2019
5505 | 10 14 00.10 | EXTERIOR SIGNAGE | 08/17, CHG 1: 11/18 | AMERICAN WELDING SOCIETY | AWS | AWS D1.1/D1.1M | Structural Welding Code - Steel | 2020; Errata 1 2021
5506 | 10 14 00.10 | EXTERIOR SIGNAGE | 08/17, CHG 1: 11/18 | AMERICAN WELDING SOCIETY | AWS | AWS D1.2/D1.2M | Structural Welding Code - Aluminum | 2014; Errata 1 2014; Errata 2 2020
5507 | 10 14 00.10 | EXTERIOR SIGNAGE | 08/17, CHG 1: 11/18 | ASTM INTERNATIONAL | ASTM | ASTM A36/A36M | Standard Specification for Carbon Structural Steel | 2019
5508 | 10 14 00.10 | EXTERIOR SIGNAGE | 08/17, CHG 1: 11/18 | ASTM INTERNATIONAL | ASTM | ASTM A123/A123M | Standard Specification for Zinc (Hot-Dip Galvanized) Coatings on Iron and Steel Products | 2017
5509 | 10 14 00.10 | EXTERIOR SIGNAGE | 08/17, CHG 1: 11/18 | ASTM INTERNATIONAL | ASTM | ASTM A653/A653M | Standard Specification for Steel Sheet, Zinc-Coated (Galvanized) or Zinc-Iron Alloy-Coated (Galvannealed) by the Hot-Dip Process | 2023
5510 | 10 14 00.10 | EXTERIOR SIGNAGE | 08/17, CHG 1: 11/18 | ASTM INTERNATIONAL | ASTM | ASTM A924/A924M | Standard Specification for General Requirements for Steel Sheet, Metallic-Coated by the Hot-Dip Process | 2022a
5511 | 10 14 00.10 | EXTERIOR SIGNAGE | 08/17, CHG 1: 11/18 | ASTM INTERNATIONAL | ASTM | ASTM A1011/A1011M | Standard Specification for Steel Sheet and Strip, Hot-Rolled, Carbon, Structural, High-Strength Low-Alloy, High-Strength Low-Alloy with Improved Formability, and Ultra-High Strength | 2023
5512 | 10 14 00.10 | EXTERIOR SIGNAGE | 08/17, CHG 1: 11/18 | ASTM INTERNATIONAL | ASTM | ASTM B26/B26M | Standard Specification for Aluminum-Alloy Sand Castings | 2018; E 2018
5513 | 10 14 00.10 | EXTERIOR SIGNAGE | 08/17, CHG 1: 11/18 | ASTM INTERNATIONAL | ASTM | ASTM B62 | Standard Specification for Composition Bronze or Ounce Metal Castings | 2017
5514 | 10 14 00.10 | EXTERIOR SIGNAGE | 08/17, CHG 1: 11/18 | ASTM INTERNATIONAL | ASTM | ASTM B108/B108M | Standard Specification for Aluminum-Alloy Permanent Mold Castings | 2019
5515 | 10 14 00.10 | EXTERIOR SIGNAGE | 08/17, CHG 1: 11/18 | ASTM INTERNATIONAL | ASTM | ASTM B209 | Standard Specification for Aluminum and Aluminum-Alloy Sheet and Plate | 2014
5516 | 10 14 00.10 | EXTERIOR SIGNAGE | 08/17, CHG 1: 11/18 | ASTM INTERNATIONAL | ASTM | ASTM B209M | Standard Specification for Aluminum and Aluminum-Alloy Sheet and Plate (Metric) | 2014
5517 | 10 14 00.10 | EXTERIOR SIGNAGE | 08/17, CHG 1: 11/18 | ASTM INTERNATIONAL | ASTM | ASTM B221 | Standard Specification for Aluminum and Aluminum-Alloy Extruded Bars, Rods, Wire, Profiles, and Tubes | 2021
5518 | 10 14 00.10 | EXTERIOR SIGNAGE | 08/17, CHG 1: 11/18 | ASTM INTERNATIONAL | ASTM | ASTM B221M | Standard Specification for Aluminum and Aluminum-Alloy Extruded Bars, Rods, Wire, Profiles, and Tubes (Metric) | 2021
5519 | 10 14 00.10 | EXTERIOR SIGNAGE | 08/17, CHG 1: 11/18 | ASTM INTERNATIONAL | ASTM | ASTM C1036 | Standard Specification for Flat Glass | 2021
5520 | 10 14 00.10 | EXTERIOR SIGNAGE | 08/17, CHG 1: 11/18 | ASTM INTERNATIONAL | ASTM | ASTM D3841 | Standard Specification for Glass Fiber-Reinforced Polyester Plastic Panels | 2016
5521 | 10 14 00.10 | EXTERIOR SIGNAGE | 08/17, CHG 1: 11/18 | ASTM INTERNATIONAL | ASTM | ASTM E84 | Standard Test Method for Surface Burning Characteristics of Building Materials | 2023
5522 | 10 14 00.10 | EXTERIOR SIGNAGE | 08/17, CHG 1: 11/18 | NATIONAL ASSOCIATION OF ARCHITECTURAL METAL MANUFACTURERS | NAAMM | NAAMM AMP 500 | Metal Finishes Manual | 2006
5523 | 10 14 00.10 | EXTERIOR SIGNAGE | 08/17, CHG 1: 11/18 | NATIONAL FIRE PROTECTION ASSOCIATION | NFPA | NFPA 70 | National Electrical Code | 2023
5524 | 10 14 00.10 | EXTERIOR SIGNAGE | 08/17, CHG 1: 11/18 | SOCIETY OF AUTOMOTIVE ENGINEERS INTERNATIONAL | SAE | SAE AMS3611 | 2011) Plastic Sheet, Polycarbonate General Purpose | 2011; Rev E; Stabilized (S
5525 | 10 14 00.20 | INTERIOR SIGNAGE | 08/20 | ALUMINUM ASSOCIATION | AA | AA DAF45 | Designation System for Aluminum Finishes | 2003; Reaffirmed 2009
5526 | 10 14 00.20 | INTERIOR SIGNAGE | 08/20 | ALUMINUM ASSOCIATION | AA | AA PK-1 | Pink Sheets: Designations and Chemical Composition Limits for Aluminum Alloys in the Form of Castings & Ingot | 2015
5527 | 10 14 00.20 | INTERIOR SIGNAGE | 08/20 | AMERICAN ARCHITECTURAL MANUFACTURERS ASSOCIATION | AAMA | AAMA 2604 | Voluntary Specification, Performance Requirements and Test Procedures for High Performance Organic Coatings on Aluminum Extrusions and Panels | 2017a
5528 | 10 14 00.20 | INTERIOR SIGNAGE | 08/20 | AMERICAN NATIONAL STANDARDS INSTITUTE | ANSI | ANSI Z97.1 | Safety Glazing Materials Used in Buildings - Safety Performance Specifications and Methods of Test | 2015
5529 | 10 14 00.20 | INTERIOR SIGNAGE | 08/20 | AMERICAN WELDING SOCIETY | AWS | AWS D1.2/D1.2M | Structural Welding Code - Aluminum | 2014; Errata 1 2014; Errata 2 2020
5530 | 10 14 00.20 | INTERIOR SIGNAGE | 08/20 | ASTM INTERNATIONAL | ASTM | ASTM B209 | Standard Specification for Aluminum and Aluminum-Alloy Sheet and Plate | 2014
5531 | 10 14 00.20 | INTERIOR SIGNAGE | 08/20 | ASTM INTERNATIONAL | ASTM | ASTM B209M | Standard Specification for Aluminum and Aluminum-Alloy Sheet and Plate (Metric) | 2014
5532 | 10 14 00.20 | INTERIOR SIGNAGE | 08/20 | ASTM INTERNATIONAL | ASTM | ASTM B221 | Standard Specification for Aluminum and Aluminum-Alloy Extruded Bars, Rods, Wire, Profiles, and Tubes | 2021
5533 | 10 14 00.20 | INTERIOR SIGNAGE | 08/20 | ASTM INTERNATIONAL | ASTM | ASTM B221M | Standard Specification for Aluminum and Aluminum-Alloy Extruded Bars, Rods, Wire, Profiles, and Tubes (Metric) | 2021
5534 | 10 14 00.20 | INTERIOR SIGNAGE | 08/20 | ASTM INTERNATIONAL | ASTM | ASTM C1048 | Standard Specification for Heat-Strengthened and Fully Tempered Flat Glass | 2018
5535 | 10 14 00.20 | INTERIOR SIGNAGE | 08/20 | ASTM INTERNATIONAL | ASTM | ASTM D635 | Standard Test Method for Rate of Burning and/or Extent and Time of Burning of Plastics in a Horizontal Position | 2018
5536 | 10 14 00.20 | INTERIOR SIGNAGE | 08/20 | INTERNATIONAL CODE COUNCIL | ICC | ICC A117.1 | Standard And Commentary Accessible and Usable Buildings and Facilities | 2017
5537 | 10 14 00.20 | INTERIOR SIGNAGE | 08/20 | INTERNATIONAL CODE COUNCIL | ICC | ICC/ANSI A117.1 | Accessible and Usable Buildings and Facilities | 2009
5538 | 10 14 00.20 | INTERIOR SIGNAGE | 08/20 | NATIONAL ELECTRICAL MANUFACTURERS ASSOCIATION | NEMA | ANSI/NEMA LD 3 | Standard for High-Pressure Decorative Laminates | 2005
5539 | 10 14 00.20 | INTERIOR SIGNAGE | 08/20 | NATIONAL FIRE PROTECTION ASSOCIATION | NFPA | NFPA 70 | National Electrical Code | 2023
5540 | 10 14 00.20 | INTERIOR SIGNAGE | 08/20 | NATIONAL FIRE PROTECTION ASSOCIATION | NFPA | NFPA 101 | Life Safety Code | 2024
5541 | 10 14 00.20 | INTERIOR SIGNAGE | 08/20 | NATIONAL INSTITUTE OF STANDARDS AND TECHNOLOGY | NIST | NIST SP 800-82 | Guide to Industrial Control Systems (ICS) Security | 2015; Rev 2
5542 | 10 14 00.20 | INTERIOR SIGNAGE | 08/20 | U.S. DEPARTMENT OF DEFENSE | DOD | DOD 8510.01 | Risk Management Framework (RMF) for DoD Systems | 2022
5543 | 10 14 00.20 | INTERIOR SIGNAGE | 08/20 | U.S. DEPARTMENT OF DEFENSE | DOD | DODI 8500.01 | Cybersecurity | 2014
5544 | 10 14 00.20 | INTERIOR SIGNAGE | 08/20 | U.S. DEPARTMENT OF DEFENSE | DOD | UFC 4-010-06 | Cybersecurity of Facility-Related Control Systems | 2023
5545 | 10 14 00.20 | INTERIOR SIGNAGE | 08/20 | U.S. NATIONAL ARCHIVES AND RECORDS ADMINISTRATION | NARA | 36 CFR 1191 | Americans with Disabilities Act (ADA) Accessibility Guidelines for Buildings and Facilities; Architectural Barriers Act (ABA) Accessibility Guidelines
5546 | 10 14 53 | TRAFFIC SIGNAGE | 02/15, CHG 1: 05/17 | AMERICAN ASSOCIATION OF STATE HIGHWAY AND TRANSPORTATION OFFICIALS | AASHTO | AASHTO M 133 | Standard Specification for Preservatives and Pressure Treatment Processes for Timber | 2012; R 2016
5547 | 10 14 53 | TRAFFIC SIGNAGE | 02/15, CHG 1: 05/17 | AMERICAN ASSOCIATION OF STATE HIGHWAY AND TRANSPORTATION OFFICIALS | AASHTO | AASHTO M 168 | Standard Specification for Wood Products | 2007; R 2012
5548 | 10 14 53 | TRAFFIC SIGNAGE | 02/15, CHG 1: 05/17 | AMERICAN ASSOCIATION OF STATE HIGHWAY AND TRANSPORTATION OFFICIALS | AASHTO | AASHTO M 268 | Standard Specification for Retroreflective Sheeting for Flat and Vertical Traffic Control Applications | 2014
5549 | 10 14 53 | TRAFFIC SIGNAGE | 02/15, CHG 1: 05/17 | AMERICAN ASSOCIATION OF STATE HIGHWAY AND TRANSPORTATION OFFICIALS | AASHTO | AASHTO MASH | Manual for Assessing Safety Hardware - Second Edition | 2016
5550 | 10 14 53 | TRAFFIC SIGNAGE | 02/15, CHG 1: 05/17 | AMERICAN WOOD PROTECTION ASSOCIATION | AWPA | AWPA T1 | Use Category System: Processing and Treatment Standard | 2024
5551 | 10 14 53 | TRAFFIC SIGNAGE | 02/15, CHG 1: 05/17 | AMERICAN WOOD PROTECTION ASSOCIATION | AWPA | AWPA U1 | Use Category System: User Specification for Treated Wood | 2024
5552 | 10 14 53 | TRAFFIC SIGNAGE | 02/15, CHG 1: 05/17 | ASTM INTERNATIONAL | ASTM | ASTM A36/A36M | Standard Specification for Carbon Structural Steel | 2019
5553 | 10 14 53 | TRAFFIC SIGNAGE | 02/15, CHG 1: 05/17 | ASTM INTERNATIONAL | ASTM | ASTM A123/A123M | Standard Specification for Zinc (Hot-Dip Galvanized) Coatings on Iron and Steel Products | 2017
5554 | 10 14 53 | TRAFFIC SIGNAGE | 02/15, CHG 1: 05/17 | ASTM INTERNATIONAL | ASTM | ASTM A320/A320M | Standard Specification for Alloy-Steel and Stainless Steel Bolting for Low-Temperature Service | 2024
5555 | 10 14 53 | TRAFFIC SIGNAGE | 02/15, CHG 1: 05/17 | ASTM INTERNATIONAL | ASTM | ASTM A499 | Standard Specification for Steel Bars and Shapes, Carbon Rolled from "T" Rails | 2015, R 2020
5556 | 10 14 53 | TRAFFIC SIGNAGE | 02/15, CHG 1: 05/17 | ASTM INTERNATIONAL | ASTM | ASTM A500/A500M | Standard Specification for Cold-Formed Welded and Seamless Carbon Steel Structural Tubing in Rounds and Shapes | 2023
5557 | 10 14 53 | TRAFFIC SIGNAGE | 02/15, CHG 1: 05/17 | ASTM INTERNATIONAL | ASTM | ASTM A563 | Standard Specification for Carbon and Alloy Steel Nuts | 2021; E 2022a
5558 | 10 14 53 | TRAFFIC SIGNAGE | 02/15, CHG 1: 05/17 | ASTM INTERNATIONAL | ASTM | ASTM A563M | Standard Specification for Carbon and Alloy Steel Nuts (Metric) | 2007; R 2013
5559 | 10 14 53 | TRAFFIC SIGNAGE | 02/15, CHG 1: 05/17 | ASTM INTERNATIONAL | ASTM | ASTM A653/A653M | Standard Specification for Steel Sheet, Zinc-Coated (Galvanized) or Zinc-Iron Alloy-Coated (Galvannealed) by the Hot-Dip Process | 2023
5560 | 10 14 53 | TRAFFIC SIGNAGE | 02/15, CHG 1: 05/17 | ASTM INTERNATIONAL | ASTM | ASTM A709/A709M | Standard Specification for Structural Steel for Bridges | 2021
5561 | 10 14 53 | TRAFFIC SIGNAGE | 02/15, CHG 1: 05/17 | ASTM INTERNATIONAL | ASTM | ASTM A1011/A1011M | Standard Specification for Steel Sheet and Strip, Hot-Rolled, Carbon, Structural, High-Strength Low-Alloy, High-Strength Low-Alloy with Improved Formability, and Ultra-High Strength | 2023
5562 | 10 14 53 | TRAFFIC SIGNAGE | 02/15, CHG 1: 05/17 | ASTM INTERNATIONAL | ASTM | ASTM B209 | Standard Specification for Aluminum and Aluminum-Alloy Sheet and Plate | 2014
5563 | 10 14 53 | TRAFFIC SIGNAGE | 02/15, CHG 1: 05/17 | ASTM INTERNATIONAL | ASTM | ASTM B209M | Standard Specification for Aluminum and Aluminum-Alloy Sheet and Plate (Metric) | 2014
5564 | 10 14 53 | TRAFFIC SIGNAGE | 02/15, CHG 1: 05/17 | ASTM INTERNATIONAL | ASTM | ASTM B221 | Standard Specification for Aluminum and Aluminum-Alloy Extruded Bars, Rods, Wire, Profiles, and Tubes | 2021
5565 | 10 14 53 | TRAFFIC SIGNAGE | 02/15, CHG 1: 05/17 | ASTM INTERNATIONAL | ASTM | ASTM B221M | Standard Specification for Aluminum and Aluminum-Alloy Extruded Bars, Rods, Wire, Profiles, and Tubes (Metric) | 2021
5566 | 10 14 53 | TRAFFIC SIGNAGE | 02/15, CHG 1: 05/17 | ASTM INTERNATIONAL | ASTM | ASTM C94/C94M | Standard Specification for Ready-Mixed Concrete | 2024a
5567 | 10 14 53 | TRAFFIC SIGNAGE | 02/15, CHG 1: 05/17 | ASTM INTERNATIONAL | ASTM | ASTM D4956 | Standard Specification for Retroreflective Sheeting for Traffic Control | 2013
5568 | 10 14 53 | TRAFFIC SIGNAGE | 02/15, CHG 1: 05/17 | ASTM INTERNATIONAL | ASTM | ASTM F436/F436M | Standard Specification for Hardened Steel Washers Inch and Metric Dimensions | 2019
5569 | 10 14 53 | TRAFFIC SIGNAGE | 02/15, CHG 1: 05/17 | ASTM INTERNATIONAL | ASTM | ASTM F3125/F3125M | Standard Specification for High Strength Structural Bolts and Assemblies, Steel and Alloy Steel, Heat Treated, Inch Dimensions 120 ksi and 150 ksi Minimum Tensile Strength, and Metric Dimensions 830 MPa and 1040 MPa Minimum Tensile Strength | 2019
5570 | 10 14 53 | TRAFFIC SIGNAGE | 02/15, CHG 1: 05/17 | U.S. FEDERAL HIGHWAY ADMINISTRATION | FHWA | FHWA SHS | Standard Highway Signs | 2004; Supplement 2012
5571 | 10 14 53 | TRAFFIC SIGNAGE | 02/15, CHG 1: 05/17 | U.S. FEDERAL HIGHWAY ADMINISTRATION | FHWA | MUTCD | Manual on Uniform Traffic Control Devices | 2009; Rev 2012
5572 | 10 14 53 | TRAFFIC SIGNAGE | 02/15, CHG 1: 05/17 | U.S. FEDERAL HIGHWAY ADMINISTRATION | FHWA | NCHRP 350 | Recommended Procedures for the Safety Performance Evaluation of Highway Features | 1993
5573 | 10 21 13 | TOILET COMPARTMENTS | 08/20 | ALUMINUM ASSOCIATION | AA | AA DAF45 | Designation System for Aluminum Finishes | 2003; Reaffirmed 2009
5574 | 10 21 13 | TOILET COMPARTMENTS | 08/20 | ASTM INTERNATIONAL | ASTM | ASTM A123/A123M | Standard Specification for Zinc (Hot-Dip Galvanized) Coatings on Iron and Steel Products | 2017
5575 | 10 21 13 | TOILET COMPARTMENTS | 08/20 | ASTM INTERNATIONAL | ASTM | ASTM A167 | Standard Specification for Stainless and Heat-Resisting Chromium-Nickel Steel Plate, Sheet, and Strip | 2011
5576 | 10 21 13 | TOILET COMPARTMENTS | 08/20 | ASTM INTERNATIONAL | ASTM | ASTM A336/A336M | Standard Specification for Alloy Steel Forgings for Pressure and High-Temperature Parts | 2023
5577 | 10 21 13 | TOILET COMPARTMENTS | 08/20 | ASTM INTERNATIONAL | ASTM | ASTM A385/A385M | Standard Practice for Providing High-Quality Zinc Coatings (Hot-Dip) | 2022
5578 | 10 21 13 | TOILET COMPARTMENTS | 08/20 | ASTM INTERNATIONAL | ASTM | ASTM A653/A653M | Standard Specification for Steel Sheet, Zinc-Coated (Galvanized) or Zinc-Iron Alloy-Coated (Galvannealed) by the Hot-Dip Process | 2023
5579 | 10 21 13 | TOILET COMPARTMENTS | 08/20 | ASTM INTERNATIONAL | ASTM | ASTM A666 | Standard Specification for Annealed or Cold-Worked Austenitic Stainless Steel Sheet, Strip, Plate and Flat Bar | 2023
5580 | 10 21 13 | TOILET COMPARTMENTS | 08/20 | ASTM INTERNATIONAL | ASTM | ASTM B36/B36M | Standard Specification for Brass Plate, Sheet, Strip, and Rolled Bar | 2023
5581 | 10 21 13 | TOILET COMPARTMENTS | 08/20 | ASTM INTERNATIONAL | ASTM | ASTM B86 | Standard Specification for Zinc and Zinc-Aluminum (ZA) Alloy Foundry and Die Castings | 2023
5582 | 10 21 13 | TOILET COMPARTMENTS | 08/20 | ASTM INTERNATIONAL | ASTM | ASTM B221 | Standard Specification for Aluminum and Aluminum-Alloy Extruded Bars, Rods, Wire, Profiles, and Tubes | 2021
5583 | 10 21 13 | TOILET COMPARTMENTS | 08/20 | ASTM INTERNATIONAL | ASTM | ASTM B221M | Standard Specification for Aluminum and Aluminum-Alloy Extruded Bars, Rods, Wire, Profiles, and Tubes (Metric) | 2021
5584 | 10 21 13 | TOILET COMPARTMENTS | 08/20 | ASTM INTERNATIONAL | ASTM | ASTM B456 | Standard Specification for Electrodeposited Coatings of Copper Plus Nickel Plus Chromium and Nickel Plus Chromium | 2017; R 2022
5585 | 10 21 13 | TOILET COMPARTMENTS | 08/20 | ASTM INTERNATIONAL | ASTM | ASTM D570 | Standard Test Method for Water Absorption of Plastics | 1998; E 2010; R 2010
5586 | 10 21 13 | TOILET COMPARTMENTS | 08/20 | ASTM INTERNATIONAL | ASTM | ASTM D638 | Standard Test Method for Tensile Properties of Plastics | 2014
5587 | 10 21 13 | TOILET COMPARTMENTS | 08/20 | ASTM INTERNATIONAL | ASTM | ASTM D696 | Standard Test Method for Coefficient of Linear Thermal Expansion of Plastics Between -30 degrees C and 30 degrees C With a Vitreous Silica Dilatometer | 2016
5588 | 10 21 13 | TOILET COMPARTMENTS | 08/20 | ASTM INTERNATIONAL | ASTM | ASTM D2583 | Indentation Hardness of Rigid Plastics by Means of a Barcol Impressor | 2013a
5589 | 10 21 13 | TOILET COMPARTMENTS | 08/20 | ASTM INTERNATIONAL | ASTM | ASTM D6386 | Standard Practice for Preparation of Zinc (Hot-Dip Galvanized) Coated Iron and Steel Product and Hardware Surfaces for Painting | 2022
5590 | 10 21 13 | TOILET COMPARTMENTS | 08/20 | ASTM INTERNATIONAL | ASTM | ASTM D7611/D7611M | Standard Practice for Coding Plastic Manufactured Articles for Resin Identification | 2013; E 2014
5591 | 10 21 13 | TOILET COMPARTMENTS | 08/20 | ASTM INTERNATIONAL | ASTM | ASTM D7803 | Standard Practice for Preparation of Zinc (Hot-Dip Galvanized) Coated Iron and Steel Product and Hardware Surfaces for Powder Coating | 2019
5592 | 10 21 13 | TOILET COMPARTMENTS | 08/20 | ASTM INTERNATIONAL | ASTM | ASTM E84 | Standard Test Method for Surface Burning Characteristics of Building Materials | 2023
5593 | 10 21 13 | TOILET COMPARTMENTS | 08/20 | ASTM INTERNATIONAL | ASTM | ASTM G21 | Standard Practice for Determining Resistance of Synthetic Polymeric Materials to Fungi | 2015; R 2021; E 2021
5594 | 10 21 13 | TOILET COMPARTMENTS | 08/20 | CALIFORNIA DEPARTMENT OF PUBLIC HEALTH | CDPH | CDPH SECTION 01350 | Standard Method for the Testing and Evaluation of Volatile Organic Chemical Emissions from Indoor Sources using Environmental Chambers | 2017; Version 1.2
5595 | 10 21 13 | TOILET COMPARTMENTS | 08/20 | CSA GROUP | CSA | CSA B45.5-17/IAPMO Z124 | Plastic Plumbing Fixtures | 2017; Errata 2017; Errata 2018
5596 | 10 21 13 | TOILET COMPARTMENTS | 08/20 | INTERNATIONAL CODE COUNCIL | ICC | ICC A117.1 | Standard And Commentary Accessible and Usable Buildings and Facilities | 2017
5597 | 10 21 13 | TOILET COMPARTMENTS | 08/20 | NATIONAL ELECTRICAL MANUFACTURERS ASSOCIATION | NEMA | ANSI/NEMA LD 3 | Standard for High-Pressure Decorative Laminates | 2005
5598 | 10 21 13 | TOILET COMPARTMENTS | 08/20 | NSF INTERNATIONAL | NSF | NSF/ANSI 51 | Food Equipment Materials | 2023
5599 | 10 21 13 | TOILET COMPARTMENTS | 08/20 | SCIENTIFIC CERTIFICATION SYSTEMS | SCS | SCS | SCS Global Services (SCS) Indoor Advantage
5600 | 10 21 13 | TOILET COMPARTMENTS | 08/20 | SOCIETY OF AUTOMOTIVE ENGINEERS INTERNATIONAL | SAE | SAE AMS2460 | Plating, Chromium | 2023; Rev B
5601 | 10 21 13 | TOILET COMPARTMENTS | 08/20 | U.S. GENERAL SERVICES ADMINISTRATION | GSA | CID A-A-60003 | Partitions, Toilet, Complete | Basic; Notice 1
5602 | 10 21 13 | TOILET COMPARTMENTS | 08/20 | U.S. NATIONAL ARCHIVES AND RECORDS ADMINISTRATION | NARA | 36 CFR 1191 | Americans with Disabilities Act (ADA) Accessibility Guidelines for Buildings and Facilities; Architectural Barriers Act (ABA) Accessibility Guidelines
5603 | 10 21 13 | TOILET COMPARTMENTS | 08/20 | UNDERWRITERS LABORATORIES | UL | UL 2818 | GREENGUARD Certification Program For Chemical Emissions For Building Materials, Finishes And Furnishings | 2022
5604 | 10 21 23.16 | CUBICLE TRACK AND HARDWARE | 08/24 | ALUMINUM ASSOCIATION | AA | AA DAF45 | Designation System for Aluminum Finishes | 2003; Reaffirmed 2009
5605 | 10 21 23.16 | CUBICLE TRACK AND HARDWARE | 08/24 | ASTM INTERNATIONAL | ASTM | ASTM B221 | Standard Specification for Aluminum and Aluminum-Alloy Extruded Bars, Rods, Wire, Profiles, and Tubes | 2021
5606 | 10 21 23.16 | CUBICLE TRACK AND HARDWARE | 08/24 | ASTM INTERNATIONAL | ASTM | ASTM B221M | Standard Specification for Aluminum and Aluminum-Alloy Extruded Bars, Rods, Wire, Profiles, and Tubes (Metric) | 2021
5607 | 10 21 23.16 | CUBICLE TRACK AND HARDWARE | 08/24 | ASTM INTERNATIONAL | ASTM | ASTM B456 | Standard Specification for Electrodeposited Coatings of Copper Plus Nickel Plus Chromium and Nickel Plus Chromium | 2017; R 2022
5608 | 10 22 13 | WIRE MESH PARTITIONS | 08/24 | AMERICAN IRON AND STEEL INSTITUTE | AISI | AISI SG03-3 | Cold-Formed Steel Design Manual Set | 2002; Suppl 2001-2004; R 2008
5609 | 10 22 13 | WIRE MESH PARTITIONS | 08/24 | ASTM INTERNATIONAL | ASTM | ASTM A36/A36M | Standard Specification for Carbon Structural Steel | 2019
5610 | 10 22 13 | WIRE MESH PARTITIONS | 08/24 | ASTM INTERNATIONAL | ASTM | ASTM A53/A53M | Standard Specification for Pipe, Steel, Black and Hot-Dipped, Zinc-Coated, Welded and Seamless | 2024
5611 | 10 22 13 | WIRE MESH PARTITIONS | 08/24 | ASTM INTERNATIONAL | ASTM | ASTM A153/A153M | Standard Specification for Zinc Coating (Hot-Dip) on Iron and Steel Hardware | 2023
5612 | 10 22 13 | WIRE MESH PARTITIONS | 08/24 | ASTM INTERNATIONAL | ASTM | ASTM A510/A510M | Standard Specification for General Requirements for Wire Rods and Coarse Round Wire, Carbon Steel, and Alloy Steel | 2020
5613 | 10 22 13 | WIRE MESH PARTITIONS | 08/24 | ASTM INTERNATIONAL | ASTM | ASTM A653/A653M | Standard Specification for Steel Sheet, Zinc-Coated (Galvanized) or Zinc-Iron Alloy-Coated (Galvannealed) by the Hot-Dip Process | 2023
5614 | 10 22 13 | WIRE MESH PARTITIONS | 08/24 | ASTM INTERNATIONAL | ASTM | ASTM A1008/A1008M | Standard Specification for Steel, Sheet, Cold-Rolled, Carbon, Structural, High-Strength Low-Alloy, High-Strength Low-Alloy with Improved Formability, Solution Hardened, and Bake Hardenable | 2024
5615 | 10 22 13 | WIRE MESH PARTITIONS | 08/24 | ASTM INTERNATIONAL | ASTM | ASTM E488/E488M | Standard Test Methods for Strength of Anchors in Concrete Elements | 2022
5616 | 10 22 13 | WIRE MESH PARTITIONS | 08/24 | ASTM INTERNATIONAL | ASTM | ASTM F593 | Standard Specification for Stainless Steel Bolts, Hex Cap Screws, and Studs | 2022
5617 | 10 22 13 | WIRE MESH PARTITIONS | 08/24 | ASTM INTERNATIONAL | ASTM | ASTM F594 | Standard Specification for Stainless Steel Nuts | 2022
5618 | 10 22 13 | WIRE MESH PARTITIONS | 08/24 | ICC EVALUATION SERVICE, INC. | ICC-ES | ICC-ES AC70 | Power-actuated Fasteners Driven into Concrete, Steel and Masonry Elements | 2019; R2021
5619 | 10 22 19 | DEMOUNTABLE AND MOVABLE PARTITIONS | 08/17, CHG 1: 08/18 | AMERICAN NATIONAL STANDARDS INSTITUTE | ANSI | ANSI Z97.1 | Safety Glazing Materials Used in Buildings - Safety Performance Specifications and Methods of Test | 2015
5620 | 10 22 19 | DEMOUNTABLE AND MOVABLE PARTITIONS | 08/17, CHG 1: 08/18 | ASTM INTERNATIONAL | ASTM | ASTM C1048 | Standard Specification for Heat-Strengthened and Fully Tempered Flat Glass | 2018
5621 | 10 22 19 | DEMOUNTABLE AND MOVABLE PARTITIONS | 08/17, CHG 1: 08/18 | ASTM INTERNATIONAL | ASTM | ASTM C1396/C1396M | Standard Specification for Gypsum Board | 2017
5622 | 10 22 19 | DEMOUNTABLE AND MOVABLE PARTITIONS | 08/17, CHG 1: 08/18 | ASTM INTERNATIONAL | ASTM | ASTM E72 | Conducting Strength Tests of Panels for Building Construction | 2022
5623 | 10 22 19 | DEMOUNTABLE AND MOVABLE PARTITIONS | 08/17, CHG 1: 08/18 | ASTM INTERNATIONAL | ASTM | ASTM E84 | Standard Test Method for Surface Burning Characteristics of Building Materials | 2023
5624 | 10 22 19 | DEMOUNTABLE AND MOVABLE PARTITIONS | 08/17, CHG 1: 08/18 | ASTM INTERNATIONAL | ASTM | ASTM E90 | Standard Test Method for Laboratory Measurement of Airborne Sound Transmission Loss of Building Partitions and Elements | 2023
5625 | 10 22 19 | DEMOUNTABLE AND MOVABLE PARTITIONS | 08/17, CHG 1: 08/18 | ASTM INTERNATIONAL | ASTM | ASTM E413 | Classification for Rating Sound Insulation | 2022
5626 | 10 22 19 | DEMOUNTABLE AND MOVABLE PARTITIONS | 08/17, CHG 1: 08/18 | BIFMA INTERNATIONAL | BIFMA | ANSI/BIFMA X5.6 | American National Standards For Office Furnishings -Panel Systems | 2016
5627 | 10 22 19 | DEMOUNTABLE AND MOVABLE PARTITIONS | 08/17, CHG 1: 08/18 | CALIFORNIA DEPARTMENT OF PUBLIC HEALTH | CDPH | CDPH SECTION 01350 | Standard Method for the Testing and Evaluation of Volatile Organic Chemical Emissions from Indoor Sources using Environmental Chambers | 2017; Version 1.2
5628 | 10 22 19 | DEMOUNTABLE AND MOVABLE PARTITIONS | 08/17, CHG 1: 08/18 | GREEN SEAL | GS | GS-36 | Adhesives for Commercial Use | 2013
5629 | 10 22 19 | DEMOUNTABLE AND MOVABLE PARTITIONS | 08/17, CHG 1: 08/18 | NATIONAL FIRE PROTECTION ASSOCIATION | NFPA | NFPA 70 | National Electrical Code | 2023
5630 | 10 22 19 | DEMOUNTABLE AND MOVABLE PARTITIONS | 08/17, CHG 1: 08/18 | SCIENTIFIC CERTIFICATION SYSTEMS | SCS | SCS | SCS Global Services (SCS) Indoor Advantage
5631 | 10 22 19 | DEMOUNTABLE AND MOVABLE PARTITIONS | 08/17, CHG 1: 08/18 | SOUTH COAST AIR QUALITY MANAGEMENT DISTRICT | SCAQMD | SCAQMD Rule 1168 | Adhesive and Sealant Applications | 2022
5632 | 10 22 19 | DEMOUNTABLE AND MOVABLE PARTITIONS | 08/17, CHG 1: 08/18 | UNDERWRITERS LABORATORIES | UL | UL 183 | UL Standard for Safety Manufactured Wiring Systems | 2009
5633 | 10 22 19 | DEMOUNTABLE AND MOVABLE PARTITIONS | 08/17, CHG 1: 08/18 | UNDERWRITERS LABORATORIES | UL | UL 2818 | GREENGUARD Certification Program For Chemical Emissions For Building Materials, Finishes And Furnishings | 2022
5634 | 10 22 26.13 | ACCORDION FOLDING PARTITIONS | 08/24 | ASTM INTERNATIONAL | ASTM | ASTM A653/A653M | Standard Specification for Steel Sheet, Zinc-Coated (Galvanized) or Zinc-Iron Alloy-Coated (Galvannealed) by the Hot-Dip Process | 2023
5635 | 10 22 26.13 | ACCORDION FOLDING PARTITIONS | 08/24 | ASTM INTERNATIONAL | ASTM | ASTM B221 | Standard Specification for Aluminum and Aluminum-Alloy Extruded Bars, Rods, Wire, Profiles, and Tubes | 2021
5636 | 10 22 26.13 | ACCORDION FOLDING PARTITIONS | 08/24 | ASTM INTERNATIONAL | ASTM | ASTM B221M | Standard Specification for Aluminum and Aluminum-Alloy Extruded Bars, Rods, Wire, Profiles, and Tubes (Metric) | 2021
5637 | 10 22 26.13 | ACCORDION FOLDING PARTITIONS | 08/24 | ASTM INTERNATIONAL | ASTM | ASTM C423 | Sound Absorption and Sound Absorption Coefficients by the Reverberation Room Method | 2023
5638 | 10 22 26.13 | ACCORDION FOLDING PARTITIONS | 08/24 | ASTM INTERNATIONAL | ASTM | ASTM D751 | Standard Test Methods for Coated Fabrics | 2019
5639 | 10 22 26.13 | ACCORDION FOLDING PARTITIONS | 08/24 | ASTM INTERNATIONAL | ASTM | ASTM E84 | Standard Test Method for Surface Burning Characteristics of Building Materials | 2023
5640 | 10 22 26.13 | ACCORDION FOLDING PARTITIONS | 08/24 | ASTM INTERNATIONAL | ASTM | ASTM E90 | Standard Test Method for Laboratory Measurement of Airborne Sound Transmission Loss of Building Partitions and Elements | 2023
5641 | 10 22 26.13 | ACCORDION FOLDING PARTITIONS | 08/24 | ASTM INTERNATIONAL | ASTM | ASTM E336 | Standard Test Method for Measurement of Airborne Sound Attenuation between Rooms in Buildings | 2023
5642 | 10 22 26.13 | ACCORDION FOLDING PARTITIONS | 08/24 | ASTM INTERNATIONAL | ASTM | ASTM E413 | Classification for Rating Sound Insulation | 2022
5643 | 10 22 26.13 | ACCORDION FOLDING PARTITIONS | 08/24 | ASTM INTERNATIONAL | ASTM | ASTM E557 | Standard Guide for Architectural Design and Installation Practices for Sound Isolation between Spaces Separated by Operable Partitions | 2012; R 2020
5644 | 10 22 26.13 | ACCORDION FOLDING PARTITIONS | 08/24 | CALIFORNIA DEPARTMENT OF PUBLIC HEALTH | CDPH | CDPH SECTION 01350 | Standard Method for the Testing and Evaluation of Volatile Organic Chemical Emissions from Indoor Sources using Environmental Chambers | 2017; Version 1.2
5645 | 10 22 26.13 | ACCORDION FOLDING PARTITIONS | 08/24 | NATIONAL FIRE PROTECTION ASSOCIATION | NFPA | NFPA 70 | National Electrical Code | 2023
5646 | 10 22 26.13 | ACCORDION FOLDING PARTITIONS | 08/24 | NATIONAL FIRE PROTECTION ASSOCIATION | NFPA | NFPA 101 | Life Safety Code | 2024
5647 | 10 22 26.13 | ACCORDION FOLDING PARTITIONS | 08/24 | NATIONAL FIRE PROTECTION ASSOCIATION | NFPA | NFPA 286 | Standard Methods of Fire Tests for Evaluating Contribution of Wall and Ceiling Interior Finish to Room Fire Growth | 2024
5648 | 10 22 26.13 | ACCORDION FOLDING PARTITIONS | 08/24 | SCIENTIFIC CERTIFICATION SYSTEMS | SCS | SCS | SCS Global Services (SCS) Indoor Advantage
5649 | 10 22 26.13 | ACCORDION FOLDING PARTITIONS | 08/24 | UNDERWRITERS LABORATORIES | UL | UL 10B | Fire Tests of Door Assemblies | 2008; Reprint May 2020
5650 | 10 22 26.13 | ACCORDION FOLDING PARTITIONS | 08/24 | UNDERWRITERS LABORATORIES | UL | UL 2818 | GREENGUARD Certification Program For Chemical Emissions For Building Materials, Finishes And Furnishings | 2022
5651 | 10 22 26.13 | ACCORDION FOLDING PARTITIONS | 08/24 | WALLCOVERINGS ASSOCIATION | WA | WA W-101 | Quality Standard for Polymer Coated Fabric Wallcovering | 2017
5652 | 10 22 26.23 | COILING PARTITIONS | 08/24 | ASTM INTERNATIONAL | ASTM | ASTM A653/A653M | Standard Specification for Steel Sheet, Zinc-Coated (Galvanized) or Zinc-Iron Alloy-Coated (Galvannealed) by the Hot-Dip Process | 2023
5653 | 10 22 26.23 | COILING PARTITIONS | 08/24 | ASTM INTERNATIONAL | ASTM | ASTM B221 | Standard Specification for Aluminum and Aluminum-Alloy Extruded Bars, Rods, Wire, Profiles, and Tubes | 2021
5654 | 10 22 26.23 | COILING PARTITIONS | 08/24 | ASTM INTERNATIONAL | ASTM | ASTM B221M | Standard Specification for Aluminum and Aluminum-Alloy Extruded Bars, Rods, Wire, Profiles, and Tubes (Metric) | 2021
5655 | 10 22 26.23 | COILING PARTITIONS | 08/24 | ASTM INTERNATIONAL | ASTM | ASTM C423 | Sound Absorption and Sound Absorption Coefficients by the Reverberation Room Method | 2023
5656 | 10 22 26.23 | COILING PARTITIONS | 08/24 | ASTM INTERNATIONAL | ASTM | ASTM D751 | Standard Test Methods for Coated Fabrics | 2019
5657 | 10 22 26.23 | COILING PARTITIONS | 08/24 | ASTM INTERNATIONAL | ASTM | ASTM E84 | Standard Test Method for Surface Burning Characteristics of Building Materials | 2023
5658 | 10 22 26.23 | COILING PARTITIONS | 08/24 | ASTM INTERNATIONAL | ASTM | ASTM E90 | Standard Test Method for Laboratory Measurement of Airborne Sound Transmission Loss of Building Partitions and Elements | 2023
5659 | 10 22 26.23 | COILING PARTITIONS | 08/24 | ASTM INTERNATIONAL | ASTM | ASTM E336 | Standard Test Method for Measurement of Airborne Sound Attenuation between Rooms in Buildings | 2023
5660 | 10 22 26.23 | COILING PARTITIONS | 08/24 | ASTM INTERNATIONAL | ASTM | ASTM E413 | Classification for Rating Sound Insulation | 2022
5661 | 10 22 26.23 | COILING PARTITIONS | 08/24 | ASTM INTERNATIONAL | ASTM | ASTM E557 | Standard Guide for Architectural Design and Installation Practices for Sound Isolation between Spaces Separated by Operable Partitions | 2012; R 2020
5662 | 10 22 26.23 | COILING PARTITIONS | 08/24 | CALIFORNIA DEPARTMENT OF PUBLIC HEALTH | CDPH | CDPH SECTION 01350 | Standard Method for the Testing and Evaluation of Volatile Organic Chemical Emissions from Indoor Sources using Environmental Chambers | 2017; Version 1.2
5663 | 10 22 26.23 | COILING PARTITIONS | 08/24 | NATIONAL FIRE PROTECTION ASSOCIATION | NFPA | NFPA 70 | National Electrical Code | 2023
5664 | 10 22 26.23 | COILING PARTITIONS | 08/24 | NATIONAL FIRE PROTECTION ASSOCIATION | NFPA | NFPA 101 | Life Safety Code | 2024
5665 | 10 22 26.23 | COILING PARTITIONS | 08/24 | NATIONAL FIRE PROTECTION ASSOCIATION | NFPA | NFPA 286 | Standard Methods of Fire Tests for Evaluating Contribution of Wall and Ceiling Interior Finish to Room Fire Growth | 2024
5666 | 10 22 26.23 | COILING PARTITIONS | 08/24 | UNDERWRITERS LABORATORIES | UL | UL 10B | Fire Tests of Door Assemblies | 2008; Reprint May 2020
5667 | 10 22 26.23 | COILING PARTITIONS | 08/24 | WALLCOVERINGS ASSOCIATION | WA | WA W-101 | Quality Standard for Polymer Coated Fabric Wallcovering | 2017
5668 | 10 22 39 | FOLDING PANEL PARTITIONS | 08/20 | ASTM INTERNATIONAL | ASTM | ASTM A653/A653M | Standard Specification for Steel Sheet, Zinc-Coated (Galvanized) or Zinc-Iron Alloy-Coated (Galvannealed) by the Hot-Dip Process | 2023
5669 | 10 22 39 | FOLDING PANEL PARTITIONS | 08/20 | ASTM INTERNATIONAL | ASTM | ASTM B221 | Standard Specification for Aluminum and Aluminum-Alloy Extruded Bars, Rods, Wire, Profiles, and Tubes | 2021
5670 | 10 22 39 | FOLDING PANEL PARTITIONS | 08/20 | ASTM INTERNATIONAL | ASTM | ASTM B221M | Standard Specification for Aluminum and Aluminum-Alloy Extruded Bars, Rods, Wire, Profiles, and Tubes (Metric) | 2021
5671 | 10 22 39 | FOLDING PANEL PARTITIONS | 08/20 | ASTM INTERNATIONAL | ASTM | ASTM C423 | Sound Absorption and Sound Absorption Coefficients by the Reverberation Room Method | 2023
5672 | 10 22 39 | FOLDING PANEL PARTITIONS | 08/20 | ASTM INTERNATIONAL | ASTM | ASTM D751 | Standard Test Methods for Coated Fabrics | 2019
5673 | 10 22 39 | FOLDING PANEL PARTITIONS | 08/20 | ASTM INTERNATIONAL | ASTM | ASTM E84 | Standard Test Method for Surface Burning Characteristics of Building Materials | 2023
5674 | 10 22 39 | FOLDING PANEL PARTITIONS | 08/20 | ASTM INTERNATIONAL | ASTM | ASTM E90 | Standard Test Method for Laboratory Measurement of Airborne Sound Transmission Loss of Building Partitions and Elements | 2023
5675 | 10 22 39 | FOLDING PANEL PARTITIONS | 08/20 | ASTM INTERNATIONAL | ASTM | ASTM E336 | Standard Test Method for Measurement of Airborne Sound Attenuation between Rooms in Buildings | 2023
5676 | 10 22 39 | FOLDING PANEL PARTITIONS | 08/20 | ASTM INTERNATIONAL | ASTM | ASTM E413 | Classification for Rating Sound Insulation | 2022
5677 | 10 22 39 | FOLDING PANEL PARTITIONS | 08/20 | ASTM INTERNATIONAL | ASTM | ASTM E557 | Standard Guide for Architectural Design and Installation Practices for Sound Isolation between Spaces Separated by Operable Partitions | 2012; R 2020
5678 | 10 22 39 | FOLDING PANEL PARTITIONS | 08/20 | CALIFORNIA DEPARTMENT OF PUBLIC HEALTH | CDPH | CDPH SECTION 01350 | Standard Method for the Testing and Evaluation of Volatile Organic Chemical Emissions from Indoor Sources using Environmental Chambers | 2017; Version 1.2
5679 | 10 22 39 | FOLDING PANEL PARTITIONS | 08/20 | CHEMICAL FABRICS AND FILM ASSOCIATION | CFFA | CFFA-W-101-D | Quality Standard for Vinyl Coated Fabric Wallcovering | 2002
5680 | 10 22 39 | FOLDING PANEL PARTITIONS | 08/20 | NATIONAL ELECTRICAL MANUFACTURERS ASSOCIATION | NEMA | NEMA ICS 1 | Standard for Industrial Control and Systems: General Requirements | 2022
5681 | 10 22 39 | FOLDING PANEL PARTITIONS | 08/20 | NATIONAL ELECTRICAL MANUFACTURERS ASSOCIATION | NEMA | NEMA ICS 2 | Industrial Control and Systems Controllers, Contactors, and Overload Relays Rated 600 V | 2000; R 2020
5682 | 10 22 39 | FOLDING PANEL PARTITIONS | 08/20 | NATIONAL ELECTRICAL MANUFACTURERS ASSOCIATION | NEMA | NEMA ICS 6 | Industrial Control and Systems: Enclosures | 1993; R 2016
5683 | 10 22 39 | FOLDING PANEL PARTITIONS | 08/20 | NATIONAL FIRE PROTECTION ASSOCIATION | NFPA | NFPA 70 | National Electrical Code | 2023
5684 | 10 22 39 | FOLDING PANEL PARTITIONS | 08/20 | NATIONAL FIRE PROTECTION ASSOCIATION | NFPA | NFPA 101 | Life Safety Code | 2024
5685 | 10 22 39 | FOLDING PANEL PARTITIONS | 08/20 | NATIONAL FIRE PROTECTION ASSOCIATION | NFPA | NFPA 252 | Standard Methods of Fire Tests of Door Assemblies | 2022
5686 | 10 22 39 | FOLDING PANEL PARTITIONS | 08/20 | NATIONAL FIRE PROTECTION ASSOCIATION | NFPA | NFPA 286 | Standard Methods of Fire Tests for Evaluating Contribution of Wall and Ceiling Interior Finish to Room Fire Growth | 2024
5687 | 10 22 39 | FOLDING PANEL PARTITIONS | 08/20 | SCIENTIFIC CERTIFICATION SYSTEMS | SCS | SCS | SCS Global Services (SCS) Indoor Advantage
5688 | 10 22 39 | FOLDING PANEL PARTITIONS | 08/20 | UNDERWRITERS LABORATORIES | UL | UL 10B | Fire Tests of Door Assemblies | 2008; Reprint May 2020
5689 | 10 22 39 | FOLDING PANEL PARTITIONS | 08/20 | UNDERWRITERS LABORATORIES | UL | UL 2818 | GREENGUARD Certification Program For Chemical Emissions For Building Materials, Finishes And Furnishings | 2022
5690 | 10 22 43 | SLIDING PARTITIONS | 08/16, CHG 1: 08/18 | ASTM INTERNATIONAL | ASTM | ASTM A653/A653M | Standard Specification for Steel Sheet, Zinc-Coated (Galvanized) or Zinc-Iron Alloy-Coated (Galvannealed) by the Hot-Dip Process | 2023
5691 | 10 22 43 | SLIDING PARTITIONS | 08/16, CHG 1: 08/18 | ASTM INTERNATIONAL | ASTM | ASTM B221 | Standard Specification for Aluminum and Aluminum-Alloy Extruded Bars, Rods, Wire, Profiles, and Tubes | 2021
5692 | 10 22 43 | SLIDING PARTITIONS | 08/16, CHG 1: 08/18 | ASTM INTERNATIONAL | ASTM | ASTM B221M | Standard Specification for Aluminum and Aluminum-Alloy Extruded Bars, Rods, Wire, Profiles, and Tubes (Metric) | 2021
5693 | 10 22 43 | SLIDING PARTITIONS | 08/16, CHG 1: 08/18 | ASTM INTERNATIONAL | ASTM | ASTM C423 | Sound Absorption and Sound Absorption Coefficients by the Reverberation Room Method | 2023
5694 | 10 22 43 | SLIDING PARTITIONS | 08/16, CHG 1: 08/18 | ASTM INTERNATIONAL | ASTM | ASTM D751 | Standard Test Methods for Coated Fabrics | 2019
5695 | 10 22 43 | SLIDING PARTITIONS | 08/16, CHG 1: 08/18 | ASTM INTERNATIONAL | ASTM | ASTM E84 | Standard Test Method for Surface Burning Characteristics of Building Materials | 2023
5696 | 10 22 43 | SLIDING PARTITIONS | 08/16, CHG 1: 08/18 | ASTM INTERNATIONAL | ASTM | ASTM E90 | Standard Test Method for Laboratory Measurement of Airborne Sound Transmission Loss of Building Partitions and Elements | 2023
5697 | 10 22 43 | SLIDING PARTITIONS | 08/16, CHG 1: 08/18 | ASTM INTERNATIONAL | ASTM | ASTM E336 | Standard Test Method for Measurement of Airborne Sound Attenuation between Rooms in Buildings | 2023
5698 | 10 22 43 | SLIDING PARTITIONS | 08/16, CHG 1: 08/18 | ASTM INTERNATIONAL | ASTM | ASTM E413 | Classification for Rating Sound Insulation | 2022
5699 | 10 22 43 | SLIDING PARTITIONS | 08/16, CHG 1: 08/18 | ASTM INTERNATIONAL | ASTM | ASTM E557 | Standard Guide for Architectural Design and Installation Practices for Sound Isolation between Spaces Separated by Operable Partitions | 2012; R 2020
5700 | 10 22 43 | SLIDING PARTITIONS | 08/16, CHG 1: 08/18 | CALIFORNIA DEPARTMENT OF PUBLIC HEALTH | CDPH | CDPH SECTION 01350 | Standard Method for the Testing and Evaluation of Volatile Organic Chemical Emissions from Indoor Sources using Environmental Chambers | 2017; Version 1.2
5701 | 10 22 43 | SLIDING PARTITIONS | 08/16, CHG 1: 08/18 | CHEMICAL FABRICS AND FILM ASSOCIATION | CFFA | CFFA-W-101-D | Quality Standard for Vinyl Coated Fabric Wallcovering | 2002
5702 | 10 22 43 | SLIDING PARTITIONS | 08/16, CHG 1: 08/18 | NATIONAL FIRE PROTECTION ASSOCIATION | NFPA | NFPA 70 | National Electrical Code | 2023
5703 | 10 22 43 | SLIDING PARTITIONS | 08/16, CHG 1: 08/18 | NATIONAL FIRE PROTECTION ASSOCIATION | NFPA | NFPA 101 | Life Safety Code | 2024
5704 | 10 22 43 | SLIDING PARTITIONS | 08/16, CHG 1: 08/18 | NATIONAL FIRE PROTECTION ASSOCIATION | NFPA | NFPA 252 | Standard Methods of Fire Tests of Door Assemblies | 2022
5705 | 10 22 43 | SLIDING PARTITIONS | 08/16, CHG 1: 08/18 | NATIONAL FIRE PROTECTION ASSOCIATION | NFPA | NFPA 286 | Standard Methods of Fire Tests for Evaluating Contribution of Wall and Ceiling Interior Finish to Room Fire Growth | 2024
5706 | 10 22 43 | SLIDING PARTITIONS | 08/16, CHG 1: 08/18 | SCIENTIFIC CERTIFICATION SYSTEMS | SCS | SCS | SCS Global Services (SCS) Indoor Advantage
5707 | 10 22 43 | SLIDING PARTITIONS | 08/16, CHG 1: 08/18 | UNDERWRITERS LABORATORIES | UL | UL 10B | Fire Tests of Door Assemblies | 2008; Reprint May 2020
5708 | 10 22 43 | SLIDING PARTITIONS | 08/16, CHG 1: 08/18 | UNDERWRITERS LABORATORIES | UL | UL 2818 | GREENGUARD Certification Program For Chemical Emissions For Building Materials, Finishes And Furnishings | 2022
5709 | 10 26 00 | WALL AND DOOR PROTECTION | 08/20 | ALUMINUM ASSOCIATION | AA | AA DAF45 | Designation System for Aluminum Finishes | 2003; Reaffirmed 2009
5710 | 10 26 00 | WALL AND DOOR PROTECTION | 08/20 | ASTM INTERNATIONAL | ASTM | ASTM A167 | Standard Specification for Stainless and Heat-Resisting Chromium-Nickel Steel Plate, Sheet, and Strip | 2011
5711 | 10 26 00 | WALL AND DOOR PROTECTION | 08/20 | ASTM INTERNATIONAL | ASTM | ASTM B221 | Standard Specification for Aluminum and Aluminum-Alloy Extruded Bars, Rods, Wire, Profiles, and Tubes | 2021
5712 | 10 26 00 | WALL AND DOOR PROTECTION | 08/20 | ASTM INTERNATIONAL | ASTM | ASTM D256 | Standard Test Methods for Determining the Izod Pendulum Impact Resistance of Plastics | 2010; R 2018
5713 | 10 26 00 | WALL AND DOOR PROTECTION | 08/20 | ASTM INTERNATIONAL | ASTM | ASTM D543 | Standard Practices for Evaluating the Resistance of Plastics to Chemical Reagents | 2020
5714 | 10 26 00 | WALL AND DOOR PROTECTION | 08/20 | ASTM INTERNATIONAL | ASTM | ASTM D635 | Standard Test Method for Rate of Burning and/or Extent and Time of Burning of Plastics in a Horizontal Position | 2018
5715 | 10 26 00 | WALL AND DOOR PROTECTION | 08/20 | ASTM INTERNATIONAL | ASTM | ASTM E84 | Standard Test Method for Surface Burning Characteristics of Building Materials | 2023
5716 | 10 26 00 | WALL AND DOOR PROTECTION | 08/20 | ASTM INTERNATIONAL | ASTM | ASTM F476 | Standard Test Methods for Security of Swinging Door Assemblies | 2014
5717 | 10 26 00 | WALL AND DOOR PROTECTION | 08/20 | ASTM INTERNATIONAL | ASTM | ASTM G21 | Standard Practice for Determining Resistance of Synthetic Polymeric Materials to Fungi | 2015; R 2021; E 2021
5718 | 10 26 00 | WALL AND DOOR PROTECTION | 08/20 | CALIFORNIA DEPARTMENT OF PUBLIC HEALTH | CDPH | CDPH SECTION 01350 | Standard Method for the Testing and Evaluation of Volatile Organic Chemical Emissions from Indoor Sources using Environmental Chambers | 2017; Version 1.2
5719 | 10 26 00 | WALL AND DOOR PROTECTION | 08/20 | GREEN SEAL | GS | GS-36 | Adhesives for Commercial Use | 2013
5720 | 10 26 00 | WALL AND DOOR PROTECTION | 08/20 | NATIONAL FIRE PROTECTION ASSOCIATION | NFPA | NFPA 80 | Standard for Fire Doors and Other Opening Protectives | 2022
5721 | 10 26 00 | WALL AND DOOR PROTECTION | 08/20 | SCIENTIFIC CERTIFICATION SYSTEMS | SCS | SCS | SCS Global Services (SCS) Indoor Advantage
5722 | 10 26 00 | WALL AND DOOR PROTECTION | 08/20 | SOCIETY OF AUTOMOTIVE ENGINEERS INTERNATIONAL | SAE | SAE J1545 | Instrumental Color Difference Measurement for Exterior Finishes, Textiles and Colored Trim | 2005; R 2021
5723 | 10 26 00 | WALL AND DOOR PROTECTION | 08/20 | SOUTH COAST AIR QUALITY MANAGEMENT DISTRICT | SCAQMD | SCAQMD Rule 1168 | Adhesive and Sealant Applications | 2022
5724 | 10 26 00 | WALL AND DOOR PROTECTION | 08/20 | UNDERWRITERS LABORATORIES | UL | UL 2818 | GREENGUARD Certification Program For Chemical Emissions For Building Materials, Finishes And Furnishings | 2022
5725 | 10 28 13 | TOILET ACCESSORIES | 08/20 | AMERICAN NATIONAL STANDARDS INSTITUTE | ANSI | ANSI Z535.4 | Product Safety Signs and Labels | 2011
5726 | 10 28 13 | TOILET ACCESSORIES | 08/20 | ASTM INTERNATIONAL | ASTM | ASTM F2285 | Standard Consumer Safety Performance Specification for Diaper Changing Tables for Commercial Use | 2004; R 2016; E 2016
5727 | 10 28 13 | TOILET ACCESSORIES | 08/20 | ASTM INTERNATIONAL | ASTM | ASTM G21 | Standard Practice for Determining Resistance of Synthetic Polymeric Materials to Fungi | 2015; R 2021; E 2021
5728 | 10 28 13 | TOILET ACCESSORIES | 08/20 | U.S. DEPARTMENT OF DEFENSE | DOD | MIL-STD-1691 | Construction and Material Schedule for Military Medical and Dental Facilities | 1994; Rev F
5729 | 10 44 16 | FIRE EXTINGUISHERS | 11/19 | ASTM INTERNATIONAL | ASTM | ASTM E814 | Standard Test Method for Fire Tests of Penetration Firestop Systems | 2024
5730 | 10 44 16 | FIRE EXTINGUISHERS | 11/19 | NATIONAL FIRE PROTECTION ASSOCIATION | NFPA | NFPA 1 | Fire Code | 2021
5731 | 10 44 16 | FIRE EXTINGUISHERS | 11/19 | NATIONAL FIRE PROTECTION ASSOCIATION | NFPA | NFPA 10 | Standard for Portable Fire Extinguishers | 2022; ERTA 1 2021
5732 | 10 44 16 | FIRE EXTINGUISHERS | 11/19 | NATIONAL FIRE PROTECTION ASSOCIATION | NFPA | NFPA 99 | Health Care Facilities Code | 2024
5733 | 10 44 16 | FIRE EXTINGUISHERS | 11/19 | NATIONAL FIRE PROTECTION ASSOCIATION | NFPA | NFPA 101 | Life Safety Code | 2024
5734 | 10 44 16 | FIRE EXTINGUISHERS | 11/19 | NATIONAL FIRE PROTECTION ASSOCIATION | NFPA | NFPA 241 | Standard for Safeguarding Construction, Alteration, and Demolition Operations | 2022
5735 | 10 44 16 | FIRE EXTINGUISHERS | 11/19 | NATIONAL FIRE PROTECTION ASSOCIATION | NFPA | NFPA 303 | Fire Protection Standards for Marinas and Boatyards | 2021
5736 | 10 44 16 | FIRE EXTINGUISHERS | 11/19 | NATIONAL FIRE PROTECTION ASSOCIATION | NFPA | NFPA 385 | Standard for Tank Vehicles for Flammable and Combustible Liquids | 2022
5737 | 10 44 16 | FIRE EXTINGUISHERS | 11/19 | NATIONAL FIRE PROTECTION ASSOCIATION | NFPA | NFPA 409 | Standard on Aircraft Hangars | 2022
5738 | 10 44 16 | FIRE EXTINGUISHERS | 11/19 | NATIONAL FIRE PROTECTION ASSOCIATION | NFPA | NFPA 418 | Standard for Heliports | 2024
5739 | 10 44 16 | FIRE EXTINGUISHERS | 11/19 | NATIONAL FIRE PROTECTION ASSOCIATION | NFPA | NFPA 505 | Fire Safety Standard for Powered Industrial Trucks Including Type Designations, Areas of Use, Conversions, Maintenance, and Operations | 2024
5740 | 10 44 16 | FIRE EXTINGUISHERS | 11/19 | U.S. NATIONAL ARCHIVES AND RECORDS ADMINISTRATION | NARA | 29 CFR 1910.106 | Flammable Liquids
5741 | 10 44 16 | FIRE EXTINGUISHERS | 11/19 | U.S. NATIONAL ARCHIVES AND RECORDS ADMINISTRATION | NARA | 29 CFR 1910.157 | Portable Fire Extinguishers | 2003
5742 | 10 44 16 | FIRE EXTINGUISHERS | 11/19 | UNDERWRITERS LABORATORIES | UL | UL 8 | UL Standard for Safety Water Based Agent Fire Extinguishers | 2016; Reprint Dec 2020
5743 | 10 44 16 | FIRE EXTINGUISHERS | 11/19 | UNDERWRITERS LABORATORIES | UL | UL 154 | UL Standard for Safety Carbon-Dioxide Fire Extinguishers | 2005; Reprint May 2021
5744 | 10 44 16 | FIRE EXTINGUISHERS | 11/19 | UNDERWRITERS LABORATORIES | UL | UL 299 | Dry Chemical Fire Extinguishers | 2012; May 2021
5745 | 10 44 16 | FIRE EXTINGUISHERS | 11/19 | UNDERWRITERS LABORATORIES | UL | UL 626 | 2-1/2 Gallon Stored-Pressure, Water-Type Fire Extinguishers | 2005; Reprint May 2021
5746 | 10 44 16 | FIRE EXTINGUISHERS | 11/19 | UNDERWRITERS LABORATORIES | UL | UL 2129 | UL Standard for Safety Halocarbon Clean Agent Fire Extinguishers | 2017; Reprint Apr 2021
5747 | 10 51 13 | LOCKERS | 08/24 | ASTM INTERNATIONAL | ASTM | ASTM A568/A568M | Standard Specification for Steel, Sheet, Carbon, Structural, and High-Strength, Low-Alloy, Hot-Rolled and Cold-Rolled, General Requirements for | 2019a
5748 | 10 51 13 | LOCKERS | 08/24 | ASTM INTERNATIONAL | ASTM | ASTM A653/A653M | Standard Specification for Steel Sheet, Zinc-Coated (Galvanized) or Zinc-Iron Alloy-Coated (Galvannealed) by the Hot-Dip Process | 2023
5749 | 10 51 13 | LOCKERS | 08/24 | ASTM INTERNATIONAL | ASTM | ASTM A924/A924M | Standard Specification for General Requirements for Steel Sheet, Metallic-Coated by the Hot-Dip Process | 2022a
5750 | 10 51 13 | LOCKERS | 08/24 | ASTM INTERNATIONAL | ASTM | ASTM A1008/A1008M | Standard Specification for Steel, Sheet, Cold-Rolled, Carbon, Structural, High-Strength Low-Alloy, High-Strength Low-Alloy with Improved Formability, Solution Hardened, and Bake Hardenable | 2024
5751 | 10 51 13 | LOCKERS | 08/24 | ASTM INTERNATIONAL | ASTM | ASTM B456 | Standard Specification for Electrodeposited Coatings of Copper Plus Nickel Plus Chromium and Nickel Plus Chromium | 2017; R 2022
5752 | 10 51 13 | LOCKERS | 08/24 | ASTM INTERNATIONAL | ASTM | ASTM D709 | Standard Specification for Laminated Thermosetting Materials | 2017
5753 | 10 51 13 | LOCKERS | 08/24 | ASTM INTERNATIONAL | ASTM | ASTM D3451 | Standard Guide for Testing Coating Powders and Powder Coatings | 2006; R 2017
5754 | 10 51 13 | LOCKERS | 08/24 | ASTM INTERNATIONAL | ASTM | ASTM D4976 | Standard Specification for Polyethylene Plastics Molding and Extrusion Materials | 2012; R 2020
5755 | 10 51 13 | LOCKERS | 08/24 | ASTM INTERNATIONAL | ASTM | ASTM D6386 | Standard Practice for Preparation of Zinc (Hot-Dip Galvanized) Coated Iron and Steel Product and Hardware Surfaces for Painting | 2022
5756 | 10 51 13 | LOCKERS | 08/24 | NATIONAL ELECTRICAL MANUFACTURERS ASSOCIATION | NEMA | ANSI/NEMA LD 3 | Standard for High-Pressure Decorative Laminates | 2005
5757 | 10 51 13 | LOCKERS | 08/24 | NATIONAL FIRE PROTECTION ASSOCIATION | NFPA | NFPA 286 | Standard Methods of Fire Tests for Evaluating Contribution of Wall and Ceiling Interior Finish to Room Fire Growth | 2024
5758 | 10 51 13 | LOCKERS | 08/24 | U.S. DEPARTMENT OF DEFENSE | DOD | MIL-PRF-22750 | Coating, Epoxy, High Solids | 2014; Rev G; Notice 1 2019
5759 | 10 51 13 | LOCKERS | 08/24 | U.S. DEPARTMENT OF DEFENSE | DOD | MIL-PRF-23377 | Primer Coatings: Epoxy, High Solids | 2012; Rev K
5760 | 10 51 13 | LOCKERS | 08/24 | U.S. GENERAL SERVICES ADMINISTRATION | GSA | FS AA-L-00486 | Lockers, Clothing, Steel | Rev J
5761 | 10 51 13 | LOCKERS | 08/24 | U.S. NATIONAL ARCHIVES AND RECORDS ADMINISTRATION | NARA | 36 CFR 1191 | Americans with Disabilities Act (ADA) Accessibility Guidelines for Buildings and Facilities; Architectural Barriers Act (ABA) Accessibility Guidelines
5762 | 10 56 13 | STEEL SHELVING | 08/24 | ASTM INTERNATIONAL | ASTM | ASTM D522/D522M | Mandrel Bend Test of Attached Organic Coatings | 2017
5763 | 10 56 13 | STEEL SHELVING | 08/24 | ASTM INTERNATIONAL | ASTM | ASTM D2794 | Standard Test Method for Resistance of Organic Coatings to the Effects of Rapid Deformation (Impact) | 1993; R 2019
5764 | 10 56 13 | STEEL SHELVING | 08/24 | ASTM INTERNATIONAL | ASTM | ASTM D3359 | Standard Test Methods for Rating Adhesion by Tape Test | 2017
5765 | 10 56 13 | STEEL SHELVING | 08/24 | MATERIAL HANDLING INDUSTRY OF AMERICA | MHI | MHI MH28.1 | Design, Testing, and Utilization of Industrial Steel Bin Shelving | 2024
5766 | 11 05 40 | COMMON WORK RESULTS FOR FOODSERVICE EQUIPMENT | 08/17, CHG 1: 02/18 | AMERICAN SOCIETY OF HEATING, REFRIGERATING AND AIR-CONDITIONING ENGINEERS | ASHRAE | ANSI/ASHRAE 15 & 34 | ANSI/ASHRAE Standard 15-Safety Standard for Refrigeration Systems and ANSI/ASHRAE Standard 34-Designation and Safety Classification of Refrigerants | 2022
5767 | 11 05 40 | COMMON WORK RESULTS FOR FOODSERVICE EQUIPMENT | 08/17, CHG 1: 02/18 | AMERICAN SOCIETY OF MECHANICAL ENGINEERS | ASME | ASME A112.19.3/CSA B45.4 | Stainless Steel Plumbing Fixtures | 2022
5768 | 11 05 40 | COMMON WORK RESULTS FOR FOODSERVICE EQUIPMENT | 08/17, CHG 1: 02/18 | AMERICAN SOCIETY OF MECHANICAL ENGINEERS | ASME | ASME B16.15 | Cast Copper Alloy Threaded Fittings Classes 125 and 250 | 2018
5769 | 11 05 40 | COMMON WORK RESULTS FOR FOODSERVICE EQUIPMENT | 08/17, CHG 1: 02/18 | AMERICAN SOCIETY OF MECHANICAL ENGINEERS | ASME | ASME B16.18 | Cast Copper Alloy Solder Joint Pressure Fittings | 2021
5770 | 11 05 40 | COMMON WORK RESULTS FOR FOODSERVICE EQUIPMENT | 08/17, CHG 1: 02/18 | AMERICAN SOCIETY OF MECHANICAL ENGINEERS | ASME | ASME B16.22 | Wrought Copper and Copper Alloy Solder Joint Pressure Fittings | 2021
5771 | 11 05 40 | COMMON WORK RESULTS FOR FOODSERVICE EQUIPMENT | 08/17, CHG 1: 02/18 | AMERICAN SOCIETY OF MECHANICAL ENGINEERS | ASME | ASME B16.26 | Standard for Cast Copper Alloy Fittings for Flared Copper Tubes | 2018
5772 | 11 05 40 | COMMON WORK RESULTS FOR FOODSERVICE EQUIPMENT | 08/17, CHG 1: 02/18 | AMERICAN WELDING SOCIETY | AWS | AWS A5.8/A5.8M | Specification for Filler Metals for Brazing and Braze Welding | 2019
5773 | 11 05 40 | COMMON WORK RESULTS FOR FOODSERVICE EQUIPMENT | 08/17, CHG 1: 02/18 | AMERICAN WELDING SOCIETY | AWS | AWS D1.1/D1.1M | Structural Welding Code - Steel | 2020; Errata 1 2021
5774 | 11 05 40 | COMMON WORK RESULTS FOR FOODSERVICE EQUIPMENT | 08/17, CHG 1: 02/18 | AMERICAN WELDING SOCIETY | AWS | AWS D9.1/D9.1M | Sheet Metal Welding Code | 2018
5775 | 11 05 40 | COMMON WORK RESULTS FOR FOODSERVICE EQUIPMENT | 08/17, CHG 1: 02/18 | AMERICAN WELDING SOCIETY | AWS | AWS D10.4 | Recommended Practices for Welding Austenitic Chromium-Nickel Stainless Steel Piping and Tubing | 1986; R 2000
5776 | 11 05 40 | COMMON WORK RESULTS FOR FOODSERVICE EQUIPMENT | 08/17, CHG 1: 02/18 | ASTM INTERNATIONAL | ASTM | ASTM A36/A36M | Standard Specification for Carbon Structural Steel | 2019
5777 | 11 05 40 | COMMON WORK RESULTS FOR FOODSERVICE EQUIPMENT | 08/17, CHG 1: 02/18 | ASTM INTERNATIONAL | ASTM | ASTM A123/A123M | Standard Specification for Zinc (Hot-Dip Galvanized) Coatings on Iron and Steel Products | 2017
5778 | 11 05 40 | COMMON WORK RESULTS FOR FOODSERVICE EQUIPMENT | 08/17, CHG 1: 02/18 | ASTM INTERNATIONAL | ASTM | ASTM A240/A240M | Standard Specification for Chromium and Chromium-Nickel Stainless Steel Plate, Sheet, and Strip for Pressure Vessels and for General Applications | 2024
5779 | 11 05 40 | COMMON WORK RESULTS FOR FOODSERVICE EQUIPMENT | 08/17, CHG 1: 02/18 | ASTM INTERNATIONAL | ASTM | ASTM A269/A269M | Standard Specification for Seamless and Welded Austenitic Stainless Steel Tubing for General Service | 2024
5780 | 11 05 40 | COMMON WORK RESULTS FOR FOODSERVICE EQUIPMENT | 08/17, CHG 1: 02/18 | ASTM INTERNATIONAL | ASTM | ASTM A270/A270M | Standard Specification for Seamless and Welded Austenitic and Ferritic/Austenitic Stainless Steel Sanitary Tubing | 2024
5781 | 11 05 40 | COMMON WORK RESULTS FOR FOODSERVICE EQUIPMENT | 08/17, CHG 1: 02/18 | ASTM INTERNATIONAL | ASTM | ASTM A276/A276M | Standard Specification for Stainless Steel Bars and Shapes | 2024
5782 | 11 05 40 | COMMON WORK RESULTS FOR FOODSERVICE EQUIPMENT | 08/17, CHG 1: 02/18 | ASTM INTERNATIONAL | ASTM | ASTM A480/A480M | Standard Specification for General Requirements for Flat-Rolled Stainless and Heat-Resisting Steel Plate, Sheet, and Strip | 2024
5783 | 11 05 40 | COMMON WORK RESULTS FOR FOODSERVICE EQUIPMENT | 08/17, CHG 1: 02/18 | ASTM INTERNATIONAL | ASTM | ASTM A653/A653M | Standard Specification for Steel Sheet, Zinc-Coated (Galvanized) or Zinc-Iron Alloy-Coated (Galvannealed) by the Hot-Dip Process | 2023
5784 | 11 05 40 | COMMON WORK RESULTS FOR FOODSERVICE EQUIPMENT | 08/17, CHG 1: 02/18 | ASTM INTERNATIONAL | ASTM | ASTM A666 | Standard Specification for Annealed or Cold-Worked Austenitic Stainless Steel Sheet, Strip, Plate and Flat Bar | 2023
5785 | 11 05 40 | COMMON WORK RESULTS FOR FOODSERVICE EQUIPMENT | 08/17, CHG 1: 02/18 | ASTM INTERNATIONAL | ASTM | ASTM B32 | Standard Specification for Solder Metal | 2020
5786 | 11 05 40 | COMMON WORK RESULTS FOR FOODSERVICE EQUIPMENT | 08/17, CHG 1: 02/18 | ASTM INTERNATIONAL | ASTM | ASTM B43 | Standard Specification for Seamless Red Brass Pipe, Standard Sizes | 2020
5787 | 11 05 40 | COMMON WORK RESULTS FOR FOODSERVICE EQUIPMENT | 08/17, CHG 1: 02/18 | ASTM INTERNATIONAL | ASTM | ASTM B88 | Standard Specification for Seamless Copper Water Tube | 2022
5788 | 11 05 40 | COMMON WORK RESULTS FOR FOODSERVICE EQUIPMENT | 08/17, CHG 1: 02/18 | ASTM INTERNATIONAL | ASTM | ASTM B88M | Standard Specification for Seamless Copper Water Tube (Metric) | 2020
5789 | 11 05 40 | COMMON WORK RESULTS FOR FOODSERVICE EQUIPMENT | 08/17, CHG 1: 02/18 | ASTM INTERNATIONAL | ASTM | ASTM C920 | Standard Specification for Elastomeric Joint Sealants | 2018
5790 | 11 05 40 | COMMON WORK RESULTS FOR FOODSERVICE EQUIPMENT | 08/17, CHG 1: 02/18 | ASTM INTERNATIONAL | ASTM | ASTM C1330 | Standard Specification for Cylindrical Sealant Backing for Use with Cold Liquid-Applied Sealants | 2023
5791 | 11 05 40 | COMMON WORK RESULTS FOR FOODSERVICE EQUIPMENT | 08/17, CHG 1: 02/18 | ASTM INTERNATIONAL | ASTM | ASTM D520 | Zinc Dust Pigment | 2000; R 2011
5792 | 11 05 40 | COMMON WORK RESULTS FOR FOODSERVICE EQUIPMENT | 08/17, CHG 1: 02/18 | CSA GROUP | CSA | CSA Directory | Product Index | updated continuously online
5793 | 11 05 40 | COMMON WORK RESULTS FOR FOODSERVICE EQUIPMENT | 08/17, CHG 1: 02/18 | NATIONAL ELECTRICAL MANUFACTURERS ASSOCIATION | NEMA | ANSI/NEMA LD 3 | Standard for High-Pressure Decorative Laminates | 2005
5794 | 11 05 40 | COMMON WORK RESULTS FOR FOODSERVICE EQUIPMENT | 08/17, CHG 1: 02/18 | NATIONAL ELECTRICAL MANUFACTURERS ASSOCIATION | NEMA | NEMA 250 | Enclosures for Electrical Equipment (1000 Volts Maximum) | 2020
5795 | 11 05 40 | COMMON WORK RESULTS FOR FOODSERVICE EQUIPMENT | 08/17, CHG 1: 02/18 | NATIONAL ELECTRICAL MANUFACTURERS ASSOCIATION | NEMA | NEMA ICS 2 | Industrial Control and Systems Controllers, Contactors, and Overload Relays Rated 600 V | 2000; R 2020
5796 | 11 05 40 | COMMON WORK RESULTS FOR FOODSERVICE EQUIPMENT | 08/17, CHG 1: 02/18 | NATIONAL ELECTRICAL MANUFACTURERS ASSOCIATION | NEMA | NEMA ICS 6 | Industrial Control and Systems: Enclosures | 1993; R 2016
5797 | 11 05 40 | COMMON WORK RESULTS FOR FOODSERVICE EQUIPMENT | 08/17, CHG 1: 02/18 | NATIONAL ELECTRICAL MANUFACTURERS ASSOCIATION | NEMA | NEMA MG 1 | Motors and Generators | 2021
5798 | 11 05 40 | COMMON WORK RESULTS FOR FOODSERVICE EQUIPMENT | 08/17, CHG 1: 02/18 | NATIONAL ELECTRICAL MANUFACTURERS ASSOCIATION | NEMA | NEMA MG 2 | Safety Standard for Construction and Guide for Selection, Installation and Use of Electric Motors and Generators | 2014
5799 | 11 05 40 | COMMON WORK RESULTS FOR FOODSERVICE EQUIPMENT | 08/17, CHG 1: 02/18 | NATIONAL FIRE PROTECTION ASSOCIATION | NFPA | NFPA 54 | National Fuel Gas Code | 2024
5800 | 11 05 40 | COMMON WORK RESULTS FOR FOODSERVICE EQUIPMENT | 08/17, CHG 1: 02/18 | NATIONAL FIRE PROTECTION ASSOCIATION | NFPA | NFPA 70 | National Electrical Code | 2023
5801 | 11 05 40 | COMMON WORK RESULTS FOR FOODSERVICE EQUIPMENT | 08/17, CHG 1: 02/18 | NSF INTERNATIONAL | NSF | NSF Food Equipment | NSF Product Listings of Food Equipment and Related Products, Components and Materials | 2005
5802 | 11 05 40 | COMMON WORK RESULTS FOR FOODSERVICE EQUIPMENT | 08/17, CHG 1: 02/18 | NSF INTERNATIONAL | NSF | NSF/ANSI 2 | Food Equipment | 2022
5803 | 11 05 40 | COMMON WORK RESULTS FOR FOODSERVICE EQUIPMENT | 08/17, CHG 1: 02/18 | NSF INTERNATIONAL | NSF | NSF/ANSI 6 | Dispensing Freezers | 2023
5804 | 11 05 40 | COMMON WORK RESULTS FOR FOODSERVICE EQUIPMENT | 08/17, CHG 1: 02/18 | NSF INTERNATIONAL | NSF | NSF/ANSI 7 | Commercial Refrigerators and Freezers | 2023
5805 | 11 05 40 | COMMON WORK RESULTS FOR FOODSERVICE EQUIPMENT | 08/17, CHG 1: 02/18 | NSF INTERNATIONAL | NSF | NSF/ANSI 8 | Commercial Powered Food Preparation Equipment | 2023
5806 | 11 05 40 | COMMON WORK RESULTS FOR FOODSERVICE EQUIPMENT | 08/17, CHG 1: 02/18 | NSF INTERNATIONAL | NSF | NSF/ANSI 14 | Plastics Piping System Components and Related Materials | 2023
5807 | 11 05 40 | COMMON WORK RESULTS FOR FOODSERVICE EQUIPMENT | 08/17, CHG 1: 02/18 | NSF INTERNATIONAL | NSF | NSF/ANSI 35 | High Pressure Decorative Laminates for Surfacing Food Service Equipment | 2020
5808 | 11 05 40 | COMMON WORK RESULTS FOR FOODSERVICE EQUIPMENT | 08/17, CHG 1: 02/18 | NSF INTERNATIONAL | NSF | NSF/ANSI 37 | Air Curtains for Entranceways in Food and Food Service Establishments | 2021
5809 | 11 05 40 | COMMON WORK RESULTS FOR FOODSERVICE EQUIPMENT | 08/17, CHG 1: 02/18 | NSF INTERNATIONAL | NSF | NSF/ANSI 51 | Food Equipment Materials | 2023
5810 | 11 05 40 | COMMON WORK RESULTS FOR FOODSERVICE EQUIPMENT | 08/17, CHG 1: 02/18 | NSF INTERNATIONAL | NSF | NSF/ANSI 59 | Mobile Food Carts | 2020
5811 | 11 05 40 | COMMON WORK RESULTS FOR FOODSERVICE EQUIPMENT | 08/17, CHG 1: 02/18 | NSF INTERNATIONAL | NSF | NSF/ANSI 169 | Special Purpose Food Equipment and Devices | 2023
5812 | 11 05 40 | COMMON WORK RESULTS FOR FOODSERVICE EQUIPMENT | 08/17, CHG 1: 02/18 | U.S. DEPARTMENT OF DEFENSE | DOD | DOD 4000.25-1-M | MILSTRIP - Military Standard Requisitioning and Issue Procedures | 2006
5813 | 11 05 40 | COMMON WORK RESULTS FOR FOODSERVICE EQUIPMENT | 08/17, CHG 1: 02/18 | U.S. DEPARTMENT OF ENERGY | DOE | Energy Star | Energy Star Energy Efficiency Labeling System (FEMP) | 1992; R 2006
5814 | 11 05 40 | COMMON WORK RESULTS FOR FOODSERVICE EQUIPMENT | 08/17, CHG 1: 02/18 | U.S. NATIONAL ARCHIVES AND RECORDS ADMINISTRATION | NARA | 29 CFR 1910-SUBPART D | Walking - Working Surfaces
5815 | 11 05 40 | COMMON WORK RESULTS FOR FOODSERVICE EQUIPMENT | 08/17, CHG 1: 02/18 | U.S. NATIONAL ARCHIVES AND RECORDS ADMINISTRATION | NARA | 29 CFR 1910.144 | Safety Color Code for Marking Physical Hazards
5816 | 11 05 40 | COMMON WORK RESULTS FOR FOODSERVICE EQUIPMENT | 08/17, CHG 1: 02/18 | U.S. NATIONAL ARCHIVES AND RECORDS ADMINISTRATION | NARA | 29 CFR 1910.145 | Specifications for Accident Prevention Signs and Tags
5817 | 11 05 40 | COMMON WORK RESULTS FOR FOODSERVICE EQUIPMENT | 08/17, CHG 1: 02/18 | U.S. NATIONAL ARCHIVES AND RECORDS ADMINISTRATION | NARA | 29 CFR 1910.212 | Safety Standard for Machinery and Machine Guarding
5818 | 11 05 40 | COMMON WORK RESULTS FOR FOODSERVICE EQUIPMENT | 08/17, CHG 1: 02/18 | U.S. NATIONAL ARCHIVES AND RECORDS ADMINISTRATION | NARA | 29 CFR 1910.306 | Specific Purpose Equipment and Installations
5819 | 11 05 40 | COMMON WORK RESULTS FOR FOODSERVICE EQUIPMENT | 08/17, CHG 1: 02/18 | U.S. NATIONAL ARCHIVES AND RECORDS ADMINISTRATION | NARA | PL 109-58 | Energy Policy Act of 2005 (EPAct05)
5820 | 11 05 40 | COMMON WORK RESULTS FOR FOODSERVICE EQUIPMENT | 08/17, CHG 1: 02/18 | UNDERWRITERS LABORATORIES | UL | UL 197 | UL Standard for Safety Commercial Electric Cooking Appliances | 2010; Reprint Mar 2023
5821 | 11 05 40 | COMMON WORK RESULTS FOR FOODSERVICE EQUIPMENT | 08/17, CHG 1: 02/18 | UNDERWRITERS LABORATORIES | UL | UL 207 | UL Standard for Safety Refrigerant-Containing Components and Accessories, Nonelectrical | 2022
5822 | 11 05 40 | COMMON WORK RESULTS FOR FOODSERVICE EQUIPMENT | 08/17, CHG 1: 02/18 | UNDERWRITERS LABORATORIES | UL | UL 471 | UL Standard for Safety Commercial Refrigerators and Freezers | 2010; Reprint Sep 2019
5823 | 11 05 40 | COMMON WORK RESULTS FOR FOODSERVICE EQUIPMENT | 08/17, CHG 1: 02/18 | UNDERWRITERS LABORATORIES | UL | UL 489 | UL Standard for Safety Molded-Case Circuit Breakers, Molded-Case Switches and Circuit-Breaker Enclosures | 2016; Rev 2019
5824 | 11 05 40 | COMMON WORK RESULTS FOR FOODSERVICE EQUIPMENT | 08/17, CHG 1: 02/18 | UNDERWRITERS LABORATORIES | UL | UL 763 | UL Standard for Safety Motor-Operated Commercial Food Preparing Machines | 2018; Reprint Jul 2023
5825 | 11 05 40 | COMMON WORK RESULTS FOR FOODSERVICE EQUIPMENT | 08/17, CHG 1: 02/18 | UNDERWRITERS LABORATORIES | UL | UL 1598 | UL Standard for Safety Luminaires | 2021; Reprint Jan 2024
5826 | 11 05 40 | COMMON WORK RESULTS FOR FOODSERVICE EQUIPMENT | 08/17, CHG 1: 02/18 | UNDERWRITERS LABORATORIES | UL | UL Elec Equip Dir | Electrical Appliance and Utilization Equipment Directory | 2011
5827 | 11 06 40.13 | FOODSERVICE EQUIPMENT SCHEDULE | 08/17 | NSF INTERNATIONAL | NSF | NSF Food Equipment | NSF Product Listings of Food Equipment and Related Products, Components and Materials | 2005
5828 | 11 06 40.13 | FOODSERVICE EQUIPMENT SCHEDULE | 08/17 | NSF INTERNATIONAL | NSF | NSF/ANSI 2 | Food Equipment | 2022
5829 | 11 06 40.13 | FOODSERVICE EQUIPMENT SCHEDULE | 08/17 | NSF INTERNATIONAL | NSF | NSF/ANSI 169 | Special Purpose Food Equipment and Devices | 2023
5830 | 11 06 40.13 | FOODSERVICE EQUIPMENT SCHEDULE | 08/17 | U.S. DEPARTMENT OF DEFENSE | DOD | DOD 4000.25-1-M | MILSTRIP - Military Standard Requisitioning and Issue Procedures | 2006
5831 | 11 06 40.13 | FOODSERVICE EQUIPMENT SCHEDULE | 08/17 | U.S. DEPARTMENT OF ENERGY | DOE | Energy Star | Energy Star Energy Efficiency Labeling System (FEMP) | 1992; R 2006
5832 | 11 06 40.13 | FOODSERVICE EQUIPMENT SCHEDULE | 08/17 | U.S. ENVIRONMENTAL PROTECTION AGENCY | EPA | EPA WaterSense | WaterSense Water Efficiency Labeling System | 2006
5833 | 11 13 19.13 | LOADING DOCK LEVELERS | 02/24 | AMERICAN WELDING SOCIETY | AWS | AWS C2.18 | Guide for the Protection of Steel with Thermal Sprayed Coatings of Aluminum and Zinc and Their Alloys and Composites | 1993; Errata 1993; R 2001
5834 | 11 13 19.13 | LOADING DOCK LEVELERS | 02/24 | ASTM INTERNATIONAL | ASTM | ASTM A123/A123M | Standard Specification for Zinc (Hot-Dip Galvanized) Coatings on Iron and Steel Products | 2017
5835 | 11 13 19.13 | LOADING DOCK LEVELERS | 02/24 | ASTM INTERNATIONAL | ASTM | ASTM A143/A143M | Standard Practice for Safeguarding Against Embrittlement of Hot-Dip Galvanized Structural Steel Products and Procedure for Detecting Embrittlement | 2007; R 2020
5836 | 11 13 19.13 | LOADING DOCK LEVELERS | 02/24 | ASTM INTERNATIONAL | ASTM | ASTM A153/A153M | Standard Specification for Zinc Coating (Hot-Dip) on Iron and Steel Hardware | 2023
5837 | 11 13 19.13 | LOADING DOCK LEVELERS | 02/24 | ASTM INTERNATIONAL | ASTM | ASTM D624 | Standard Test Method for Tear Strength of Conventional Vulcanized Rubber and Thermoplastic Elastomers | 2000; R 2020
5838 | 11 13 19.13 | LOADING DOCK LEVELERS | 02/24 | ASTM INTERNATIONAL | ASTM | ASTM D2000 | Standard Classification System for Rubber Products in Automotive Applications | 2018
5839 | 11 13 19.13 | LOADING DOCK LEVELERS | 02/24 | ASTM INTERNATIONAL | ASTM | ASTM D2632 | Standard Test Method for Rubber Property-Resilience by Vertical Rebound | 2015; R 2019
5840 | 11 13 19.13 | LOADING DOCK LEVELERS | 02/24 | MATERIAL HANDLING INDUSTRY OF AMERICA | MHI | MHI MH30.1 | Performance and Testing Requirements for Dock Leveling Devices | 2015
5841 | 11 13 19.13 | LOADING DOCK LEVELERS | 02/24 | MATERIAL HANDLING INDUSTRY OF AMERICA | MHI | MHI MH30.3 | Vehicle Restraining Devices | 2005
5842 | 11 13 19.13 | LOADING DOCK LEVELERS | 02/24 | NATIONAL ELECTRICAL MANUFACTURERS ASSOCIATION | NEMA | NEMA ICS 2 | Industrial Control and Systems Controllers, Contactors, and Overload Relays Rated 600 V | 2000; R 2020
5843 | 11 13 19.13 | LOADING DOCK LEVELERS | 02/24 | NATIONAL ELECTRICAL MANUFACTURERS ASSOCIATION | NEMA | NEMA ICS 6 | Industrial Control and Systems: Enclosures | 1993; R 2016
5844 | 11 13 19.13 | LOADING DOCK LEVELERS | 02/24 | NATIONAL ELECTRICAL MANUFACTURERS ASSOCIATION | NEMA | NEMA MG 1 | Motors and Generators | 2021
5845 | 11 13 19.13 | LOADING DOCK LEVELERS | 02/24 | NATIONAL FIRE PROTECTION ASSOCIATION | NFPA | NFPA 70 | National Electrical Code | 2023
5846 | 11 13 19.13 | LOADING DOCK LEVELERS | 02/24 | UNDERWRITERS LABORATORIES | UL | UL 943 | UL Standard for Safety Ground-Fault Circuit-Interrupters | 2016; Reprint Sep 2023
5847 | 11 31 13 | ELECTRIC KITCHEN EQUIPMENT | 08/17, CHG 1: 08/18 | NATIONAL FIRE PROTECTION ASSOCIATION | NFPA | NFPA 70 | National Electrical Code | 2023
5848 | 11 31 13 | ELECTRIC KITCHEN EQUIPMENT | 08/17, CHG 1: 08/18 | NATIONAL FIRE PROTECTION ASSOCIATION | NFPA | NFPA 96 | Standard for Ventilation Control and Fire Protection of Commercial Cooking Operations | 2024
5849 | 11 31 13 | ELECTRIC KITCHEN EQUIPMENT | 08/17, CHG 1: 08/18 | NSF INTERNATIONAL | NSF | NSF/ANSI 2 | Food Equipment | 2022
5850 | 11 31 13 | ELECTRIC KITCHEN EQUIPMENT | 08/17, CHG 1: 08/18 | U.S. DEPARTMENT OF ENERGY | DOE | Energy Star | Energy Star Energy Efficiency Labeling System (FEMP) | 1992; R 2006
5851 | 11 31 13 | ELECTRIC KITCHEN EQUIPMENT | 08/17, CHG 1: 08/18 | UNDERWRITERS LABORATORIES | UL | UL 197 | UL Standard for Safety Commercial Electric Cooking Appliances | 2010; Reprint Mar 2023
5852 | 11 31 13 | ELECTRIC KITCHEN EQUIPMENT | 08/17, CHG 1: 08/18 | UNDERWRITERS LABORATORIES | UL | UL 250 | Household Refrigerators and Freezers | 1993; Reprint Feb 2013
5853 | 11 31 13 | ELECTRIC KITCHEN EQUIPMENT | 08/17, CHG 1: 08/18 | UNDERWRITERS LABORATORIES | UL | UL 430 | UL Standard for Safety Waste Disposers | 2015; Reprint Sep 2021
5854 | 11 31 13 | ELECTRIC KITCHEN EQUIPMENT | 08/17, CHG 1: 08/18 | UNDERWRITERS LABORATORIES | UL | UL 710 | UL Standard for Safety Exhaust Hoods for Commercial Cooking Equipment | 2024
5855 | 11 31 13 | ELECTRIC KITCHEN EQUIPMENT | 08/17, CHG 1: 08/18 | UNDERWRITERS LABORATORIES | UL | UL 749 | UL Standard for Safety Household Dishwashers | 2023
5856 | 11 31 13 | ELECTRIC KITCHEN EQUIPMENT | 08/17, CHG 1: 08/18 | UNDERWRITERS LABORATORIES | UL | UL 858 | UL Standard for Safety Household Electric Ranges | 2014; Reprint Jul 2023
5857 | 11 31 13 | ELECTRIC KITCHEN EQUIPMENT | 08/17, CHG 1: 08/18 | UNDERWRITERS LABORATORIES | UL | UL 921 | UL Standard for Safety Commercial Dishwashers | 2020
5858 | 11 31 13 | ELECTRIC KITCHEN EQUIPMENT | 08/17, CHG 1: 08/18 | UNDERWRITERS LABORATORIES | UL | UL 923 | UL Standard for Safety Microwave Cooking Appliances | 2013; Reprint May 2024
5859 | 11 31 13 | ELECTRIC KITCHEN EQUIPMENT | 08/17, CHG 1: 08/18 | UNDERWRITERS LABORATORIES | UL | UL 1086 | UL Standard for Safety Household Trash Compactors | 2016; Reprint May 2022
5860 | 11 41 11 | REFRIGERATED AND FROZEN FOOD STORAGE EQUIPMENT | 08/17 | AMERICAN SOCIETY OF HEATING, REFRIGERATING AND AIR-CONDITIONING ENGINEERS | ASHRAE | ANSI/ASHRAE 15 & 34 | ANSI/ASHRAE Standard 15-Safety Standard for Refrigeration Systems and ANSI/ASHRAE Standard 34-Designation and Safety Classification of Refrigerants | 2022
5861 | 11 41 11 | REFRIGERATED AND FROZEN FOOD STORAGE EQUIPMENT | 08/17 | AMERICAN SOCIETY OF HEATING, REFRIGERATING AND AIR-CONDITIONING ENGINEERS | ASHRAE | ASHRAE 189.1 | Standard for the Design of High-Performance Green Buildings Except Low-Rise Residential Buildings | 2014
5862 | 11 41 11 | REFRIGERATED AND FROZEN FOOD STORAGE EQUIPMENT | 08/17 | ASTM INTERNATIONAL | ASTM | ASTM E84 | Standard Test Method for Surface Burning Characteristics of Building Materials | 2023
5863 | 11 41 11 | REFRIGERATED AND FROZEN FOOD STORAGE EQUIPMENT | 08/17 | NSF INTERNATIONAL | NSF | NSF Food Equipment | NSF Product Listings of Food Equipment and Related Products, Components and Materials | 2005
5864 | 11 41 11 | REFRIGERATED AND FROZEN FOOD STORAGE EQUIPMENT | 08/17 | NSF INTERNATIONAL | NSF | NSF/ANSI 2 | Food Equipment | 2022
5865 | 11 41 11 | REFRIGERATED AND FROZEN FOOD STORAGE EQUIPMENT | 08/17 | NSF INTERNATIONAL | NSF | NSF/ANSI 6 | Dispensing Freezers | 2023
5866 | 11 41 11 | REFRIGERATED AND FROZEN FOOD STORAGE EQUIPMENT | 08/17 | NSF INTERNATIONAL | NSF | NSF/ANSI 7 | Commercial Refrigerators and Freezers | 2023
5867 | 11 41 11 | REFRIGERATED AND FROZEN FOOD STORAGE EQUIPMENT | 08/17 | UNDERWRITERS LABORATORIES | UL | UL 207 | UL Standard for Safety Refrigerant-Containing Components and Accessories, Nonelectrical | 2022
5868 | 11 41 11 | REFRIGERATED AND FROZEN FOOD STORAGE EQUIPMENT | 08/17 | UNDERWRITERS LABORATORIES | UL | UL 471 | UL Standard for Safety Commercial Refrigerators and Freezers | 2010; Reprint Sep 2019
5869 | 11 41 11 | REFRIGERATED AND FROZEN FOOD STORAGE EQUIPMENT | 08/17 | UNDERWRITERS LABORATORIES | UL | UL 723 | UL Standard for Safety Test for Surface Burning Characteristics of Building Materials | 2020
5870 | 11 41 11 | REFRIGERATED AND FROZEN FOOD STORAGE EQUIPMENT | 08/17 | UNDERWRITERS LABORATORIES | UL | UL 1598 | UL Standard for Safety Luminaires | 2021; Reprint Jan 2024
5871 | 11 42 00 | FOOD PREPARATION EQUIPMENT | 08/17 | AMERICAN SOCIETY OF MECHANICAL ENGINEERS | ASME | ASME A112.19.3/CSA B45.4 | Stainless Steel Plumbing Fixtures | 2022
5872 | 11 42 00 | FOOD PREPARATION EQUIPMENT | 08/17 | NSF INTERNATIONAL | NSF | NSF Food Equipment | NSF Product Listings of Food Equipment and Related Products, Components and Materials | 2005
5873 | 11 42 00 | FOOD PREPARATION EQUIPMENT | 08/17 | NSF INTERNATIONAL | NSF | NSF/ANSI 2 | Food Equipment | 2022
5874 | 11 42 00 | FOOD PREPARATION EQUIPMENT | 08/17 | NSF INTERNATIONAL | NSF | NSF/ANSI 8 | Commercial Powered Food Preparation Equipment | 2023
5875 | 11 42 00 | FOOD PREPARATION EQUIPMENT | 08/17 | NSF INTERNATIONAL | NSF | NSF/ANSI 59 | Mobile Food Carts | 2020
5876 | 11 42 00 | FOOD PREPARATION EQUIPMENT | 08/17 | U.S. NATIONAL ARCHIVES AND RECORDS ADMINISTRATION | NARA | 29 CFR 1910-SUBPART D | Walking - Working Surfaces
5877 | 11 42 00 | FOOD PREPARATION EQUIPMENT | 08/17 | U.S. NATIONAL ARCHIVES AND RECORDS ADMINISTRATION | NARA | 29 CFR 1910.144 | Safety Color Code for Marking Physical Hazards
5878 | 11 42 00 | FOOD PREPARATION EQUIPMENT | 08/17 | U.S. NATIONAL ARCHIVES AND RECORDS ADMINISTRATION | NARA | 29 CFR 1910.145 | Specifications for Accident Prevention Signs and Tags
5879 | 11 42 00 | FOOD PREPARATION EQUIPMENT | 08/17 | U.S. NATIONAL ARCHIVES AND RECORDS ADMINISTRATION | NARA | 29 CFR 1910.212 | Safety Standard for Machinery and Machine Guarding
5880 | 11 42 00 | FOOD PREPARATION EQUIPMENT | 08/17 | U.S. NATIONAL ARCHIVES AND RECORDS ADMINISTRATION | NARA | 29 CFR 1910.306 | Specific Purpose Equipment and Installations
5881 | 11 44 00 | FOOD COOKING EQUIPMENT | 08/17, CHG 1: 08/18 | AMERICAN SOCIETY OF SANITARY ENGINEERING | ASSE | ASSE 1001 | Performance Requirements for Atmospheric Type Vacuum Breakers | 2021
5882 | 11 44 00 | FOOD COOKING EQUIPMENT | 08/17, CHG 1: 08/18 | AMERICAN WELDING SOCIETY | AWS | AWS A5.8/A5.8M | Specification for Filler Metals for Brazing and Braze Welding | 2019
5883 | 11 44 00 | FOOD COOKING EQUIPMENT | 08/17, CHG 1: 08/18 | AMERICAN WELDING SOCIETY | AWS | AWS D1.1/D1.1M | Structural Welding Code - Steel | 2020; Errata 1 2021
5884 | 11 44 00 | FOOD COOKING EQUIPMENT | 08/17, CHG 1: 08/18 | AMERICAN WELDING SOCIETY | AWS | AWS D9.1/D9.1M | Sheet Metal Welding Code | 2018
5885 | 11 44 00 | FOOD COOKING EQUIPMENT | 08/17, CHG 1: 08/18 | AMERICAN WELDING SOCIETY | AWS | AWS D10.4 | Recommended Practices for Welding Austenitic Chromium-Nickel Stainless Steel Piping and Tubing | 1986; R 2000
5886 | 11 44 00 | FOOD COOKING EQUIPMENT | 08/17, CHG 1: 08/18 | CSA GROUP | CSA | CSA C22.2 No. 109 | Commercial Cooking Appliances | 2017; R 2022
5887 | 11 44 00 | FOOD COOKING EQUIPMENT | 08/17, CHG 1: 08/18 | CSA GROUP | CSA | CSA Directory | Product Index | updated continuously online
5888 | 11 44 00 | FOOD COOKING EQUIPMENT | 08/17, CHG 1: 08/18 | NATIONAL FIRE PROTECTION ASSOCIATION | NFPA | NFPA 10 | Standard for Portable Fire Extinguishers | 2022; ERTA 1 2021
5889 | 11 44 00 | FOOD COOKING EQUIPMENT | 08/17, CHG 1: 08/18 | NATIONAL FIRE PROTECTION ASSOCIATION | NFPA | NFPA 54 | National Fuel Gas Code | 2024
5890 | 11 44 00 | FOOD COOKING EQUIPMENT | 08/17, CHG 1: 08/18 | NATIONAL FIRE PROTECTION ASSOCIATION | NFPA | NFPA 70 | National Electrical Code | 2023
5891 | 11 44 00 | FOOD COOKING EQUIPMENT | 08/17, CHG 1: 08/18 | NATIONAL FIRE PROTECTION ASSOCIATION | NFPA | NFPA 96 | Standard for Ventilation Control and Fire Protection of Commercial Cooking Operations | 2024
5892 | 11 44 00 | FOOD COOKING EQUIPMENT | 08/17, CHG 1: 08/18 | NSF INTERNATIONAL | NSF | NSF/ANSI 2 | Food Equipment | 2022
5893 | 11 44 00 | FOOD COOKING EQUIPMENT | 08/17, CHG 1: 08/18 | NSF INTERNATIONAL | NSF | NSF/ANSI 4 | Commercial Cooking, Rethermalization and Powered Hot Food Holding and Transportation Equipment | 2022
5894 | 11 44 00 | FOOD COOKING EQUIPMENT | 08/17, CHG 1: 08/18 | NSF INTERNATIONAL | NSF | NSF/ANSI 51 | Food Equipment Materials | 2023
5895 | 11 44 00 | FOOD COOKING EQUIPMENT | 08/17, CHG 1: 08/18 | NSF INTERNATIONAL | NSF | NSF/ANSI 52 | Supplemental Flooring | 2020
5896 | 11 44 00 | FOOD COOKING EQUIPMENT | 08/17, CHG 1: 08/18 | NSF INTERNATIONAL | NSF | NSF/ANSI 169 | Special Purpose Food Equipment and Devices | 2023
5897 | 11 44 00 | FOOD COOKING EQUIPMENT | 08/17, CHG 1: 08/18 | SHEET METAL AND AIR CONDITIONING CONTRACTORS' NATIONAL ASSOCIATION | SMACNA | SMACNA 1767 | Kitchen Ventilation Systems & Food Service Equipment Fabrication & Installation Guidelines, 1st Edition | 2001
5898 | 11 44 00 | FOOD COOKING EQUIPMENT | 08/17, CHG 1: 08/18 | SHEET METAL AND AIR CONDITIONING CONTRACTORS' NATIONAL ASSOCIATION | SMACNA | SMACNA 1966 | HVAC Duct Construction Standards Metal and Flexible, 4th Edition | 2020
5899 | 11 44 00 | FOOD COOKING EQUIPMENT | 08/17, CHG 1: 08/18 | U.S. DEPARTMENT OF DEFENSE | DOD | DOD 4000.25-1-M | MILSTRIP - Military Standard Requisitioning and Issue Procedures | 2006
5900 | 11 44 00 | FOOD COOKING EQUIPMENT | 08/17, CHG 1: 08/18 | U.S. DEPARTMENT OF ENERGY | DOE | Energy Star | Energy Star Energy Efficiency Labeling System (FEMP) | 1992; R 2006
5901 | 11 44 00 | FOOD COOKING EQUIPMENT | 08/17, CHG 1: 08/18 | U.S. ENVIRONMENTAL PROTECTION AGENCY | EPA | EPA WaterSense | WaterSense Water Efficiency Labeling System | 2006
5902 | 11 44 00 | FOOD COOKING EQUIPMENT | 08/17, CHG 1: 08/18 | U.S. NATIONAL ARCHIVES AND RECORDS ADMINISTRATION | NARA | 29 CFR 1910 | Occupational Safety and Health Standards
5903 | 11 44 00 | FOOD COOKING EQUIPMENT | 08/17, CHG 1: 08/18 | U.S. NATIONAL ARCHIVES AND RECORDS ADMINISTRATION | NARA | 29 CFR 1910-SUBPART D | Walking - Working Surfaces
5904 | 11 44 00 | FOOD COOKING EQUIPMENT | 08/17, CHG 1: 08/18 | UNDERWRITERS LABORATORIES | UL | UL 197 | UL Standard for Safety Commercial Electric Cooking Appliances | 2010; Reprint Mar 2023
5905 | 11 44 00 | FOOD COOKING EQUIPMENT | 08/17, CHG 1: 08/18 | UNDERWRITERS LABORATORIES | UL | UL 489 | UL Standard for Safety Molded-Case Circuit Breakers, Molded-Case Switches and Circuit-Breaker Enclosures | 2016; Rev 2019
5906 | 11 44 00 | FOOD COOKING EQUIPMENT | 08/17, CHG 1: 08/18 | UNDERWRITERS LABORATORIES | UL | UL 710 | UL Standard for Safety Exhaust Hoods for Commercial Cooking Equipment | 2024
5907 | 11 44 00 | FOOD COOKING EQUIPMENT | 08/17, CHG 1: 08/18 | UNDERWRITERS LABORATORIES | UL | UL 763 | UL Standard for Safety Motor-Operated Commercial Food Preparing Machines | 2018; Reprint Jul 2023
5908 | 11 44 00 | FOOD COOKING EQUIPMENT | 08/17, CHG 1: 08/18 | UNDERWRITERS LABORATORIES | UL | UL 1598 | UL Standard for Safety Luminaires | 2021; Reprint Jan 2024
5909 | 11 44 00 | FOOD COOKING EQUIPMENT | 08/17, CHG 1: 08/18 | UNDERWRITERS LABORATORIES | UL | UL Electrical Appliance | Electrical Appliance and Utilization Equipment Directory | 2012
5910 | 11 46 00 | FOOD DISPENSING EQUIPMENT | 01/08 | AMERICAN SOCIETY OF MECHANICAL ENGINEERS | ASME | ASME A112.19.3/CSA B45.4 | Stainless Steel Plumbing Fixtures | 2022
5911 | 11 46 00 | FOOD DISPENSING EQUIPMENT | 01/08 | NSF INTERNATIONAL | NSF | NSF 53A | Drinking Water Treatment Units - Health Effects | 2012
5912 | 11 46 00 | FOOD DISPENSING EQUIPMENT | 01/08 | NSF INTERNATIONAL | NSF | NSF/ANSI 2 | Food Equipment | 2022
5913 | 11 46 00 | FOOD DISPENSING EQUIPMENT | 01/08 | NSF INTERNATIONAL | NSF | NSF/ANSI 4 | Commercial Cooking, Rethermalization and Powered Hot Food Holding and Transportation Equipment | 2022
5914 | 11 46 00 | FOOD DISPENSING EQUIPMENT | 01/08 | NSF INTERNATIONAL | NSF | NSF/ANSI 6 | Dispensing Freezers | 2023
5915 | 11 46 00 | FOOD DISPENSING EQUIPMENT | 01/08 | NSF INTERNATIONAL | NSF | NSF/ANSI 14 | Plastics Piping System Components and Related Materials | 2023
5916 | 11 46 00 | FOOD DISPENSING EQUIPMENT | 01/08 | NSF INTERNATIONAL | NSF | NSF/ANSI 18 | Manual Food and Beverage Dispensing Equipment | 2023
5917 | 11 46 00 | FOOD DISPENSING EQUIPMENT | 01/08 | NSF INTERNATIONAL | NSF | NSF/ANSI 20 | Commercial Bulk Milk Dispensing Equipment | 2023
5918 | 11 46 00 | FOOD DISPENSING EQUIPMENT | 01/08 | NSF INTERNATIONAL | NSF | NSF/ANSI 25 | Vending Machines for Food and Beverages | 2023
5919 | 11 46 00 | FOOD DISPENSING EQUIPMENT | 01/08 | NSF INTERNATIONAL | NSF | NSF/ANSI 36 | Dinnerware | 2012
5920 | 11 46 00 | FOOD DISPENSING EQUIPMENT | 01/08 | NSF INTERNATIONAL | NSF | NSF/ANSI 42 | Drinking Water Treatment Units - Aesthetic Effects | 2023
5921 | 11 46 00 | FOOD DISPENSING EQUIPMENT | 01/08 | NSF INTERNATIONAL | NSF | NSF/ANSI 51 | Food Equipment Materials | 2023
5922 | 11 46 00 | FOOD DISPENSING EQUIPMENT | 01/08 | NSF INTERNATIONAL | NSF | NSF/ANSI 169 | Special Purpose Food Equipment and Devices | 2023
5923 | 11 46 00 | FOOD DISPENSING EQUIPMENT | 01/08 | U.S. DEPARTMENT OF ENERGY | DOE | Energy Star | Energy Star Energy Efficiency Labeling System (FEMP) | 1992; R 2006
5924 | 11 46 00 | FOOD DISPENSING EQUIPMENT | 01/08 | U.S. NATIONAL ARCHIVES AND RECORDS ADMINISTRATION | NARA | 29 CFR 1910-SUBPART D | Walking - Working Surfaces
5925 | 11 46 00 | FOOD DISPENSING EQUIPMENT | 01/08 | U.S. NATIONAL ARCHIVES AND RECORDS ADMINISTRATION | NARA | 29 CFR 1910.144 | Safety Color Code for Marking Physical Hazards
5926 | 11 46 00 | FOOD DISPENSING EQUIPMENT | 01/08 | U.S. NATIONAL ARCHIVES AND RECORDS ADMINISTRATION | NARA | 29 CFR 1910.145 | Specifications for Accident Prevention Signs and Tags
5927 | 11 46 00 | FOOD DISPENSING EQUIPMENT | 01/08 | U.S. NATIONAL ARCHIVES AND RECORDS ADMINISTRATION | NARA | 29 CFR 1910.306 | Specific Purpose Equipment and Installations
5928 | 11 47 00 | ICE MACHINES | 08/17, CHG 1: 08/18 | NSF INTERNATIONAL | NSF | NSF/ANSI 12 | Automatic Ice Making Equipment | 2023
5929 | 11 47 00 | ICE MACHINES | 08/17, CHG 1: 08/18 | NSF INTERNATIONAL | NSF | NSF/ANSI 14 | Plastics Piping System Components and Related Materials | 2023
5930 | 11 47 00 | ICE MACHINES | 08/17, CHG 1: 08/18 | NSF INTERNATIONAL | NSF | NSF/ANSI 169 | Special Purpose Food Equipment and Devices | 2023
5931 | 11 47 00 | ICE MACHINES | 08/17, CHG 1: 08/18 | U.S. DEPARTMENT OF ENERGY | DOE | Energy Star | Energy Star Energy Efficiency Labeling System (FEMP) | 1992; R 2006
5932 | 11 47 00 | ICE MACHINES | 08/17, CHG 1: 08/18 | U.S. NATIONAL ARCHIVES AND RECORDS ADMINISTRATION | NARA | 29 CFR 1910-SUBPART D | Walking - Working Surfaces
5933 | 11 47 00 | ICE MACHINES | 08/17, CHG 1: 08/18 | U.S. NATIONAL ARCHIVES AND RECORDS ADMINISTRATION | NARA | 29 CFR 1910.144 | Safety Color Code for Marking Physical Hazards
5934 | 11 47 00 | ICE MACHINES | 08/17, CHG 1: 08/18 | U.S. NATIONAL ARCHIVES AND RECORDS ADMINISTRATION | NARA | 29 CFR 1910.145 | Specifications for Accident Prevention Signs and Tags
5935 | 11 47 00 | ICE MACHINES | 08/17, CHG 1: 08/18 | U.S. NATIONAL ARCHIVES AND RECORDS ADMINISTRATION | NARA | 29 CFR 1910.306 | Specific Purpose Equipment and Installations
5936 | 11 48 00 | CLEANING AND DISPOSAL EQUIPMENT | 08/17, CHG 1: 08/18 | AMERICAN CONFERENCE OF GOVERNMENTAL INDUSTRIAL HYGIENISTS | ACGIH | ACGIH-2097 | Industrial Ventilation: A Manual of Recommended Practice (Metric) | 2013
5937 | 11 48 00 | CLEANING AND DISPOSAL EQUIPMENT | 08/17, CHG 1: 08/18 | AMERICAN CONFERENCE OF GOVERNMENTAL INDUSTRIAL HYGIENISTS | ACGIH | ACGIH-2106 | Industrial Ventilation: A Manual of Recommended Practice for Operation and Maintenance | 2007
5938 | 11 48 00 | CLEANING AND DISPOSAL EQUIPMENT | 08/17, CHG 1: 08/18 | AMERICAN SOCIETY OF SANITARY ENGINEERING | ASSE | ASSE 1009 | Performance Requirements for Commercial Food Waste Grinder Units | 1990
5939 | 11 48 00 | CLEANING AND DISPOSAL EQUIPMENT | 08/17, CHG 1: 08/18 | NATIONAL ELECTRICAL MANUFACTURERS ASSOCIATION | NEMA | NEMA 250 | Enclosures for Electrical Equipment (1000 Volts Maximum) | 2020
5940 | 11 48 00 | CLEANING AND DISPOSAL EQUIPMENT | 08/17, CHG 1: 08/18 | NATIONAL ELECTRICAL MANUFACTURERS ASSOCIATION | NEMA | NEMA ICS 2 | Industrial Control and Systems Controllers, Contactors, and Overload Relays Rated 600 V | 2000; R 2020
5941 | 11 48 00 | CLEANING AND DISPOSAL EQUIPMENT | 08/17, CHG 1: 08/18 | NATIONAL ELECTRICAL MANUFACTURERS ASSOCIATION | NEMA | NEMA ICS 6 | Industrial Control and Systems: Enclosures | 1993; R 2016
5942 | 11 48 00 | CLEANING AND DISPOSAL EQUIPMENT | 08/17, CHG 1: 08/18 | NATIONAL FIRE PROTECTION ASSOCIATION | NFPA | NFPA 70 | National Electrical Code | 2023
5943 | 11 48 00 | CLEANING AND DISPOSAL EQUIPMENT | 08/17, CHG 1: 08/18 | NATIONAL FIRE PROTECTION ASSOCIATION | NFPA | NFPA 96 | Standard for Ventilation Control and Fire Protection of Commercial Cooking Operations | 2024
5944 | 11 48 00 | CLEANING AND DISPOSAL EQUIPMENT | 08/17, CHG 1: 08/18 | NSF INTERNATIONAL | NSF | NSF Food Equipment | NSF Product Listings of Food Equipment and Related Products, Components and Materials | 2005
5945 | 11 48 00 | CLEANING AND DISPOSAL EQUIPMENT | 08/17, CHG 1: 08/18 | NSF INTERNATIONAL | NSF | NSF/ANSI 2 | Food Equipment | 2022
5946 | 11 48 00 | CLEANING AND DISPOSAL EQUIPMENT | 08/17, CHG 1: 08/18 | NSF INTERNATIONAL | NSF | NSF/ANSI 3 | Commercial Warewashing Equipment | 2021
5947 | 11 48 00 | CLEANING AND DISPOSAL EQUIPMENT | 08/17, CHG 1: 08/18 | NSF INTERNATIONAL | NSF | NSF/ANSI 13 | Refuse Processors and Processing Equipment | 2020
5948 | 11 48 00 | CLEANING AND DISPOSAL EQUIPMENT | 08/17, CHG 1: 08/18 | NSF INTERNATIONAL | NSF | NSF/ANSI 21 | Thermoplastic Refuse Containers | 2022
5949 | 11 48 00 | CLEANING AND DISPOSAL EQUIPMENT | 08/17, CHG 1: 08/18 | NSF INTERNATIONAL | NSF | NSF/ANSI 29 | Detergent and Chemical Feeders for Commercial Spray-Type Dishwashing Machines | 2021
5950 | 11 48 00 | CLEANING AND DISPOSAL EQUIPMENT | 08/17, CHG 1: 08/18 | NSF INTERNATIONAL | NSF | NSF/ANSI 59 | Mobile Food Carts | 2020
5951 | 11 48 00 | CLEANING AND DISPOSAL EQUIPMENT | 08/17, CHG 1: 08/18 | NSF INTERNATIONAL | NSF | NSF/ANSI 222 | Ozone Generators | 2006e; R 2011
5952 | 11 48 00 | CLEANING AND DISPOSAL EQUIPMENT | 08/17, CHG 1: 08/18 | SHEET METAL AND AIR CONDITIONING CONTRACTORS' NATIONAL ASSOCIATION | SMACNA | SMACNA 1966 | HVAC Duct Construction Standards Metal and Flexible, 4th Edition | 2020
5953 | 11 48 00 | CLEANING AND DISPOSAL EQUIPMENT | 08/17, CHG 1: 08/18 | U.S. DEPARTMENT OF ENERGY | DOE | Energy Star | Energy Star Energy Efficiency Labeling System (FEMP) | 1992; R 2006
5954 | 11 48 00 | CLEANING AND DISPOSAL EQUIPMENT | 08/17, CHG 1: 08/18 | U.S. ENVIRONMENTAL PROTECTION AGENCY | EPA | EPA WaterSense | WaterSense Water Efficiency Labeling System | 2006
5955 | 11 48 00 | CLEANING AND DISPOSAL EQUIPMENT | 08/17, CHG 1: 08/18 | U.S. NATIONAL ARCHIVES AND RECORDS ADMINISTRATION | NARA | 29 CFR 1910-SUBPART D | Walking - Working Surfaces
5956 | 11 48 00 | CLEANING AND DISPOSAL EQUIPMENT | 08/17, CHG 1: 08/18 | U.S. NATIONAL ARCHIVES AND RECORDS ADMINISTRATION | NARA | 29 CFR 1910.144 | Safety Color Code for Marking Physical Hazards
5957 | 11 48 00 | CLEANING AND DISPOSAL EQUIPMENT | 08/17, CHG 1: 08/18 | U.S. NATIONAL ARCHIVES AND RECORDS ADMINISTRATION | NARA | 29 CFR 1910.145 | Specifications for Accident Prevention Signs and Tags
5958 | 11 48 00 | CLEANING AND DISPOSAL EQUIPMENT | 08/17, CHG 1: 08/18 | U.S. NATIONAL ARCHIVES AND RECORDS ADMINISTRATION | NARA | 29 CFR 1910.212 | Safety Standard for Machinery and Machine Guarding
5959 | 11 48 00 | CLEANING AND DISPOSAL EQUIPMENT | 08/17, CHG 1: 08/18 | U.S. NATIONAL ARCHIVES AND RECORDS ADMINISTRATION | NARA | 29 CFR 1910.306 | Specific Purpose Equipment and Installations
5960 | 11 48 00 | CLEANING AND DISPOSAL EQUIPMENT | 08/17, CHG 1: 08/18 | UNDERWRITERS LABORATORIES | UL | UL 197 | UL Standard for Safety Commercial Electric Cooking Appliances | 2010; Reprint Mar 2023
5961 | 11 48 00 | CLEANING AND DISPOSAL EQUIPMENT | 08/17, CHG 1: 08/18 | UNDERWRITERS LABORATORIES | UL | UL 471 | UL Standard for Safety Commercial Refrigerators and Freezers | 2010; Reprint Sep 2019
5962 | 11 48 00 | CLEANING AND DISPOSAL EQUIPMENT | 08/17, CHG 1: 08/18 | UNDERWRITERS LABORATORIES | UL | UL 1598 | UL Standard for Safety Luminaires | 2021; Reprint Jan 2024
5963 | 11 53 00 | LABORATORY EQUIPMENT AND FUMEHOODS | 05/11, CHG 1: 11/17 | AMERICAN CONFERENCE OF GOVERNMENTAL INDUSTRIAL HYGIENISTS | ACGIH | ACGIH-2097 | Industrial Ventilation: A Manual of Recommended Practice (Metric) | 2013
5964 | 11 53 00 | LABORATORY EQUIPMENT AND FUMEHOODS | 05/11, CHG 1: 11/17 | ASTM INTERNATIONAL | ASTM | ASTM A1008/A1008M | Standard Specification for Steel, Sheet, Cold-Rolled, Carbon, Structural, High-Strength Low-Alloy, High-Strength Low-Alloy with Improved Formability, Solution Hardened, and Bake Hardenable | 2024
5965 | 11 53 00 | LABORATORY EQUIPMENT AND FUMEHOODS | 05/11, CHG 1: 11/17 | ASTM INTERNATIONAL | ASTM | ASTM B221 | Standard Specification for Aluminum and Aluminum-Alloy Extruded Bars, Rods, Wire, Profiles, and Tubes | 2021
5966 | 11 53 00 | LABORATORY EQUIPMENT AND FUMEHOODS | 05/11, CHG 1: 11/17 | ASTM INTERNATIONAL | ASTM | ASTM B221M | Standard Specification for Aluminum and Aluminum-Alloy Extruded Bars, Rods, Wire, Profiles, and Tubes (Metric) | 2021
5967 | 11 53 00 | LABORATORY EQUIPMENT AND FUMEHOODS | 05/11, CHG 1: 11/17 | ASTM INTERNATIONAL | ASTM | ASTM C1048 | Standard Specification for Heat-Strengthened and Fully Tempered Flat Glass | 2018
5968 | 11 53 00 | LABORATORY EQUIPMENT AND FUMEHOODS | 05/11, CHG 1: 11/17 | CENTERS FOR DISEASE CONTROL AND PREVENTION | CDC | CDC 21-1112 | Biosafety in Microbiological and Biomedical Laboratories, 5th Edition | 2009
5969 | 11 53 00 | LABORATORY EQUIPMENT AND FUMEHOODS | 05/11, CHG 1: 11/17 | NATIONAL FIRE PROTECTION ASSOCIATION | NFPA | NFPA 45 | Standard on Fire Protection for Laboratories Using Chemicals | 2024
5970 | 11 53 00 | LABORATORY EQUIPMENT AND FUMEHOODS | 05/11, CHG 1: 11/17 | NATIONAL FIRE PROTECTION ASSOCIATION | NFPA | NFPA 70 | National Electrical Code | 2023
5971 | 11 53 00 | LABORATORY EQUIPMENT AND FUMEHOODS | 05/11, CHG 1: 11/17 | UNDERWRITERS LABORATORIES | UL | UL 586 | UL Standard for Safety High-Efficiency Particulate, Air Filter Units | 2009; Reprint Sep 2022
5972 | 11 68 13 | PLAYGROUND EQUIPMENT | 08/17, CHG 1: 08/18 | AMERICAN FOREST FOUNDATION | AFF | ATFS STANDARDS | American Tree Farm System Standards of Sustainability | 2021
5973 | 11 68 13 | PLAYGROUND EQUIPMENT | 08/17, CHG 1: 08/18 | ASTM INTERNATIONAL | ASTM | ASTM A123/A123M | Standard Specification for Zinc (Hot-Dip Galvanized) Coatings on Iron and Steel Products | 2017
5974 | 11 68 13 | PLAYGROUND EQUIPMENT | 08/17, CHG 1: 08/18 | ASTM INTERNATIONAL | ASTM | ASTM A135/A135M | Standard Specification for Electric-Resistance-Welded Steel Pipe | 2021
5975 | 11 68 13 | PLAYGROUND EQUIPMENT | 08/17, CHG 1: 08/18 | ASTM INTERNATIONAL | ASTM | ASTM A153/A153M | Standard Specification for Zinc Coating (Hot-Dip) on Iron and Steel Hardware | 2023
5976 | 11 68 13 | PLAYGROUND EQUIPMENT | 08/17, CHG 1: 08/18 | ASTM INTERNATIONAL | ASTM | ASTM A500/A500M | Standard Specification for Cold-Formed Welded and Seamless Carbon Steel Structural Tubing in Rounds and Shapes | 2023
5977 | 11 68 13 | PLAYGROUND EQUIPMENT | 08/17, CHG 1: 08/18 | ASTM INTERNATIONAL | ASTM | ASTM A513/A513M | Standard Specification for Electric-Resistance-Welded Carbon and Alloy Steel Mechanical Tubing | 2024
5978 | 11 68 13 | PLAYGROUND EQUIPMENT | 08/17, CHG 1: 08/18 | ASTM INTERNATIONAL | ASTM | ASTM B26/B26M | Standard Specification for Aluminum-Alloy Sand Castings | 2018; E 2018
5979 | 11 68 13 | PLAYGROUND EQUIPMENT | 08/17, CHG 1: 08/18 | ASTM INTERNATIONAL | ASTM | ASTM B108/B108M | Standard Specification for Aluminum-Alloy Permanent Mold Castings | 2019
5980 | 11 68 13 | PLAYGROUND EQUIPMENT | 08/17, CHG 1: 08/18 | ASTM INTERNATIONAL | ASTM | ASTM B117 | Standard Practice for Operating Salt Spray (Fog) Apparatus | 2019
5981 | 11 68 13 | PLAYGROUND EQUIPMENT | 08/17, CHG 1: 08/18 | ASTM INTERNATIONAL | ASTM | ASTM B179 | Standard Specification for Aluminum Alloys in Ingot and Molten Forms for Castings from All Casting Processes | 2017
5982 | 11 68 13 | PLAYGROUND EQUIPMENT | 08/17, CHG 1: 08/18 | ASTM INTERNATIONAL | ASTM | ASTM B221 | Standard Specification for Aluminum and Aluminum-Alloy Extruded Bars, Rods, Wire, Profiles, and Tubes | 2021
5983 | 11 68 13 | PLAYGROUND EQUIPMENT | 08/17, CHG 1: 08/18 | ASTM INTERNATIONAL | ASTM | ASTM B221M | Standard Specification for Aluminum and Aluminum-Alloy Extruded Bars, Rods, Wire, Profiles, and Tubes (Metric) | 2021
5984 | 11 68 13 | PLAYGROUND EQUIPMENT | 08/17, CHG 1: 08/18 | ASTM INTERNATIONAL | ASTM | ASTM D173/D173M | Bitumen-Saturated Cotton Fabrics Used in Roofing and Waterproofing | 2003; R 2011; E 2012
5985 | 11 68 13 | PLAYGROUND EQUIPMENT | 08/17, CHG 1: 08/18 | ASTM INTERNATIONAL | ASTM | ASTM D822 | Filtered Open-Flame Carbon-Arc Exposures of Paint and Related Coatings | 2013; R 2018
5986 | 11 68 13 | PLAYGROUND EQUIPMENT | 08/17, CHG 1: 08/18 | ASTM INTERNATIONAL | ASTM | ASTM D1248 | Standard Specification for Polyethylene Plastics Extrusion Materials for Wire and Cable | 2016
5987 | 11 68 13 | PLAYGROUND EQUIPMENT | 08/17, CHG 1: 08/18 | ASTM INTERNATIONAL | ASTM | ASTM D2454 | Determining the Effect of Overbaking on Organic Coatings | 2014
5988 | 11 68 13 | PLAYGROUND EQUIPMENT | 08/17, CHG 1: 08/18 | ASTM INTERNATIONAL | ASTM | ASTM D2794 | Standard Test Method for Resistance of Organic Coatings to the Effects of Rapid Deformation (Impact) | 1993; R 2019
5989 | 11 68 13 | PLAYGROUND EQUIPMENT | 08/17, CHG 1: 08/18 | ASTM INTERNATIONAL | ASTM | ASTM D3359 | Standard Test Methods for Rating Adhesion by Tape Test | 2017
5990 | 11 68 13 | PLAYGROUND EQUIPMENT | 08/17, CHG 1: 08/18 | ASTM INTERNATIONAL | ASTM | ASTM D3363 | Film Hardness by Pencil Test | 2005; E 2011; R 2011; E 2012
5991 | 11 68 13 | PLAYGROUND EQUIPMENT | 08/17, CHG 1: 08/18 | ASTM INTERNATIONAL | ASTM | ASTM D6112 | Compressive and Flexural Creep and Creep-Rupture of Plastic Lumber and Shapes | 2013
5992 | 11 68 13 | PLAYGROUND EQUIPMENT | 08/17, CHG 1: 08/18 | ASTM INTERNATIONAL | ASTM | ASTM F1487 | Standard Consumer Safety Performance Specification for Playground Equipment for Public Use | 2021
5993 | 11 68 13 | PLAYGROUND EQUIPMENT | 08/17, CHG 1: 08/18 | ASTM INTERNATIONAL | ASTM | ASTM F2373 | Standard Consumer Safety Performance Specification for Public Use Play Equipment for Children 6 Months through 23 Months | 2011
5994 | 11 68 13 | PLAYGROUND EQUIPMENT | 08/17, CHG 1: 08/18 | CONSUMER PRODUCT SAFETY COMMISSION | CPSC | CPSC Pub No 325 | Public Playground Safety Handbook | 2015
5995 | 11 68 13 | PLAYGROUND EQUIPMENT | 08/17, CHG 1: 08/18 | CSA GROUP | CSA | CSA Z809-08 | Sustainable Forest Management | R2013
5996 | 11 68 13 | PLAYGROUND EQUIPMENT | 08/17, CHG 1: 08/18 | FOREST STEWARDSHIP COUNCIL | FSC | FSC STD 01 001 | Principles and Criteria for Forest Stewardship | 2015
5997 | 11 68 13 | PLAYGROUND EQUIPMENT | 08/17, CHG 1: 08/18 | PROGRAMME FOR ENDORSEMENT OF FOREST CERTIFICATION | PEFC | PEFC ST 2002:2013 | PEFC International Standard Chain of Custody of Forest Based Products Requirements | 2015
5998 | 11 68 13 | PLAYGROUND EQUIPMENT | 08/17, CHG 1: 08/18 | SUSTAINABLE FOREST INITIATIVE | SFI | SFI 22 | Standards and Rules for Forest Management, Fiber Sourcing, Chain of Custody, and Certified Sourcing | 2022
5999 | 11 70 00 | GENERAL REQUIREMENTS FOR MEDICAL AND DENTAL EQUIPMENT | 05/20 | NATIONAL ELECTRICAL MANUFACTURERS ASSOCIATION | NEMA | NEMA MG 1 | Motors and Generators | 2021
6000 | 11 70 00 | GENERAL REQUIREMENTS FOR MEDICAL AND DENTAL EQUIPMENT | 05/20 | NATIONAL FIRE PROTECTION ASSOCIATION | NFPA | NFPA 101 | Life Safety Code | 2024
6001 | 11 70 00 | GENERAL REQUIREMENTS FOR MEDICAL AND DENTAL EQUIPMENT | 05/20 | SHEET METAL AND AIR CONDITIONING CONTRACTORS' NATIONAL ASSOCIATION | SMACNA | SMACNA 1981 | Seismic Restraint Manual Guidelines for Mechanical Systems, 3rd Edition | 2008
6002 | 11 70 00 | GENERAL REQUIREMENTS FOR MEDICAL AND DENTAL EQUIPMENT | 05/20 | U.S. NATIONAL ARCHIVES AND RECORDS ADMINISTRATION | NARA | 21 CFR 701 | Cosmetic Labeling
6003 | 11 70 00 | GENERAL REQUIREMENTS FOR MEDICAL AND DENTAL EQUIPMENT | 05/20 | UNDERWRITERS LABORATORIES | UL | UL 674 | UL Standard for Safety Electric Motors and Generators for Use in Hazardous (Classified) Locations | 2022
6004 | 11 70 00 | GENERAL REQUIREMENTS FOR MEDICAL AND DENTAL EQUIPMENT | 05/20 | UNDERWRITERS LABORATORIES | UL | UL 60601-1 | Medical Electrical Equipment, Part 1: General Requirements for Safety | 2003; Reprint Apr 2006
6005 | 11 71 00 | STERILIZERS AND ASSOCIATED EQUIPMENT | 05/20 | AMERICAN SOCIETY OF MECHANICAL ENGINEERS | ASME | ASME B16.18 | Cast Copper Alloy Solder Joint Pressure Fittings | 2021
6006 | 11 71 00 | STERILIZERS AND ASSOCIATED EQUIPMENT | 05/20 | AMERICAN SOCIETY OF MECHANICAL ENGINEERS | ASME | ASME B16.22 | Wrought Copper and Copper Alloy Solder Joint Pressure Fittings | 2021
6007 | 11 71 00 | STERILIZERS AND ASSOCIATED EQUIPMENT | 05/20 | AMERICAN SOCIETY OF MECHANICAL ENGINEERS | ASME | ASME BPVC SEC II-C | BPVC Section II-Materials Part C-Specifications for Welding Rods Electrodes and Filler Metals | 2017
6008 | 11 71 00 | STERILIZERS AND ASSOCIATED EQUIPMENT | 05/20 | AMERICAN SOCIETY OF MECHANICAL ENGINEERS | ASME | ASME BPVC SEC VIII D1 | BPVC Section VIII-Rules for Construction of Pressure Vessels Division 1 | 2019
6009 | 11 71 00 | STERILIZERS AND ASSOCIATED EQUIPMENT | 05/20 | ASTM INTERNATIONAL | ASTM | ASTM A36/A36M | Standard Specification for Carbon Structural Steel | 2019
6010 | 11 71 00 | STERILIZERS AND ASSOCIATED EQUIPMENT | 05/20 | ASTM INTERNATIONAL | ASTM | ASTM A167 | Standard Specification for Stainless and Heat-Resisting Chromium-Nickel Steel Plate, Sheet, and Strip | 2011
6011 | 11 71 00 | STERILIZERS AND ASSOCIATED EQUIPMENT | 05/20 | ASTM INTERNATIONAL | ASTM | ASTM A240/A240M | Standard Specification for Chromium and Chromium-Nickel Stainless Steel Plate, Sheet, and Strip for Pressure Vessels and for General Applications | 2024
6012 | 11 71 00 | STERILIZERS AND ASSOCIATED EQUIPMENT | 05/20 | ASTM INTERNATIONAL | ASTM | ASTM A264 | Standard Specification for Stainless Chromium-Nickel Steel-Clad Plate | 2012; R 2019
6013 | 11 71 00 | STERILIZERS AND ASSOCIATED EQUIPMENT | 05/20 | ASTM INTERNATIONAL | ASTM | ASTM A265 | Standard Specification for Nickel and Nickel-Base Alloy-Clad Steel Plate | 2012
6014 | 11 71 00 | STERILIZERS AND ASSOCIATED EQUIPMENT | 05/20 | ASTM INTERNATIONAL | ASTM | ASTM A269/A269M | Standard Specification for Seamless and Welded Austenitic Stainless Steel Tubing for General Service | 2024
6015 | 11 71 00 | STERILIZERS AND ASSOCIATED EQUIPMENT | 05/20 | ASTM INTERNATIONAL | ASTM | ASTM A285/A285M | Standard Specification for Pressure Vessel Plates, Carbon Steel, Low- and Intermediate-Tensile Strength | 2017
6016 | 11 71 00 | STERILIZERS AND ASSOCIATED EQUIPMENT | 05/20 | ASTM INTERNATIONAL | ASTM | ASTM A312/A312M | Standard Specification for Seamless, Welded, and Heavily Cold Worked Austenitic Stainless Steel Pipes | 2022a
6017 | 11 71 00 | STERILIZERS AND ASSOCIATED EQUIPMENT | 05/20 | ASTM INTERNATIONAL | ASTM | ASTM A515/A515M | Standard Specification for Pressure Vessel Plates, Carbon Steel, for Intermediate- and Higher-Temperature Service | 2017; R2022
6018 | 11 71 00 | STERILIZERS AND ASSOCIATED EQUIPMENT | 05/20 | ASTM INTERNATIONAL | ASTM | ASTM A568/A568M | Standard Specification for Steel, Sheet, Carbon, Structural, and High-Strength, Low-Alloy, Hot-Rolled and Cold-Rolled, General Requirements for | 2019a
6019 | 11 71 00 | STERILIZERS AND ASSOCIATED EQUIPMENT | 05/20 | ASTM INTERNATIONAL | ASTM | ASTM B32 | Standard Specification for Solder Metal | 2020
6020 | 11 71 00 | STERILIZERS AND ASSOCIATED EQUIPMENT | 05/20 | ASTM INTERNATIONAL | ASTM | ASTM B39 | Standard Specification for Nickel | 1979; R 2023
6021 | 11 71 00 | STERILIZERS AND ASSOCIATED EQUIPMENT | 05/20 | ASTM INTERNATIONAL | ASTM | ASTM B42 | Standard Specification for Seamless Copper Pipe, Standard Sizes | 2020
6022 | 11 71 00 | STERILIZERS AND ASSOCIATED EQUIPMENT | 05/20 | ASTM INTERNATIONAL | ASTM | ASTM B43 | Standard Specification for Seamless Red Brass Pipe, Standard Sizes | 2020
6023 | 11 71 00 | STERILIZERS AND ASSOCIATED EQUIPMENT | 05/20 | ASTM INTERNATIONAL | ASTM | ASTM B88 | Standard Specification for Seamless Copper Water Tube | 2022
6024 | 11 71 00 | STERILIZERS AND ASSOCIATED EQUIPMENT | 05/20 | ASTM INTERNATIONAL | ASTM | ASTM B88M | Standard Specification for Seamless Copper Water Tube (Metric) | 2020
6025 | 11 71 00 | STERILIZERS AND ASSOCIATED EQUIPMENT | 05/20 | ASTM INTERNATIONAL | ASTM | ASTM B127 | Standard Specification for Nickel-Copper Alloy (UNS N04400) Plate, Sheet, and Strip | 2019
6026 | 11 71 00 | STERILIZERS AND ASSOCIATED EQUIPMENT | 05/20 | ASTM INTERNATIONAL | ASTM | ASTM B135/B135M | Standard Specification for Seamless Brass Tube | 2017
6027 | 11 71 00 | STERILIZERS AND ASSOCIATED EQUIPMENT | 05/20 | ASTM INTERNATIONAL | ASTM | ASTM B163 | Standard Specification for Seamless Nickel and Nickel Alloy Condenser and Heat-Exchanger Tubes | 2022
6028 | 11 71 00 | STERILIZERS AND ASSOCIATED EQUIPMENT | 05/20 | ASTM INTERNATIONAL | ASTM | ASTM B164 | Standard Specification for Nickel-Copper Alloy Rod, Bar, and Wire | 2003; R 2014
6029 | 11 71 00 | STERILIZERS AND ASSOCIATED EQUIPMENT | 05/20 | ASTM INTERNATIONAL | ASTM | ASTM B165 | Standard Specification for Nickel-Copper Alloy (UNS N04400)* Seamless Pipe and Tube | 2019
6030 | 11 71 00 | STERILIZERS AND ASSOCIATED EQUIPMENT | 05/20 | ASTM INTERNATIONAL | ASTM | ASTM B166 | Standard Specification for Nickel-Chromium-Aluminum Alloy, Nickel-Chromium-Iron Alloys, Nickel-Chromium-Cobalt-Molybdenum Alloy, Nickel-Iron-Chromium-Tungsten Alloy, and Nickel-Chromium-Molybdenum-Copper Alloy Rod, Bar, and Wire | 2024
6031 | 11 71 00 | STERILIZERS AND ASSOCIATED EQUIPMENT | 05/20 | ASTM INTERNATIONAL | ASTM | ASTM B167 | Standard Specification for Nickel-Chromium-Aluminum Alloys, Nickel-Chromium-Iron Alloys, Nickel-Chromium-Cobalt-Molybdenum Alloy, Nickel-Iron-Chromium-Tungsten Alloy, and Nickel-Chromium-Molybdenum-Copper Alloy Seamless Pipe and Tube | 2023
6032 | 11 71 00 | STERILIZERS AND ASSOCIATED EQUIPMENT | 05/20 | ASTM INTERNATIONAL | ASTM | ASTM B339 | Standard Specification for Pig Tin | 2019
6033 | 11 71 00 | STERILIZERS AND ASSOCIATED EQUIPMENT | 05/20 | ASTM INTERNATIONAL | ASTM | ASTM B348/B348M | Standard Specification for Titanium and Titanium Alloy Bars and Billets | 2021
6034 | 11 71 00 | STERILIZERS AND ASSOCIATED EQUIPMENT | 05/20 | INTERNATIONAL CODE COUNCIL | ICC | ICC IPC | International Plumbing Code | 2024
6035 | 11 72 13 | MEDICAL EQUIPMENT, MISCELLANEOUS | 05/20 | ASTM INTERNATIONAL | ASTM | ASTM A1008/A1008M | Standard Specification for Steel, Sheet, Cold-Rolled, Carbon, Structural, High-Strength Low-Alloy, High-Strength Low-Alloy with Improved Formability, Solution Hardened, and Bake Hardenable | 2024
6036 | 11 72 13 | MEDICAL EQUIPMENT, MISCELLANEOUS | 05/20 | ASTM INTERNATIONAL | ASTM | ASTM B221 | Standard Specification for Aluminum and Aluminum-Alloy Extruded Bars, Rods, Wire, Profiles, and Tubes | 2021
6037 | 11 72 13 | MEDICAL EQUIPMENT, MISCELLANEOUS | 05/20 | ASTM INTERNATIONAL | ASTM | ASTM B221M | Standard Specification for Aluminum and Aluminum-Alloy Extruded Bars, Rods, Wire, Profiles, and Tubes (Metric) | 2021
6038 | 11 72 13 | MEDICAL EQUIPMENT, MISCELLANEOUS | 05/20 | ASTM INTERNATIONAL | ASTM | ASTM B819 | Standard Specification for Seamless Copper Tube for Medical Gas Systems | 2000; R 2011
6039 | 11 72 13 | MEDICAL EQUIPMENT, MISCELLANEOUS | 05/20 | INTERNATIONAL ELECTROTECHNICAL COMMISSION | IEC | IEC 60601-1 | Medical Electrical Equipment | 2012
6040 | 11 72 13 | MEDICAL EQUIPMENT, MISCELLANEOUS | 05/20 | NATIONAL ELECTRICAL MANUFACTURERS ASSOCIATION | NEMA | ANSI/NEMA LD 3 | Standard for High-Pressure Decorative Laminates | 2005
6041 | 11 72 13 | MEDICAL EQUIPMENT, MISCELLANEOUS | 05/20 | NATIONAL FIRE PROTECTION ASSOCIATION | NFPA | NFPA 99 | Health Care Facilities Code | 2024
6042 | 11 74 00 | DENTAL EQUIPMENT | 05/20 | ASTM INTERNATIONAL | ASTM | ASTM A568/A568M | Standard Specification for Steel, Sheet, Carbon, Structural, and High-Strength, Low-Alloy, Hot-Rolled and Cold-Rolled, General Requirements for | 2019a
6043 | 11 74 00 | DENTAL EQUIPMENT | 05/20 | ASTM INTERNATIONAL | ASTM | ASTM B221 | Standard Specification for Aluminum and Aluminum-Alloy Extruded Bars, Rods, Wire, Profiles, and Tubes | 2021
6044 | 11 74 00 | DENTAL EQUIPMENT | 05/20 | ASTM INTERNATIONAL | ASTM | ASTM B221M | Standard Specification for Aluminum and Aluminum-Alloy Extruded Bars, Rods, Wire, Profiles, and Tubes (Metric) | 2021
6045 | 11 82 19 | PACKAGED INCINERATORS | 05/20 | AIR MOVEMENT AND CONTROL ASSOCIATION INTERNATIONAL, INC. | AMCA | AMCA 99 | Standards Handbook | 2016
6046 | 11 82 19 | PACKAGED INCINERATORS | 05/20 | AIR MOVEMENT AND CONTROL ASSOCIATION INTERNATIONAL, INC. | AMCA | AMCA 210 | Laboratory Methods of Testing Fans for Aerodynamic Performance Rating | 2016
6047 | 11 82 19 | PACKAGED INCINERATORS | 05/20 | AIR MOVEMENT AND CONTROL ASSOCIATION INTERNATIONAL, INC. | AMCA | AMCA 801 | Industrial Process/Power Generation Fans: Specification Guidelines | 2001; R 2008
6048 | 11 82 19 | PACKAGED INCINERATORS | 05/20 | AMERICAN NATIONAL STANDARDS INSTITUTE | ANSI | ANSI Z21.13/CSA 4.9 | Gas-Fired Low Pressure Steam and Hot Water Boilers | 2022
6049 | 11 82 19 | PACKAGED INCINERATORS | 05/20 | AMERICAN SOCIETY OF MECHANICAL ENGINEERS | ASME | ASME B1.1 | Unified Inch Screw Threads (UN, UNR, and UNJ Thread Form) | 2024
6050 | 11 82 19 | PACKAGED INCINERATORS | 05/20 | AMERICAN SOCIETY OF MECHANICAL ENGINEERS | ASME | ASME B18.2.1 | Square, Hex, Heavy Hex, and Askew Head Bolts and Hex, Heavy Hex, Hex Flange, Lobed Head, and Lag Screws (Inch Series) | 2012; R 2021
6051 | 11 82 19 | PACKAGED INCINERATORS | 05/20 | AMERICAN SOCIETY OF MECHANICAL ENGINEERS | ASME | ASME B18.2.2 | Nuts for General Applications: Machine Screw Nuts, and Hex, Square, Hex Flange, and Coupling Nuts (Inch Series) | 2022
6052 | 11 82 19 | PACKAGED INCINERATORS | 05/20 | AMERICAN SOCIETY OF MECHANICAL ENGINEERS | ASME | ASME B31.1 | Power Piping | 2022
6053 | 11 82 19 | PACKAGED INCINERATORS | 05/20 | AMERICAN SOCIETY OF MECHANICAL ENGINEERS | ASME | ASME B40.100 | Pressure Gauges and Gauge Attachments | 2022
6054 | 11 82 19 | PACKAGED INCINERATORS | 05/20 | AMERICAN SOCIETY OF MECHANICAL ENGINEERS | ASME | ASME PTC 4 | Fired Steam Generators | 2013; R 2023
6055 | 11 82 19 | PACKAGED INCINERATORS | 05/20 | AMERICAN SOCIETY OF MECHANICAL ENGINEERS | ASME | ASME PTC 10 | Performance Test Code on Compressors and Exhausters | 2022
6056 | 11 82 19 | PACKAGED INCINERATORS | 05/20 | AMERICAN SOCIETY OF MECHANICAL ENGINEERS | ASME | ASME PTC 19.2 | Pressure Measurement | 2010; R 2015
6057 | 11 82 19 | PACKAGED INCINERATORS | 05/20 | AMERICAN SOCIETY OF MECHANICAL ENGINEERS | ASME | ASME PTC 19.3 TW | Thermowells Performance Test Codes | 2016
6058 | 11 82 19 | PACKAGED INCINERATORS | 05/20 | AMERICAN SOCIETY OF MECHANICAL ENGINEERS | ASME | ASME PTC 19.10 | Flue and Exhaust Gas Analyses | 1981
6059 | 11 82 19 | PACKAGED INCINERATORS | 05/20 | AMERICAN WATER WORKS ASSOCIATION | AWWA | AWWA C700 | Cold-Water Meters - Displacement Type, Metal Alloy Main Case | 2020
6060 | 11 82 19 | PACKAGED INCINERATORS | 05/20 | AMERICAN WELDING SOCIETY | AWS | AWS B2.1/B2.1M | Specification for Welding Procedure and Performance Qualification | 2021
6061 | 11 82 19 | PACKAGED INCINERATORS | 05/20 | AMERICAN WELDING SOCIETY | AWS | AWS D1.1/D1.1M | Structural Welding Code - Steel | 2020; Errata 1 2021
6062 | 11 82 19 | PACKAGED INCINERATORS | 05/20 | ASTM INTERNATIONAL | ASTM | ASTM A36/A36M | Standard Specification for Carbon Structural Steel | 2019
6063 | 11 82 19 | PACKAGED INCINERATORS | 05/20 | ASTM INTERNATIONAL | ASTM | ASTM A48/A48M | Standard Specification for Gray Iron Castings | 2022
6064 | 11 82 19 | PACKAGED INCINERATORS | 05/20 | ASTM INTERNATIONAL | ASTM | ASTM A123/A123M | Standard Specification for Zinc (Hot-Dip Galvanized) Coatings on Iron and Steel Products | 2017
6065 | 11 82 19 | PACKAGED INCINERATORS | 05/20 | ASTM INTERNATIONAL | ASTM | ASTM A153/A153M | Standard Specification for Zinc Coating (Hot-Dip) on Iron and Steel Hardware | 2023
6066 | 11 82 19 | PACKAGED INCINERATORS | 05/20 | ASTM INTERNATIONAL | ASTM | ASTM A297/A297M | Standard Specification for Steel Castings, Iron-Chromium and Iron-Chromium-Nickel, Heat Resistant, for General Application | 2021a
6067 | 11 82 19 | PACKAGED INCINERATORS | 05/20 | ASTM INTERNATIONAL | ASTM | ASTM A307 | Standard Specification for Carbon Steel Bolts, Studs, and Threaded Rod 60 000 PSI Tensile Strength | 2021
6068 | 11 82 19 | PACKAGED INCINERATORS | 05/20 | ASTM INTERNATIONAL | ASTM | ASTM A319 | Standard Specification for Gray Iron Castings for Elevated Temperatures for Non-Pressure Containing Parts | 1971; R 2020
6069 | 11 82 19 | PACKAGED INCINERATORS | 05/20 | ASTM INTERNATIONAL | ASTM | ASTM A325 | Standard Specification for Structural Bolts, Steel, Heat Treated, 120/105 ksi Minimum Tensile Strength | 2014
6070 | 11 82 19 | PACKAGED INCINERATORS | 05/20 | ASTM INTERNATIONAL | ASTM | ASTM A325M | Standard Specification for Structural Bolts, Steel, Heat Treated, 830 MPa Minimum Tensile Strength (Metric) | 2014
6071 | 11 82 19 | PACKAGED INCINERATORS | 05/20 | ASTM INTERNATIONAL | ASTM | ASTM A568/A568M | Standard Specification for Steel, Sheet, Carbon, Structural, and High-Strength, Low-Alloy, Hot-Rolled and Cold-Rolled, General Requirements for | 2019a
6072 | 11 82 19 | PACKAGED INCINERATORS | 05/20 | ASTM INTERNATIONAL | ASTM | ASTM A653/A653M | Standard Specification for Steel Sheet, Zinc-Coated (Galvanized) or Zinc-Iron Alloy-Coated (Galvannealed) by the Hot-Dip Process | 2023
6073 | 11 82 19 | PACKAGED INCINERATORS | 05/20 | ASTM INTERNATIONAL | ASTM | ASTM A924/A924M | Standard Specification for General Requirements for Steel Sheet, Metallic-Coated by the Hot-Dip Process | 2022a
6074 | 11 82 19 | PACKAGED INCINERATORS | 05/20 | ASTM INTERNATIONAL | ASTM | ASTM A1011/A1011M | Standard Specification for Steel Sheet and Strip, Hot-Rolled, Carbon, Structural, High-Strength Low-Alloy, High-Strength Low-Alloy with Improved Formability, and Ultra-High Strength | 2023
6075 | 11 82 19 | PACKAGED INCINERATORS | 05/20 | ASTM INTERNATIONAL | ASTM | ASTM B61 | Standard Specification for Steam or Valve Bronze Castings | 2015; R 2021
6076 | 11 82 19 | PACKAGED INCINERATORS | 05/20 | ASTM INTERNATIONAL | ASTM | ASTM B68/B68M | Standard Specification for Seamless Copper Tube, Bright Annealed (Metric) | 2011
6077 | 11 82 19 | PACKAGED INCINERATORS | 05/20 | ASTM INTERNATIONAL | ASTM | ASTM B88 | Standard Specification for Seamless Copper Water Tube | 2022
6078 | 11 82 19 | PACKAGED INCINERATORS | 05/20 | ASTM INTERNATIONAL | ASTM | ASTM B88M | Standard Specification for Seamless Copper Water Tube (Metric) | 2020
6079 | 11 82 19 | PACKAGED INCINERATORS | 05/20 | ASTM INTERNATIONAL | ASTM | ASTM B117 | Standard Practice for Operating Salt Spray (Fog) Apparatus | 2019
6080 | 11 82 19 | PACKAGED INCINERATORS | 05/20 | ASTM INTERNATIONAL | ASTM | ASTM B633 | Standard Specification for Electrodeposited Coatings of Zinc on Iron and Steel | 2023
6081 | 11 82 19 | PACKAGED INCINERATORS | 05/20 | ASTM INTERNATIONAL | ASTM | ASTM B766 | Standard Specification for Electrodeposited Coatings of Cadmium | 2023
6082 | 11 82 19 | PACKAGED INCINERATORS | 05/20 | ASTM INTERNATIONAL | ASTM | ASTM C27 | Fireclay and High-Alumina Refractory Brick | 1998; R 2022
6083 | 11 82 19 | PACKAGED INCINERATORS | 05/20 | ASTM INTERNATIONAL | ASTM | ASTM C155 | Standard Specification for Insulating Firebrick | 1997; R 2022
6084 | 11 82 19 | PACKAGED INCINERATORS | 05/20 | ASTM INTERNATIONAL | ASTM | ASTM C195 | Standard Specification for Mineral Fiber Thermal Insulating Cement | 2007; R 2013
6085 | 11 82 19 | PACKAGED INCINERATORS | 05/20 | ASTM INTERNATIONAL | ASTM | ASTM C196 | Standard Specification for Expanded or Exfoliated Vermiculite Thermal Insulating Cement | 2000; R 2016
6086 | 11 82 19 | PACKAGED INCINERATORS | 05/20 | ASTM INTERNATIONAL | ASTM | ASTM C401 | Alumina and Alumina-Silicate Castable Refractories | 2012; R 2022
6087 | 11 82 19 | PACKAGED INCINERATORS | 05/20 | ASTM INTERNATIONAL | ASTM | ASTM C612 | Standard Specification for Mineral Fiber Block and Board Thermal Insulation | 2014; R 2019
6088 | 11 82 19 | PACKAGED INCINERATORS | 05/20 | ASTM INTERNATIONAL | ASTM | ASTM D396 | Standard Specification for Fuel Oils | 2021
6089 | 11 82 19 | PACKAGED INCINERATORS | 05/20 | ASTM INTERNATIONAL | ASTM | ASTM E230/E230M | Standard Specification and Temperature-Electromotive Force (emf) Tables for Standardized Thermocouples | 2012
6090 | 11 82 19 | PACKAGED INCINERATORS | 05/20 | ASTM INTERNATIONAL | ASTM | ASTM F1097 | Standard Specification for Mortar, Refractory (High-Temperature, Air-Setting) | 2017; R 2022
6091 | 11 82 19 | PACKAGED INCINERATORS | 05/20 | FM GLOBAL | FM | FM APP GUIDE | Approval Guide https://www.approvalguide.com/ | updated on-line
6092 | 11 82 19 | PACKAGED INCINERATORS | 05/20 | INTERNATIONAL SOCIETY OF AUTOMATION | ISA | ISA 7.0.01 | Quality Standard for Instrument Air | 1996
6093 | 11 82 19 | PACKAGED INCINERATORS | 05/20 | NATIONAL ELECTRICAL MANUFACTURERS ASSOCIATION | NEMA | NEMA ICS 6 | Industrial Control and Systems: Enclosures | 1993; R 2016
6094 | 11 82 19 | PACKAGED INCINERATORS | 05/20 | NATIONAL ELECTRICAL MANUFACTURERS ASSOCIATION | NEMA | NEMA MG 1 | Motors and Generators | 2021
6095 | 11 82 19 | PACKAGED INCINERATORS | 05/20 | NATIONAL ELECTRICAL MANUFACTURERS ASSOCIATION | NEMA | NEMA SM 23 | Steam Turbines for Mechanical Drive Service | 1991; R 2002
6096 | 11 82 19 | PACKAGED INCINERATORS | 05/20 | NATIONAL FIRE PROTECTION ASSOCIATION | NFPA | NFPA 30 | Flammable and Combustible Liquids Code | 2024
6097 | 11 82 19 | PACKAGED INCINERATORS | 05/20 | NATIONAL FIRE PROTECTION ASSOCIATION | NFPA | NFPA 31 | Standard for the Installation of Oil-Burning Equipment | 2024; TIA 23-1
6098 | 11 82 19 | PACKAGED INCINERATORS | 05/20 | NATIONAL FIRE PROTECTION ASSOCIATION | NFPA | NFPA 54 | National Fuel Gas Code | 2024
6099 | 11 82 19 | PACKAGED INCINERATORS | 05/20 | NATIONAL FIRE PROTECTION ASSOCIATION | NFPA | NFPA 70 | National Electrical Code | 2023
6100 | 11 82 19 | PACKAGED INCINERATORS | 05/20 | NATIONAL FIRE PROTECTION ASSOCIATION | NFPA | NFPA 82 | Standard on Incinerators and Waste and Linen Handling Systems and Equipment | 2024
6101 | 11 82 19 | PACKAGED INCINERATORS | 05/20 | NATIONAL FIRE PROTECTION ASSOCIATION | NFPA | NFPA 85 | Boiler and Combustion Systems Hazards Code | 2023
6102 | 11 82 19 | PACKAGED INCINERATORS | 05/20 | NATIONAL FIRE PROTECTION ASSOCIATION | NFPA | NFPA 211 | Standard for Chimneys, Fireplaces, Vents, and Solid Fuel-Burning Appliances | 2019
6103 | 11 82 19 | PACKAGED INCINERATORS | 05/20 | SHEET METAL AND AIR CONDITIONING CONTRACTORS' NATIONAL ASSOCIATION | SMACNA | SMACNA 1403 | Accepted Industry Practice for Industrial Duct Construction, 2nd Edition | 2008
6104 | 11 82 19 | PACKAGED INCINERATORS | 05/20 | U.S. DEPARTMENT OF DEFENSE | DOD | MIL-DTL-15024 | Plates and Tags for Identification of Equipment, General Specification for | 2018; Rev G; Notice 1 2022
6105 | 11 82 19 | PACKAGED INCINERATORS | 05/20 | U.S. DEPARTMENT OF DEFENSE | DOD | MIL-STD-461 | Requirements for the Control of Electromagnetic Interference Characteristics of Subsystems and Equipment | 2015; Rev G
6106 | 11 82 19 | PACKAGED INCINERATORS | 05/20 | U.S. DEPARTMENT OF DEFENSE | DOD | UFC 3-301-01 | Structural Engineering | 2023; with Change 1, 2023
6107 | 11 82 19 | PACKAGED INCINERATORS | 05/20 | U.S. GENERAL SERVICES ADMINISTRATION | GSA | CID A-A-59222 | Fans, Centrifugal, Draft, Forced and Induced | Basic; Notice 1; CANC Notice 1 2021
6108 | 11 82 19 | PACKAGED INCINERATORS | 05/20 | U.S. NATIONAL ARCHIVES AND RECORDS ADMINISTRATION | NARA | 40 CFR 60 | Standards of Performance for New Stationary Sources
6109 | 11 82 19 | PACKAGED INCINERATORS | 05/20 | UNDERWRITERS LABORATORIES | UL | UL 50 | UL Standard for Safety Enclosures for Electrical Equipment, Non-Environmental Considerations | 2024
6110 | 11 82 19 | PACKAGED INCINERATORS | 05/20 | UNDERWRITERS LABORATORIES | UL | UL 296 | UL Standard for Safety Oil Burners | 2017; Reprint Nov 2022
6111 | 11 82 19 | PACKAGED INCINERATORS | 05/20 | UNDERWRITERS LABORATORIES | UL | UL 726 | Oil-Fired Boiler Assemblies | 1995; Reprint Oct 2023
6112 | 11 82 19 | PACKAGED INCINERATORS | 05/20 | UNDERWRITERS LABORATORIES | UL | UL 795 | UL Standard for Safety Commercial-Industrial Gas Heating Equipment | 2016; Reprint May 2022
6113 | 11 82 19 | PACKAGED INCINERATORS | 05/20 | UNDERWRITERS LABORATORIES | UL | UL FLAMMABLE & COMBUSTIBLE | Flammable and Combustible Liquids and Gases Equipment Directory | 2012
6114 | 12 00 01.00 20 | FURNITURE, FIXTURES AND EQUIPMENT (FF&E) PACKAGE | 02/23 | U.S. DEPARTMENT OF DEFENSE | DOD | FC 1-300-09N | Navy and Marine Corps Design | 2024
6115 | 12 00 01.00 20 | FURNITURE, FIXTURES AND EQUIPMENT (FF&E) PACKAGE | 02/23 | U.S. DEPARTMENT OF DEFENSE | DOD | UFC 3-120-10 | Interior Design | 2018; with Change 2, 2021
6116 | 12 21 00 | WINDOW BLINDS | 08/17, CHG 2: 11/18 | CALIFORNIA DEPARTMENT OF PUBLIC HEALTH | CDPH | CDPH SECTION 01350 | Standard Method for the Testing and Evaluation of Volatile Organic Chemical Emissions from Indoor Sources using Environmental Chambers | 2017; Version 1.2
6117 | 12 21 00 | WINDOW BLINDS | 08/17, CHG 2: 11/18 | NATIONAL FIRE PROTECTION ASSOCIATION | NFPA | NFPA 701 | Standard Methods of Fire Tests for Flame Propagation of Textiles and Films | 2023; ERTA 1 2023
6118 | 12 21 00 | WINDOW BLINDS | 08/17, CHG 2: 11/18 | SCIENTIFIC CERTIFICATION SYSTEMS | SCS | SCS | SCS Global Services (SCS) Indoor Advantage
6119 | 12 21 00 | WINDOW BLINDS | 08/17, CHG 2: 11/18 | UNDERWRITERS LABORATORIES | UL | UL 2818 | GREENGUARD Certification Program For Chemical Emissions For Building Materials, Finishes And Furnishings | 2022
6120 | 12 22 00 | CURTAINS AND DRAPES | 08/16, CHG 1: 08/18 | ASTM INTERNATIONAL | ASTM | ASTM D3691/D3691M | Standard Performance Specification for Woven, Lace, and Knit Household Curtain and Drapery Fabrics | 2019
6121 | 12 22 00 | CURTAINS AND DRAPES | 08/16, CHG 1: 08/18 | CALIFORNIA DEPARTMENT OF PUBLIC HEALTH | CDPH | CDPH SECTION 01350 | Standard Method for the Testing and Evaluation of Volatile Organic Chemical Emissions from Indoor Sources using Environmental Chambers | 2017; Version 1.2
6122 | 12 22 00 | CURTAINS AND DRAPES | 08/16, CHG 1: 08/18 | NATIONAL FIRE PROTECTION ASSOCIATION | NFPA | NFPA 701 | Standard Methods of Fire Tests for Flame Propagation of Textiles and Films | 2023; ERTA 1 2023
6123 | 12 22 00 | CURTAINS AND DRAPES | 08/16, CHG 1: 08/18 | SCIENTIFIC CERTIFICATION SYSTEMS | SCS | SCS | SCS Global Services (SCS) Indoor Advantage
6124 | 12 22 00 | CURTAINS AND DRAPES | 08/16, CHG 1: 08/18 | UNDERWRITERS LABORATORIES | UL | UL 2818 | GREENGUARD Certification Program For Chemical Emissions For Building Materials, Finishes And Furnishings | 2022
6125 | 12 24 13 | ROLLER WINDOW SHADES | 08/20 | AMERICAN NATIONAL STANDARDS INSTITUTE | ANSI | ANSI/WCMA A100.1 | American National Standard for Safety of Window Covering Products | 2018
6126 | 12 24 13 | ROLLER WINDOW SHADES | 08/20 | ASTM INTERNATIONAL | ASTM | ASTM G21 | Standard Practice for Determining Resistance of Synthetic Polymeric Materials to Fungi | 2015; R 2021; E 2021
6127 | 12 24 13 | ROLLER WINDOW SHADES | 08/20 | NATIONAL ELECTRICAL MANUFACTURERS ASSOCIATION | NEMA | NEMA ICS 6 | Industrial Control and Systems: Enclosures | 1993; R 2016
6128 | 12 24 13 | ROLLER WINDOW SHADES | 08/20 | NATIONAL FIRE PROTECTION ASSOCIATION | NFPA | NFPA 701 | Standard Methods of Fire Tests for Flame Propagation of Textiles and Films | 2023; ERTA 1 2023
6129 | 12 24 13 | ROLLER WINDOW SHADES | 08/20 | SCIENTIFIC CERTIFICATION SYSTEMS | SCS | SCS | SCS Global Services (SCS) Indoor Advantage
6130 | 12 24 13 | ROLLER WINDOW SHADES | 08/20 | UNDERWRITERS LABORATORIES | UL | UL 325 | UL Standard for Safety Door, Drapery, Gate, Louver, and Window Operators and Systems | 2017; Reprint Feb 2020
6131 | 12 24 13 | ROLLER WINDOW SHADES | 08/20 | UNDERWRITERS LABORATORIES | UL | UL 2818 | GREENGUARD Certification Program For Chemical Emissions For Building Materials, Finishes And Furnishings | 2022
6132 | 12 35 30.23 20 | BATHROOM CASEWORK | 08/11 | APA - THE ENGINEERED WOOD ASSOCIATION | APA | APA L870 | Voluntary Product Standard, PS 1-09, Structural Plywood | 2010
6133 | 12 35 30.23 20 | BATHROOM CASEWORK | 08/11 | SOCIETY OF AUTOMOTIVE ENGINEERS INTERNATIONAL | SAE | SAE AMS-STD-595A | Colors used in Government Procurement | 2017
6134 | 12 35 30.23 20 | BATHROOM CASEWORK | 08/11 | U.S. GENERAL SERVICES ADMINISTRATION | GSA | CID A-A-50565 | Cabinet, Storage; Wardrobe, Three Drawer | Basic; CANC Notice 1
6135 | 12 35 39 | COMMERCIAL KITCHEN CASEWORK | 08/17, CHG 1: 08/18 | NSF INTERNATIONAL | NSF | NSF/ANSI 2 | Food Equipment | 2022
6136 | 12 35 39 | COMMERCIAL KITCHEN CASEWORK | 08/17, CHG 1: 08/18 | NSF INTERNATIONAL | NSF | NSF/ANSI 35 | High Pressure Decorative Laminates for Surfacing Food Service Equipment | 2020
6137 | 12 35 39 | COMMERCIAL KITCHEN CASEWORK | 08/17, CHG 1: 08/18 | U.S. DEPARTMENT OF DEFENSE | DOD | DOD 4000.25-1-M | MILSTRIP - Military Standard Requisitioning and Issue Procedures | 2006
6138 | 12 35 70 | HEALTHCARE CASEWORK | 08/16, CHG 2: 11/18 | AMERICAN FOREST FOUNDATION | AFF | ATFS STANDARDS | American Tree Farm System Standards of Sustainability | 2021
6139 | 12 35 70 | HEALTHCARE CASEWORK | 08/16, CHG 2: 11/18 | ASTM INTERNATIONAL | ASTM | ASTM C920 | Standard Specification for Elastomeric Joint Sealants | 2018
6140 | 12 35 70 | HEALTHCARE CASEWORK | 08/16, CHG 2: 11/18 | CALIFORNIA AIR RESOURCES BOARD | CARB | CARB 93120 | Airborne Toxic Control Measure (ATCM) to Reduce Formaldehyde Emissions from Composite Wood Products | 2007
6141 | 12 35 70 | HEALTHCARE CASEWORK | 08/16, CHG 2: 11/18 | CSA GROUP | CSA | CSA Z809-08 | Sustainable Forest Management | R2013
6142 | 12 35 70 | HEALTHCARE CASEWORK | 08/16, CHG 2: 11/18 | FOREST STEWARDSHIP COUNCIL | FSC | FSC STD 01 001 | Principles and Criteria for Forest Stewardship | 2015
6143 | 12 35 70 | HEALTHCARE CASEWORK | 08/16, CHG 2: 11/18 | PROGRAMME FOR ENDORSEMENT OF FOREST CERTIFICATION | PEFC | PEFC ST 2002:2013 | PEFC International Standard Chain of Custody of Forest Based Products Requirements | 2015
6144 | 12 35 70 | HEALTHCARE CASEWORK | 08/16, CHG 2: 11/18 | SUSTAINABLE FOREST INITIATIVE | SFI | SFI 22 | Standards and Rules for Forest Management, Fiber Sourcing, Chain of Custody, and Certified Sourcing | 2022
6145 | 12 35 70 | HEALTHCARE CASEWORK | 08/16, CHG 2: 11/18 | U.S. DEPARTMENT OF DEFENSE | DOD | MIL-STD-1691 | Construction and Material Schedule for Military Medical and Dental Facilities | 1994; Rev F
6146 | 12 35 70 | HEALTHCARE CASEWORK | 08/16, CHG 2: 11/18 | U.S. NATIONAL ARCHIVES AND RECORDS ADMINISTRATION | NARA | 40 CFR 770 | Formaldehyde Standards for Composite Wood Products
6147 | 12 48 13 | ENTRANCE FLOOR MATS AND FRAMES | 08/23 | ASTM INTERNATIONAL | ASTM | ASTM B221 | Standard Specification for Aluminum and Aluminum-Alloy Extruded Bars, Rods, Wire, Profiles, and Tubes | 2021
6148 | 12 48 13 | ENTRANCE FLOOR MATS AND FRAMES | 08/23 | ASTM INTERNATIONAL | ASTM | ASTM B221M | Standard Specification for Aluminum and Aluminum-Alloy Extruded Bars, Rods, Wire, Profiles, and Tubes (Metric) | 2021
6149 | 12 48 13 | ENTRANCE FLOOR MATS AND FRAMES | 08/23 | ASTM INTERNATIONAL | ASTM | ASTM D2047 | Standard Test Method for Static Coefficient of Friction of Polish-Coated Floor Surfaces as Measured by the James Machine | 2017
6150 | 12 48 13 | ENTRANCE FLOOR MATS AND FRAMES | 08/23 | ASTM INTERNATIONAL | ASTM | ASTM E648 | Standard Test Method for Critical Radiant Flux of Floor-Covering Systems Using a Radiant Heat Energy Source | 2023
6151 | 12 48 13 | ENTRANCE FLOOR MATS AND FRAMES | 08/23 | U.S. NATIONAL ARCHIVES AND RECORDS ADMINISTRATION | NARA | 36 CFR 1191 | Americans with Disabilities Act (ADA) Accessibility Guidelines for Buildings and Facilities; Architectural Barriers Act (ABA) Accessibility Guidelines
6152 | 12 50 00.13 10 | FURNITURE AND FURNITURE INSTALLATION | 08/17, CHG 1: 11/18 | AMERICAN SOCIETY OF HEATING, REFRIGERATING AND AIR-CONDITIONING ENGINEERS | ASHRAE | ASHRAE 90.1 - IP | Energy Standard for Buildings Except Low-Rise Residential Buildings | 2019
6153 | 12 50 00.13 10 | FURNITURE AND FURNITURE INSTALLATION | 08/17, CHG 1: 11/18 | AMERICAN SOCIETY OF HEATING, REFRIGERATING AND AIR-CONDITIONING ENGINEERS | ASHRAE | ASHRAE 90.1 - SI | Energy Standard for Buildings Except Low-Rise Residential Buildings | 2019
6154 | 12 50 00.13 10 | FURNITURE AND FURNITURE INSTALLATION | 08/17, CHG 1: 11/18 | ASTM INTERNATIONAL | ASTM | ASTM D4157 | Standard Test Method for Abrasion Resistance of Textile Fabrics (Oscillatory Cylinder Method) | 2013; R 2017
6155 | 12 50 00.13 10 | FURNITURE AND FURNITURE INSTALLATION | 08/17, CHG 1: 11/18 | ASTM INTERNATIONAL | ASTM | ASTM E84 | Standard Test Method for Surface Burning Characteristics of Building Materials | 2023
6156 | 12 50 00.13 10 | FURNITURE AND FURNITURE INSTALLATION | 08/17, CHG 1: 11/18 | ASTM INTERNATIONAL | ASTM | ASTM E1537 | Standard Test Method for Fire Testing of Upholstered Furniture | 2016
6157 | 12 50 00.13 10 | FURNITURE AND FURNITURE INSTALLATION | 08/17, CHG 1: 11/18 | ASTM INTERNATIONAL | ASTM | ASTM E1590 | Standard Test Method for Fire Testing of Mattresses | 2017
6158 | 12 50 00.13 10 | FURNITURE AND FURNITURE INSTALLATION | 08/17, CHG 1: 11/18 | BIFMA INTERNATIONAL | BIFMA | ANSI/BIFMA X5.1 | American National Standards For Office Furnishings - General Purpose Office Chairs | 2017
6159 | 12 50 00.13 10 | FURNITURE AND FURNITURE INSTALLATION | 08/17, CHG 1: 11/18 | BIFMA INTERNATIONAL | BIFMA | ANSI/BIFMA X5.3 | American National Standards For Office Furnishings - Vertical Files | 2007; R2012
6160 | 12 50 00.13 10 | FURNITURE AND FURNITURE INSTALLATION | 08/17, CHG 1: 11/18 | BIFMA INTERNATIONAL | BIFMA | ANSI/BIFMA X5.4 | American National Standards For Office Furnishings - Lounge Seating | 2012
6161 | 12 50 00.13 10 | FURNITURE AND FURNITURE INSTALLATION | 08/17, CHG 1: 11/18 | BIFMA INTERNATIONAL | BIFMA | ANSI/BIFMA X5.5 | American National Standards For Office Furnishings -Desk Products | 2014
6162 | 12 50 00.13 10 | FURNITURE AND FURNITURE INSTALLATION | 08/17, CHG 1: 11/18 | BIFMA INTERNATIONAL | BIFMA | ANSI/BIFMA X5.6 | American National Standards For Office Furnishings -Panel Systems | 2016
6163 | 12 50 00.13 10 | FURNITURE AND FURNITURE INSTALLATION | 08/17, CHG 1: 11/18 | BIFMA INTERNATIONAL | BIFMA | ANSI/BIFMA X5.9 | American National Standards For Office Furnishings - Storage Units | 2012
6164 | 12 50 00.13 10 | FURNITURE AND FURNITURE INSTALLATION | 08/17, CHG 1: 11/18 | NATIONAL FIRE PROTECTION ASSOCIATION | NFPA | NFPA 101 | Life Safety Code | 2024
6165 | 12 50 00.13 10 | FURNITURE AND FURNITURE INSTALLATION | 08/17, CHG 1: 11/18 | NATIONAL FIRE PROTECTION ASSOCIATION | NFPA | NFPA 260 | Standard Methods of Tests and Classification System for Cigarette Ignition Resistance of Components of Upholstered Furniture | 2013
6166 | 12 50 00.13 10 | FURNITURE AND FURNITURE INSTALLATION | 08/17, CHG 1: 11/18 | NATIONAL FIRE PROTECTION ASSOCIATION | NFPA | NFPA 265 | Standard Methods of Fire Tests for Evaluating Room Fire Growth Contribution of Textile or Expanded Vinyl Wall Coverings on Full Height Panels and Walls | 2023; ERTA 1 2023
6167 | 12 50 00.13 10 | FURNITURE AND FURNITURE INSTALLATION | 08/17, CHG 1: 11/18 | STATE OF CALIFORNIA BUREAU OF HOUSEHOLD GOODS AND SERVICES | BHGS | TB 117-2013 | Requirements, Test Procedure and Apparatus for Testing the Smolder Resistance of Materials Used in Upholstered Furniture | 2013
6168 | 12 50 00.13 10 | FURNITURE AND FURNITURE INSTALLATION | 08/17, CHG 1: 11/18 | STATE OF CALIFORNIA BUREAU OF HOUSEHOLD GOODS AND SERVICES | BHGS | TB 133 | Flammability Test Procedure for Seating Furniture in Public Occupancies | 1991
6169 | 12 50 00.13 10 | FURNITURE AND FURNITURE INSTALLATION | 08/17, CHG 1: 11/18 | TELECOMMUNICATIONS INDUSTRY ASSOCIATION | TIA | TIA-568.2 | Balanced Twisted-Pair Telecommunications Cabling and Components Standards | 2018d
6170 | 12 50 00.13 10 | FURNITURE AND FURNITURE INSTALLATION | 08/17, CHG 1: 11/18 | U.S. NATIONAL ARCHIVES AND RECORDS ADMINISTRATION | NARA | 16 CFR 1632 | Standard for the Flammability of Mattresses and Mattress Pads (FF 4-72 Amended)
6171 | 12 50 00.13 10 | FURNITURE AND FURNITURE INSTALLATION | 08/17, CHG 1: 11/18 | U.S. NATIONAL ARCHIVES AND RECORDS ADMINISTRATION | NARA | 36 CFR 1191 | Americans with Disabilities Act (ADA) Accessibility Guidelines for Buildings and Facilities; Architectural Barriers Act (ABA) Accessibility Guidelines
6172 | 12 50 00.13 10 | FURNITURE AND FURNITURE INSTALLATION | 08/17, CHG 1: 11/18 | UNDERWRITERS LABORATORIES | UL | UL 723 | UL Standard for Safety Test for Surface Burning Characteristics of Building Materials | 2020
6173 | 12 55 00 | DETENTION FURNITURE AND ACCESSORIES | 08/24 | ASTM INTERNATIONAL | ASTM | ASTM A36/A36M | Standard Specification for Carbon Structural Steel | 2019
6174 | 12 55 00 | DETENTION FURNITURE AND ACCESSORIES | 08/24 | U.S. NATIONAL ARCHIVES AND RECORDS ADMINISTRATION | NARA | 16 CFR 1633 | Standard for the Flammability (Open Flame) of Mattress Sets | 2006
6175 | 12 59 00 | SYSTEMS FURNITURE | 08/17, CHG 1: 08/18 | AMERICAN FOREST FOUNDATION | AFF | ATFS STANDARDS | American Tree Farm System Standards of Sustainability | 2021
6176 | 12 59 00 | SYSTEMS FURNITURE | 08/17, CHG 1: 08/18 | AMERICAN NATIONAL STANDARDS INSTITUTE | ANSI | ANSI Z97.1 | Safety Glazing Materials Used in Buildings - Safety Performance Specifications and Methods of Test | 2015
6177 | 12 59 00 | SYSTEMS FURNITURE | 08/17, CHG 1: 08/18 | AMERICAN SOCIETY OF HEATING, REFRIGERATING AND AIR-CONDITIONING ENGINEERS | ASHRAE | ASHRAE 90.1 - IP | Energy Standard for Buildings Except Low-Rise Residential Buildings | 2019
6178 | 12 59 00 | SYSTEMS FURNITURE | 08/17, CHG 1: 08/18 | AMERICAN SOCIETY OF HEATING, REFRIGERATING AND AIR-CONDITIONING ENGINEERS | ASHRAE | ASHRAE 90.1 - SI | Energy Standard for Buildings Except Low-Rise Residential Buildings | 2019
6179 | 12 59 00 | SYSTEMS FURNITURE | 08/17, CHG 1: 08/18 | ASTM INTERNATIONAL | ASTM | ASTM C423 | Sound Absorption and Sound Absorption Coefficients by the Reverberation Room Method | 2023
6180 | 12 59 00 | SYSTEMS FURNITURE | 08/17, CHG 1: 08/18 | ASTM INTERNATIONAL | ASTM | ASTM C1048 | Standard Specification for Heat-Strengthened and Fully Tempered Flat Glass | 2018
6181 | 12 59 00 | SYSTEMS FURNITURE | 08/17, CHG 1: 08/18 | ASTM INTERNATIONAL | ASTM | ASTM E84 | Standard Test Method for Surface Burning Characteristics of Building Materials | 2023
6182 | 12 59 00 | SYSTEMS FURNITURE | 08/17, CHG 1: 08/18 | ASTM INTERNATIONAL | ASTM | ASTM E290 | Bend Testing of Material for Ductility | 2022
6183 | 12 59 00 | SYSTEMS FURNITURE | 08/17, CHG 1: 08/18 | BIFMA INTERNATIONAL | BIFMA | ANSI/BIFMA M7.1 | Test Method for Determining VOC Emissions from Office Furniture Systems, Components and Seating | 2011; R 2016
6184 | 12 59 00 | SYSTEMS FURNITURE | 08/17, CHG 1: 08/18 | BIFMA INTERNATIONAL | BIFMA | ANSI/BIFMA X5.5 | American National Standards For Office Furnishings -Desk Products | 2014
6185 | 12 59 00 | SYSTEMS FURNITURE | 08/17, CHG 1: 08/18 | BIFMA INTERNATIONAL | BIFMA | ANSI/BIFMA X5.6 | American National Standards For Office Furnishings -Panel Systems | 2016
6186 | 12 59 00 | SYSTEMS FURNITURE | 08/17, CHG 1: 08/18 | CSA GROUP | CSA | CSA Z809-08 | Sustainable Forest Management | R2013
6187 | 12 59 00 | SYSTEMS FURNITURE | 08/17, CHG 1: 08/18 | FOREST STEWARDSHIP COUNCIL | FSC | FSC STD 01 001 | Principles and Criteria for Forest Stewardship | 2015
6188 | 12 59 00 | SYSTEMS FURNITURE | 08/17, CHG 1: 08/18 | NATIONAL ELECTRICAL MANUFACTURERS ASSOCIATION | NEMA | NEMA WD 1 | Standard for General Color Requirements for Wiring Devices | 1999; R 2020
6189 | 12 59 00 | SYSTEMS FURNITURE | 08/17, CHG 1: 08/18 | NATIONAL ELECTRICAL MANUFACTURERS ASSOCIATION | NEMA | NEMA WD 6 | Wiring Devices Dimensions Specifications | 2021
6190 | 12 59 00 | SYSTEMS FURNITURE | 08/17, CHG 1: 08/18 | NATIONAL FIRE PROTECTION ASSOCIATION | NFPA | NFPA 70 | National Electrical Code | 2023
6191 | 12 59 00 | SYSTEMS FURNITURE | 08/17, CHG 1: 08/18 | NATIONAL FIRE PROTECTION ASSOCIATION | NFPA | NFPA 101 | Life Safety Code | 2024
6192 | 12 59 00 | SYSTEMS FURNITURE | 08/17, CHG 1: 08/18 | NATIONAL FIRE PROTECTION ASSOCIATION | NFPA | NFPA 265 | Standard Methods of Fire Tests for Evaluating Room Fire Growth Contribution of Textile or Expanded Vinyl Wall Coverings on Full Height Panels and Walls | 2023; ERTA 1 2023
6193 | 12 59 00 | SYSTEMS FURNITURE | 08/17, CHG 1: 08/18 | PROGRAMME FOR ENDORSEMENT OF FOREST CERTIFICATION | PEFC | PEFC ST 2002:2013 | PEFC International Standard Chain of Custody of Forest Based Products Requirements | 2015
6194 | 12 59 00 | SYSTEMS FURNITURE | 08/17, CHG 1: 08/18 | SCIENTIFIC CERTIFICATION SYSTEMS | SCS | SCS | SCS Global Services (SCS) Indoor Advantage
6195 | 12 59 00 | SYSTEMS FURNITURE | 08/17, CHG 1: 08/18 | SUSTAINABLE FOREST INITIATIVE | SFI | SFI 22 | Standards and Rules for Forest Management, Fiber Sourcing, Chain of Custody, and Certified Sourcing | 2022
6196 | 12 59 00 | SYSTEMS FURNITURE | 08/17, CHG 1: 08/18 | TELECOMMUNICATIONS INDUSTRY ASSOCIATION | TIA | TIA-568.2 | Balanced Twisted-Pair Telecommunications Cabling and Components Standards | 2018d
6197 | 12 59 00 | SYSTEMS FURNITURE | 08/17, CHG 1: 08/18 | TELECOMMUNICATIONS INDUSTRY ASSOCIATION | TIA | TIA-569 | Telecommunications Pathways and Spaces | 2019e; Add 1 2022
6198 | 12 59 00 | SYSTEMS FURNITURE | 08/17, CHG 1: 08/18 | U.S. DEPARTMENT OF ENERGY | DOE | Energy Star | Energy Star Energy Efficiency Labeling System (FEMP) | 1992; R 2006
6199 | 12 59 00 | SYSTEMS FURNITURE | 08/17, CHG 1: 08/18 | U.S. NATIONAL ARCHIVES AND RECORDS ADMINISTRATION | NARA | 36 CFR 1191 | Americans with Disabilities Act (ADA) Accessibility Guidelines for Buildings and Facilities; Architectural Barriers Act (ABA) Accessibility Guidelines
6200 | 12 59 00 | SYSTEMS FURNITURE | 08/17, CHG 1: 08/18 | UNDERWRITERS LABORATORIES | UL | UL 723 | UL Standard for Safety Test for Surface Burning Characteristics of Building Materials | 2020
6201 | 12 59 00 | SYSTEMS FURNITURE | 08/17, CHG 1: 08/18 | UNDERWRITERS LABORATORIES | UL | UL 1286 | UL Standard for Safety Office Furnishings | 2022; Reprint Mar 2024
6202 | 12 59 00 | SYSTEMS FURNITURE | 08/17, CHG 1: 08/18 | UNDERWRITERS LABORATORIES | UL | UL 2818 | GREENGUARD Certification Program For Chemical Emissions For Building Materials, Finishes And Furnishings | 2022
6203 | 12 61 13 | UPHOLSTERED AUDIENCE SEATING | 08/20 | AMERICAN FOREST FOUNDATION | AFF | ATFS STANDARDS | American Tree Farm System Standards of Sustainability | 2021
6204 | 12 61 13 | UPHOLSTERED AUDIENCE SEATING | 08/20 | ASTM INTERNATIONAL | ASTM | ASTM A48/A48M | Standard Specification for Gray Iron Castings | 2022
6205 | 12 61 13 | UPHOLSTERED AUDIENCE SEATING | 08/20 | ASTM INTERNATIONAL | ASTM | ASTM A513/A513M | Standard Specification for Electric-Resistance-Welded Carbon and Alloy Steel Mechanical Tubing | 2024
6206 | 12 61 13 | UPHOLSTERED AUDIENCE SEATING | 08/20 | ASTM INTERNATIONAL | ASTM | ASTM A1011/A1011M | Standard Specification for Steel Sheet and Strip, Hot-Rolled, Carbon, Structural, High-Strength Low-Alloy, High-Strength Low-Alloy with Improved Formability, and Ultra-High Strength | 2023
6207 | 12 61 13 | UPHOLSTERED AUDIENCE SEATING | 08/20 | ASTM INTERNATIONAL | ASTM | ASTM D4157 | Standard Test Method for Abrasion Resistance of Textile Fabrics (Oscillatory Cylinder Method) | 2013; R 2017
6208 | 12 61 13 | UPHOLSTERED AUDIENCE SEATING | 08/20 | ASTM INTERNATIONAL | ASTM | ASTM F851 | Standard Test Method for Self-Rising Seat Mechanisms | 1987; R 2020
6209 | 12 61 13 | UPHOLSTERED AUDIENCE SEATING | 08/20 | CALIFORNIA AIR RESOURCES BOARD | CARB | CARB Regulation | Airborne Toxic Control Measure to Reduce Formaldehyde Emissions from Composite Wood Products
6210 | 12 61 13 | UPHOLSTERED AUDIENCE SEATING | 08/20 | CALIFORNIA DEPARTMENT OF PUBLIC HEALTH | CDPH | CDPH SECTION 01350 | Standard Method for the Testing and Evaluation of Volatile Organic Chemical Emissions from Indoor Sources using Environmental Chambers | 2017; Version 1.2
6211 | 12 61 13 | UPHOLSTERED AUDIENCE SEATING | 08/20 | CSA GROUP | CSA | CSA Z809-08 | Sustainable Forest Management | R2013
6212 | 12 61 13 | UPHOLSTERED AUDIENCE SEATING | 08/20 | FOREST STEWARDSHIP COUNCIL | FSC | FSC STD 01 001 | Principles and Criteria for Forest Stewardship | 2015
6213 | 12 61 13 | UPHOLSTERED AUDIENCE SEATING | 08/20 | HARDWOOD PLYWOOD AND VENEER ASSOCIATION | HPVA | ANSI/HPVA HP-1 | American National Standard for Hardwood and Decorative Plywood | 2020
6214 | 12 61 13 | UPHOLSTERED AUDIENCE SEATING | 08/20 | NATIONAL ELECTRICAL MANUFACTURERS ASSOCIATION | NEMA | ANSI/NEMA LD 3 | Standard for High-Pressure Decorative Laminates | 2005
6215 | 12 61 13 | UPHOLSTERED AUDIENCE SEATING | 08/20 | NATIONAL FIRE PROTECTION ASSOCIATION | NFPA | NFPA 101 | Life Safety Code | 2024
6216 | 12 61 13 | UPHOLSTERED AUDIENCE SEATING | 08/20 | PROGRAMME FOR ENDORSEMENT OF FOREST CERTIFICATION | PEFC | PEFC ST 2002:2013 | PEFC International Standard Chain of Custody of Forest Based Products Requirements | 2015
6217 | 12 61 13 | UPHOLSTERED AUDIENCE SEATING | 08/20 | STATE OF CALIFORNIA, DEPARTMENT OF CONSUMER AFFAIRS, BUREAU OF HOME FURNISHINGS AND THERMAL INSULATION | CTB | CTB 117-2000 | Requirements, Test Procedure and Apparatus for Testing the Flame Retardance of Resilient Filling Materials Used in Upholstered Furniture
6218 | 12 61 13 | UPHOLSTERED AUDIENCE SEATING | 08/20 | STATE OF CALIFORNIA, DEPARTMENT OF CONSUMER AFFAIRS, BUREAU OF HOME FURNISHINGS AND THERMAL INSULATION | CTB | CTB 117-2013 | Requirements, Test Procedure and Apparatus for Smolder Resistance of Materials Used in Upholstered Furniture
6219 | 12 61 13 | UPHOLSTERED AUDIENCE SEATING | 08/20 | SUSTAINABLE FOREST INITIATIVE | SFI | SFI 22 | Standards and Rules for Forest Management, Fiber Sourcing, Chain of Custody, and Certified Sourcing | 2022
6220 | 12 61 13 | UPHOLSTERED AUDIENCE SEATING | 08/20 | U.S. DEPARTMENT OF COMMERCE | DOC | DOC CS 191 | Commercial Standard for the Flammability of Clothing Textiles
6221 | 12 61 13 | UPHOLSTERED AUDIENCE SEATING | 08/20 | U.S. NATIONAL ARCHIVES AND RECORDS ADMINISTRATION | NARA | 16 CFR 1610 | Standard for the Flammability of Clothing Textiles
6222 | 12 93 00 | SITE FURNISHINGS | 08/17, CHG 1: 08/18 | ALUMINUM ASSOCIATION | AA | AA DAF45 | Designation System for Aluminum Finishes | 2003; Reaffirmed 2009
6223 | 12 93 00 | SITE FURNISHINGS | 08/17, CHG 1: 08/18 | AMERICAN ARCHITECTURAL MANUFACTURERS ASSOCIATION | AAMA | AAMA 611 | Voluntary Specification for Anodized Architectural Aluminum | 2014
6224 | 12 93 00 | SITE FURNISHINGS | 08/17, CHG 1: 08/18 | AMERICAN FOREST FOUNDATION | AFF | ATFS STANDARDS | American Tree Farm System Standards of Sustainability | 2021
6225 | 12 93 00 | SITE FURNISHINGS | 08/17, CHG 1: 08/18 | AMERICAN INSTITUTE OF STEEL CONSTRUCTION | AISC | AISC 360 | Specification for Structural Steel Buildings | 2016
6226 | 12 93 00 | SITE FURNISHINGS | 08/17, CHG 1: 08/18 | AMERICAN INSTITUTE OF STEEL CONSTRUCTION | AISC | ANSI/AISC 303 | Code of Standard Practice for Structural Steel Buildings and Bridges | 2022
6227 | 12 93 00 | SITE FURNISHINGS | 08/17, CHG 1: 08/18 | AMERICAN INSTITUTE OF TIMBER CONSTRUCTION | AITC | ANSI/AITC A190.1 | American National Standard, Structural Glued Laminated Timber | 2007
6228 | 12 93 00 | SITE FURNISHINGS | 08/17, CHG 1: 08/18 | AMERICAN SOCIETY OF MECHANICAL ENGINEERS | ASME | ASME B18.2.1 | Square, Hex, Heavy Hex, and Askew Head Bolts and Hex, Heavy Hex, Hex Flange, Lobed Head, and Lag Screws (Inch Series) | 2012; R 2021
6229 | 12 93 00 | SITE FURNISHINGS | 08/17, CHG 1: 08/18 | AMERICAN SOCIETY OF MECHANICAL ENGINEERS | ASME | ASME B18.2.2 | Nuts for General Applications: Machine Screw Nuts, and Hex, Square, Hex Flange, and Coupling Nuts (Inch Series) | 2022
6230 | 12 93 00 | SITE FURNISHINGS | 08/17, CHG 1: 08/18 | AMERICAN SOCIETY OF MECHANICAL ENGINEERS | ASME | ASME B18.6.2 | Square Head Set Screws and Slotted Headless Set Screws (Inch Series) | 2020
6231 | 12 93 00 | SITE FURNISHINGS | 08/17, CHG 1: 08/18 | AMERICAN SOCIETY OF MECHANICAL ENGINEERS | ASME | ASME B18.6.3 | Machine Screws, Tapping Screws, and Metallic Drive Screws (Inch Series) | 2024
6232 | 12 93 00 | SITE FURNISHINGS | 08/17, CHG 1: 08/18 | AMERICAN SOCIETY OF MECHANICAL ENGINEERS | ASME | ASME B18.21.1 | Washers: Helical Spring-Lock, Tooth Lock, and Plain Washers (Inch Series) | 2009; R 2016
6233 | 12 93 00 | SITE FURNISHINGS | 08/17, CHG 1: 08/18 | AMERICAN SOCIETY OF MECHANICAL ENGINEERS | ASME | ASME B18.21.2M | Lock Washers (Metric Series) | 1999; R 2014
6234 | 12 93 00 | SITE FURNISHINGS | 08/17, CHG 1: 08/18 | AMERICAN SOCIETY OF MECHANICAL ENGINEERS | ASME | ASME B18.22M | Metric Plain Washers | 1981; R 2017
6235 | 12 93 00 | SITE FURNISHINGS | 08/17, CHG 1: 08/18 | AMERICAN SOCIETY OF SAFETY PROFESSIONALS | ASSP | ASSP A10.3 | Safety Requirements for Powder-Actuated Fastening Systems American National Standard for Construction and Demolition Operations | 2020
6236 | 12 93 00 | SITE FURNISHINGS | 08/17, CHG 1: 08/18 | AMERICAN WELDING SOCIETY | AWS | AWS D1.1/D1.1M | Structural Welding Code - Steel | 2020; Errata 1 2021
6237 | 12 93 00 | SITE FURNISHINGS | 08/17, CHG 1: 08/18 | AMERICAN WOOD PROTECTION ASSOCIATION | AWPA | AWPA M2 | Standard for the Inspection of Preservative Treated Wood Products for Industrial Use | 2019
6238 | 12 93 00 | SITE FURNISHINGS | 08/17, CHG 1: 08/18 | AMERICAN WOOD PROTECTION ASSOCIATION | AWPA | AWPA U1 | Use Category System: User Specification for Treated Wood | 2024
6239 | 12 93 00 | SITE FURNISHINGS | 08/17, CHG 1: 08/18 | ASTM INTERNATIONAL | ASTM | ASTM A36/A36M | Standard Specification for Carbon Structural Steel | 2019
6240 | 12 93 00 | SITE FURNISHINGS | 08/17, CHG 1: 08/18 | ASTM INTERNATIONAL | ASTM | ASTM A47/A47M | Standard Specification for Ferritic Malleable Iron Castings | 1999; R 2022; E 2022
6241 | 12 93 00 | SITE FURNISHINGS | 08/17, CHG 1: 08/18 | ASTM INTERNATIONAL | ASTM | ASTM A48/A48M | Standard Specification for Gray Iron Castings | 2022
6242 | 12 93 00 | SITE FURNISHINGS | 08/17, CHG 1: 08/18 | ASTM INTERNATIONAL | ASTM | ASTM A53/A53M | Standard Specification for Pipe, Steel, Black and Hot-Dipped, Zinc-Coated, Welded and Seamless | 2024
6243 | 12 93 00 | SITE FURNISHINGS | 08/17, CHG 1: 08/18 | ASTM INTERNATIONAL | ASTM | ASTM A123/A123M | Standard Specification for Zinc (Hot-Dip Galvanized) Coatings on Iron and Steel Products | 2017
6244 | 12 93 00 | SITE FURNISHINGS | 08/17, CHG 1: 08/18 | ASTM INTERNATIONAL | ASTM | ASTM A153/A153M | Standard Specification for Zinc Coating (Hot-Dip) on Iron and Steel Hardware | 2023
6245 | 12 93 00 | SITE FURNISHINGS | 08/17, CHG 1: 08/18 | ASTM INTERNATIONAL | ASTM | ASTM A307 | Standard Specification for Carbon Steel Bolts, Studs, and Threaded Rod 60 000 PSI Tensile Strength | 2021
6246 | 12 93 00 | SITE FURNISHINGS | 08/17, CHG 1: 08/18 | ASTM INTERNATIONAL | ASTM | ASTM A500/A500M | Standard Specification for Cold-Formed Welded and Seamless Carbon Steel Structural Tubing in Rounds and Shapes | 2023
6247 | 12 93 00 | SITE FURNISHINGS | 08/17, CHG 1: 08/18 | ASTM INTERNATIONAL | ASTM | ASTM A501/A501M | Standard Specification for Hot-Formed Welded and Seamless Carbon Steel Structural Tubing | 2021
6248 | 12 93 00 | SITE FURNISHINGS | 08/17, CHG 1: 08/18 | ASTM INTERNATIONAL | ASTM | ASTM A615/A615M | Standard Specification for Deformed and Plain Carbon-Steel Bars for Concrete Reinforcement | 2022
6249 | 12 93 00 | SITE FURNISHINGS | 08/17, CHG 1: 08/18 | ASTM INTERNATIONAL | ASTM | ASTM A653/A653M | Standard Specification for Steel Sheet, Zinc-Coated (Galvanized) or Zinc-Iron Alloy-Coated (Galvannealed) by the Hot-Dip Process | 2023
6250 | 12 93 00 | SITE FURNISHINGS | 08/17, CHG 1: 08/18 | ASTM INTERNATIONAL | ASTM | ASTM A780/A780M | Standard Practice for Repair of Damaged and Uncoated Areas of Hot-Dip Galvanized Coatings | 2020
6251 | 12 93 00 | SITE FURNISHINGS | 08/17, CHG 1: 08/18 | ASTM INTERNATIONAL | ASTM | ASTM A1064/A1064M | Standard Specification for Carbon-Steel Wire and Welded Wire Reinforcement, Plain and Deformed, for Concrete | 2024
6252 | 12 93 00 | SITE FURNISHINGS | 08/17, CHG 1: 08/18 | ASTM INTERNATIONAL | ASTM | ASTM B26/B26M | Standard Specification for Aluminum-Alloy Sand Castings | 2018; E 2018
6253 | 12 93 00 | SITE FURNISHINGS | 08/17, CHG 1: 08/18 | ASTM INTERNATIONAL | ASTM | ASTM B62 | Standard Specification for Composition Bronze or Ounce Metal Castings | 2017
6254 | 12 93 00 | SITE FURNISHINGS | 08/17, CHG 1: 08/18 | ASTM INTERNATIONAL | ASTM | ASTM B108/B108M | Standard Specification for Aluminum-Alloy Permanent Mold Castings | 2019
6255 | 12 93 00 | SITE FURNISHINGS | 08/17, CHG 1: 08/18 | ASTM INTERNATIONAL | ASTM | ASTM B209 | Standard Specification for Aluminum and Aluminum-Alloy Sheet and Plate | 2014
6256 | 12 93 00 | SITE FURNISHINGS | 08/17, CHG 1: 08/18 | ASTM INTERNATIONAL | ASTM | ASTM B209M | Standard Specification for Aluminum and Aluminum-Alloy Sheet and Plate (Metric) | 2014
6257 | 12 93 00 | SITE FURNISHINGS | 08/17, CHG 1: 08/18 | ASTM INTERNATIONAL | ASTM | ASTM B221 | Standard Specification for Aluminum and Aluminum-Alloy Extruded Bars, Rods, Wire, Profiles, and Tubes | 2021
6258 | 12 93 00 | SITE FURNISHINGS | 08/17, CHG 1: 08/18 | ASTM INTERNATIONAL | ASTM | ASTM B221M | Standard Specification for Aluminum and Aluminum-Alloy Extruded Bars, Rods, Wire, Profiles, and Tubes (Metric) | 2021
6259 | 12 93 00 | SITE FURNISHINGS | 08/17, CHG 1: 08/18 | ASTM INTERNATIONAL | ASTM | ASTM B429/B429M | Standard Specification for Aluminum-Alloy Extruded Structural Pipe and Tube | 2010; E 2012
6260 | 12 93 00 | SITE FURNISHINGS | 08/17, CHG 1: 08/18 | ASTM INTERNATIONAL | ASTM | ASTM C33/C33M | Standard Specification for Concrete Aggregates | 2023
6261 | 12 93 00 | SITE FURNISHINGS | 08/17, CHG 1: 08/18 | ASTM INTERNATIONAL | ASTM | ASTM C94/C94M | Standard Specification for Ready-Mixed Concrete | 2024a
6262 | 12 93 00 | SITE FURNISHINGS | 08/17, CHG 1: 08/18 | ASTM INTERNATIONAL | ASTM | ASTM C150/C150M | Standard Specification for Portland Cement | 2022
6263 | 12 93 00 | SITE FURNISHINGS | 08/17, CHG 1: 08/18 | ASTM INTERNATIONAL | ASTM | ASTM C260/C260M | Standard Specification for Air-Entraining Admixtures for Concrete | 2010a; R 2016
6264 | 12 93 00 | SITE FURNISHINGS | 08/17, CHG 1: 08/18 | ASTM INTERNATIONAL | ASTM | ASTM C979/C979M | Standard Specification for Pigments for Integrally Colored Concrete | 2016
6265 | 12 93 00 | SITE FURNISHINGS | 08/17, CHG 1: 08/18 | ASTM INTERNATIONAL | ASTM | ASTM C1048 | Standard Specification for Heat-Strengthened and Fully Tempered Flat Glass | 2018
6266 | 12 93 00 | SITE FURNISHINGS | 08/17, CHG 1: 08/18 | ASTM INTERNATIONAL | ASTM | ASTM D1187/D1187M | Standard Specification for Asphalt-Base Emulsions for Use as Protective Coatings for Metal | 1997; R 2018
6267 | 12 93 00 | SITE FURNISHINGS | 08/17, CHG 1: 08/18 | ASTM INTERNATIONAL | ASTM | ASTM D2990 | Standard Test Methods for Tensile, Compressive, and Flexural Creep and Creep-Rupture of Plastics | 2017
6268 | 12 93 00 | SITE FURNISHINGS | 08/17, CHG 1: 08/18 | ASTM INTERNATIONAL | ASTM | ASTM D3451 | Standard Guide for Testing Coating Powders and Powder Coatings | 2006; R 2017
6269 | 12 93 00 | SITE FURNISHINGS | 08/17, CHG 1: 08/18 | ASTM INTERNATIONAL | ASTM | ASTM D4060 | Abrasion Resistance of Organic Coatings by the Taber Abraser | 2019
6270 | 12 93 00 | SITE FURNISHINGS | 08/17, CHG 1: 08/18 | ASTM INTERNATIONAL | ASTM | ASTM D4802 | Standard Specification for Poly(Methyl Methacrylate) Acrylic Plastic Sheet | 2016
6271 | 12 93 00 | SITE FURNISHINGS | 08/17, CHG 1: 08/18 | ASTM INTERNATIONAL | ASTM | ASTM E488/E488M | Standard Test Methods for Strength of Anchors in Concrete Elements | 2022
6272 | 12 93 00 | SITE FURNISHINGS | 08/17, CHG 1: 08/18 | ASTM INTERNATIONAL | ASTM | ASTM F1487 | Standard Consumer Safety Performance Specification for Playground Equipment for Public Use | 2021
6273 | 12 93 00 | SITE FURNISHINGS | 08/17, CHG 1: 08/18 | CSA GROUP | CSA | CSA Z809-08 | Sustainable Forest Management | R2013
6274 | 12 93 00 | SITE FURNISHINGS | 08/17, CHG 1: 08/18 | FOREST STEWARDSHIP COUNCIL | FSC | FSC STD 01 001 | Principles and Criteria for Forest Stewardship | 2015
6275 | 12 93 00 | SITE FURNISHINGS | 08/17, CHG 1: 08/18 | NATIONAL HARDWOOD LUMBER ASSOCIATION | NHLA | NHLA Rules | Rules for the Measurement & Inspection of Hardwood & Cypress | 2023
6276 | 12 93 00 | SITE FURNISHINGS | 08/17, CHG 1: 08/18 | PRECAST/PRESTRESSED CONCRETE INSTITUTE | PCI | PCI MNL-117 | Manual for Quality Control for Plants and Production of Architectural Precast Concrete Products, 3rd Edition | 2013
6277 | 12 93 00 | SITE FURNISHINGS | 08/17, CHG 1: 08/18 | PRECAST/PRESTRESSED CONCRETE INSTITUTE | PCI | PCI MNL-128 | Recommended Practice for Glass Fiber Reinforced Concrete Panels, 4th Edition | 2001
6278 | 12 93 00 | SITE FURNISHINGS | 08/17, CHG 1: 08/18 | PROGRAMME FOR ENDORSEMENT OF FOREST CERTIFICATION | PEFC | PEFC ST 2002:2013 | PEFC International Standard Chain of Custody of Forest Based Products Requirements | 2015
6279 | 12 93 00 | SITE FURNISHINGS | 08/17, CHG 1: 08/18 | REDWOOD INSPECTION SERVICE | RIS) OF THE WESTERN WOOD PRODUCTS ASSOCIATION (WWPA | RIS Grade Use | California Redwood Lumber Grades and Uses | 2019
6280 | 12 93 00 | SITE FURNISHINGS | 08/17, CHG 1: 08/18 | SOCIETY FOR PROTECTIVE COATINGS | SSPC | SSPC Paint 25 | Zinc Oxide, Alkyd, Linseed Oil Primer for Use Over Hand Cleaned Steel, Type I and Type II | 1997; E 2004
6281 | 12 93 00 | SITE FURNISHINGS | 08/17, CHG 1: 08/18 | SOUTHERN PINE INSPECTION BUREAU | SPIB | SPIB 1003 | Standard Grading Rules for Southern Pine Lumber | 2021
6282 | 12 93 00 | SITE FURNISHINGS | 08/17, CHG 1: 08/18 | SUSTAINABLE FOREST INITIATIVE | SFI | SFI 22 | Standards and Rules for Forest Management, Fiber Sourcing, Chain of Custody, and Certified Sourcing | 2022
6283 | 12 93 00 | SITE FURNISHINGS | 08/17, CHG 1: 08/18 | U.S. GENERAL SERVICES ADMINISTRATION | GSA | CID A-A-1925 | Shield Expansion (Nail Anchors) | Rev A; Notice 1; Notice 2; Notice 3; Notice 4
6284 | 12 93 00 | SITE FURNISHINGS | 08/17, CHG 1: 08/18 | WEST COAST LUMBER INSPECTION BUREAU | WCLIB | WCLIB 17 | Standard Grading Rules for West Coast Lumber | 2015; R 2018
6285 | 12 93 00 | SITE FURNISHINGS | 08/17, CHG 1: 08/18 | WESTERN WOOD PRODUCTS ASSOCIATION | WWPA | WWPA G-5 | Western Lumber Grading Rules | 2021
6286 | 13 17 43 | HYDROTHERAPY EQUIPMENT | 05/20 | ASTM INTERNATIONAL | ASTM | ASTM B221 | Standard Specification for Aluminum and Aluminum-Alloy Extruded Bars, Rods, Wire, Profiles, and Tubes | 2021
6287 | 13 17 43 | HYDROTHERAPY EQUIPMENT | 05/20 | ASTM INTERNATIONAL | ASTM | ASTM B221M | Standard Specification for Aluminum and Aluminum-Alloy Extruded Bars, Rods, Wire, Profiles, and Tubes (Metric) | 2021
6288 | 13 17 43 | HYDROTHERAPY EQUIPMENT | 05/20 | NATIONAL FIRE PROTECTION ASSOCIATION | NFPA | NFPA 70 | National Electrical Code | 2023
6289 | 13 17 43 | HYDROTHERAPY EQUIPMENT | 05/20 | NATIONAL FIRE PROTECTION ASSOCIATION | NFPA | NFPA 99 | Health Care Facilities Code | 2024
6290 | 13 17 43 | HYDROTHERAPY EQUIPMENT | 05/20 | UNDERWRITERS LABORATORIES | UL | UL 60601-1 | Medical Electrical Equipment, Part 1: General Requirements for Safety | 2003; Reprint Apr 2006
6291 | 13 21 26 | COLD-STORAGE ROOMS (PREFABRICATED PANEL TYPE) | 02/16, CHG 1: 08/18 | AIR-CONDITIONING, HEATING AND REFRIGERATION INSTITUTE | AHRI | AHRI 365 | Commercial and Industrial Unitary Air-Conditioning Condensing Units | 2009
6292 | 13 21 26 | COLD-STORAGE ROOMS (PREFABRICATED PANEL TYPE) | 02/16, CHG 1: 08/18 | AIR-CONDITIONING, HEATING AND REFRIGERATION INSTITUTE | AHRI | AHRI 366 | Commercial and Industrial Unitary Air-Conditioning Condensing Units | 2009
6293 | 13 21 26 | COLD-STORAGE ROOMS (PREFABRICATED PANEL TYPE) | 02/16, CHG 1: 08/18 | AIR-CONDITIONING, HEATING AND REFRIGERATION INSTITUTE | AHRI | AHRI 420 | Performance Rating of Forced-Circulation Free-Delivery Unit Coolers for Refrigeration | 2008
6294 | 13 21 26 | COLD-STORAGE ROOMS (PREFABRICATED PANEL TYPE) | 02/16, CHG 1: 08/18 | AMERICAN SOCIETY OF HEATING, REFRIGERATING AND AIR-CONDITIONING ENGINEERS | ASHRAE | ANSI/ASHRAE 15 & 34 | ANSI/ASHRAE Standard 15-Safety Standard for Refrigeration Systems and ANSI/ASHRAE Standard 34-Designation and Safety Classification of Refrigerants | 2022
6295 | 13 21 26 | COLD-STORAGE ROOMS (PREFABRICATED PANEL TYPE) | 02/16, CHG 1: 08/18 | AMERICAN SOCIETY OF HEATING, REFRIGERATING AND AIR-CONDITIONING ENGINEERS | ASHRAE | ASHRAE 189.1 | Standard for the Design of High-Performance Green Buildings Except Low-Rise Residential Buildings | 2014
6296 | 13 21 26 | COLD-STORAGE ROOMS (PREFABRICATED PANEL TYPE) | 02/16, CHG 1: 08/18 | INTERNATIONAL CODE COUNCIL | ICC | ICC IBC | International Building Code | 2024
6297 | 13 21 26 | COLD-STORAGE ROOMS (PREFABRICATED PANEL TYPE) | 02/16, CHG 1: 08/18 | NSF INTERNATIONAL | NSF | NSF/ANSI 7 | Commercial Refrigerators and Freezers | 2023
6298 | 13 21 26 | COLD-STORAGE ROOMS (PREFABRICATED PANEL TYPE) | 02/16, CHG 1: 08/18 | U.S. DEPARTMENT OF DEFENSE | DOD | MIL-R-43900 | Refrigerators, Freezers, Prefabricated, Mechanical, Commercial, Walk-In | 1985; Rev B; Notice 1; CANC Notice 2
6299 | 13 21 26 | COLD-STORAGE ROOMS (PREFABRICATED PANEL TYPE) | 02/16, CHG 1: 08/18 | U.S. DEPARTMENT OF ENERGY | DOE | Energy Star | Energy Star Energy Efficiency Labeling System (FEMP) | 1992; R 2006
6300 | 13 21 26 | COLD-STORAGE ROOMS (PREFABRICATED PANEL TYPE) | 02/16, CHG 1: 08/18 | U.S. GENERAL SERVICES ADMINISTRATION | GSA | CID A-A-52128 | Shelving, Storage, Stationary and Mobile, Food Storage | 1993; Notice 1
6301 | 13 21 26 | COLD-STORAGE ROOMS (PREFABRICATED PANEL TYPE) | 02/16, CHG 1: 08/18 | UNDERWRITERS LABORATORIES | UL | UL 412 | UL Standard for Safety Refrigeration Unit Coolers | 2011; Reprint Jun 2022
6302 | 13 21 26 | COLD-STORAGE ROOMS (PREFABRICATED PANEL TYPE) | 02/16, CHG 1: 08/18 | UNDERWRITERS LABORATORIES | UL | UL 427 | UL Standard for Safety Refrigerating Units | 2011; Reprint Jun 2020
6303 | 13 21 26 | COLD-STORAGE ROOMS (PREFABRICATED PANEL TYPE) | 02/16, CHG 1: 08/18 | UNDERWRITERS LABORATORIES | UL | UL 1995 | UL Standard for Safety Heating and Cooling Equipment | 2015; Reprint Aug 2022
6304 | 13 21 48 | PREFABRICATED AUDIOMETRIC ROOMS | 04/06 | ACOUSTICAL SOCIETY OF AMERICA | ASA | ASA S3.1 | American National Standard Maximum Permissible Ambient Noise Levels for Audiometric Test Rooms (ASA 99) | 1999; R 2018
6305 | 13 21 48 | PREFABRICATED AUDIOMETRIC ROOMS | 04/06 | ASTM INTERNATIONAL | ASTM | ASTM C423 | Sound Absorption and Sound Absorption Coefficients by the Reverberation Room Method | 2023
6306 | 13 21 48 | PREFABRICATED AUDIOMETRIC ROOMS | 04/06 | ASTM INTERNATIONAL | ASTM | ASTM D2859 | Standard Test Method for Ignition Characteristics of Finished Textile Floor Covering Materials | 2016
6307 | 13 21 48 | PREFABRICATED AUDIOMETRIC ROOMS | 04/06 | ASTM INTERNATIONAL | ASTM | ASTM E84 | Standard Test Method for Surface Burning Characteristics of Building Materials | 2023
6308 | 13 21 48 | PREFABRICATED AUDIOMETRIC ROOMS | 04/06 | ASTM INTERNATIONAL | ASTM | ASTM E596 | Standard Test Method for Laboratory Measurement of Noise Reduction of Sound-Isolating Enclosures | 2022
6309 | 13 21 48 | PREFABRICATED AUDIOMETRIC ROOMS | 04/06 | ASTM INTERNATIONAL | ASTM | ASTM E648 | Standard Test Method for Critical Radiant Flux of Floor-Covering Systems Using a Radiant Heat Energy Source | 2023
6310 | 13 21 48 | PREFABRICATED AUDIOMETRIC ROOMS | 04/06 | NATIONAL ASSOCIATION OF ARCHITECTURAL METAL MANUFACTURERS | NAAMM | NAAMM AMP 500 | Metal Finishes Manual | 2006
6311 | 13 21 48 | PREFABRICATED AUDIOMETRIC ROOMS | 04/06 | U.S. DEPARTMENT OF DEFENSE | DOD | MIL-STD-1691 | Construction and Material Schedule for Military Medical and Dental Facilities | 1994; Rev F
6312 | 13 21 48 | PREFABRICATED AUDIOMETRIC ROOMS | 04/06 | UNDERWRITERS LABORATORIES | UL | UL 6 | UL Standard for Safety Electrical Rigid Metal Conduit-Steel | 2022
6313 | 13 31 33 | FRAME SUPPORTED MEMBRANE STRUCTURES FOR PROTECTION OF AIRCRAFT | 02/23 | AMERICAN INSTITUTE OF STEEL CONSTRUCTION | AISC | AISC 325 | Steel Construction Manual | 2017
6314 | 13 31 33 | FRAME SUPPORTED MEMBRANE STRUCTURES FOR PROTECTION OF AIRCRAFT | 02/23 | AMERICAN INSTITUTE OF STEEL CONSTRUCTION | AISC | AISC 360 | Specification for Structural Steel Buildings | 2016
6315 | 13 31 33 | FRAME SUPPORTED MEMBRANE STRUCTURES FOR PROTECTION OF AIRCRAFT | 02/23 | AMERICAN SOCIETY OF CIVIL ENGINEERS | ASCE | ASCE 55 | Tensile Membrane Structures | 2016
6316 | 13 31 33 | FRAME SUPPORTED MEMBRANE STRUCTURES FOR PROTECTION OF AIRCRAFT | 02/23 | AMERICAN WELDING SOCIETY | AWS | AWS D1.1/D1.1M | Structural Welding Code - Steel | 2020; Errata 1 2021
6317 | 13 31 33 | FRAME SUPPORTED MEMBRANE STRUCTURES FOR PROTECTION OF AIRCRAFT | 02/23 | ASTM INTERNATIONAL | ASTM | ASTM A36/A36M | Standard Specification for Carbon Structural Steel | 2019
6318 | 13 31 33 | FRAME SUPPORTED MEMBRANE STRUCTURES FOR PROTECTION OF AIRCRAFT | 02/23 | ASTM INTERNATIONAL | ASTM | ASTM A53/A53M | Standard Specification for Pipe, Steel, Black and Hot-Dipped, Zinc-Coated, Welded and Seamless | 2024
6319 | 13 31 33 | FRAME SUPPORTED MEMBRANE STRUCTURES FOR PROTECTION OF AIRCRAFT | 02/23 | ASTM INTERNATIONAL | ASTM | ASTM A123/A123M | Standard Specification for Zinc (Hot-Dip Galvanized) Coatings on Iron and Steel Products | 2017
6320 | 13 31 33 | FRAME SUPPORTED MEMBRANE STRUCTURES FOR PROTECTION OF AIRCRAFT | 02/23 | ASTM INTERNATIONAL | ASTM | ASTM A153/A153M | Standard Specification for Zinc Coating (Hot-Dip) on Iron and Steel Hardware | 2023
6321 | 13 31 33 | FRAME SUPPORTED MEMBRANE STRUCTURES FOR PROTECTION OF AIRCRAFT | 02/23 | ASTM INTERNATIONAL | ASTM | ASTM A500/A500M | Standard Specification for Cold-Formed Welded and Seamless Carbon Steel Structural Tubing in Rounds and Shapes | 2023
6322 | 13 31 33 | FRAME SUPPORTED MEMBRANE STRUCTURES FOR PROTECTION OF AIRCRAFT | 02/23 | ASTM INTERNATIONAL | ASTM | ASTM A572/A572M | Standard Specification for High-Strength Low-Alloy Columbium-Vanadium Structural Steel | 2021; E 2021
6323 | 13 31 33 | FRAME SUPPORTED MEMBRANE STRUCTURES FOR PROTECTION OF AIRCRAFT | 02/23 | ASTM INTERNATIONAL | ASTM | ASTM A780/A780M | Standard Practice for Repair of Damaged and Uncoated Areas of Hot-Dip Galvanized Coatings | 2020
6324 | 13 31 33 | FRAME SUPPORTED MEMBRANE STRUCTURES FOR PROTECTION OF AIRCRAFT | 02/23 | ASTM INTERNATIONAL | ASTM | ASTM A992/A992M | Standard Specification for Structural Steel Shapes | 2022
6325 | 13 31 33 | FRAME SUPPORTED MEMBRANE STRUCTURES FOR PROTECTION OF AIRCRAFT | 02/23 | ASTM INTERNATIONAL | ASTM | ASTM D751 | Standard Test Methods for Coated Fabrics | 2019
6326 | 13 31 33 | FRAME SUPPORTED MEMBRANE STRUCTURES FOR PROTECTION OF AIRCRAFT | 02/23 | ASTM INTERNATIONAL | ASTM | ASTM D2136 | Coated Fabrics - Low-Temperature Bend Test | 2002; R 2012
6327 | 13 31 33 | FRAME SUPPORTED MEMBRANE STRUCTURES FOR PROTECTION OF AIRCRAFT | 02/23 | ASTM INTERNATIONAL | ASTM | ASTM E84 | Standard Test Method for Surface Burning Characteristics of Building Materials | 2023
6328 | 13 31 33 | FRAME SUPPORTED MEMBRANE STRUCTURES FOR PROTECTION OF AIRCRAFT | 02/23 | ASTM INTERNATIONAL | ASTM | ASTM F3125/F3125M | Standard Specification for High Strength Structural Bolts and Assemblies, Steel and Alloy Steel, Heat Treated, Inch Dimensions 120 ksi and 150 ksi Minimum Tensile Strength, and Metric Dimensions 830 MPa and 1040 MPa Minimum Tensile Strength | 2019
6329 | 13 31 33 | FRAME SUPPORTED MEMBRANE STRUCTURES FOR PROTECTION OF AIRCRAFT | 02/23 | NATIONAL FIRE PROTECTION ASSOCIATION | NFPA | NFPA 701 | Standard Methods of Fire Tests for Flame Propagation of Textiles and Films | 2023; ERTA 1 2023
6330 | 13 31 33 | FRAME SUPPORTED MEMBRANE STRUCTURES FOR PROTECTION OF AIRCRAFT | 02/23 | U.S. DEPARTMENT OF DEFENSE | DOD | MIL-STD-889 | Galvanic Compatibility of Electrically Conductive Materials | 2021; Rev D
6331 | 13 31 33 | FRAME SUPPORTED MEMBRANE STRUCTURES FOR PROTECTION OF AIRCRAFT | 02/23 | U.S. DEPARTMENT OF DEFENSE | DOD | UFC 1-200-01 | DoD Building Code | 2022; with Change 3, 2024
6332 | 13 31 33 | FRAME SUPPORTED MEMBRANE STRUCTURES FOR PROTECTION OF AIRCRAFT | 02/23 | U.S. DEPARTMENT OF DEFENSE | DOD | UFC 3-301-01 | Structural Engineering | 2023; with Change 1, 2023
6333 | 13 34 19 | METAL BUILDING SYSTEMS | 08/20, CHG 1: 02/21 | ALUMINUM ASSOCIATION | AA | AA ADM | Aluminum Design Manual | 2020
6334 | 13 34 19 | METAL BUILDING SYSTEMS | 08/20, CHG 1: 02/21 | ALUMINUM ASSOCIATION | AA | AA ASD1 | Aluminum Standards and Data | 2017; Errata 2017
6335 | 13 34 19 | METAL BUILDING SYSTEMS | 08/20, CHG 1: 02/21 | AMERICAN ARCHITECTURAL MANUFACTURERS ASSOCIATION | AAMA | AAMA/WDMA/CSA 101/I.S.2/A440 | North American Fenestration Standard/Specification for Windows, Doors, and Skylights | 2017
6336 | 13 34 19 | METAL BUILDING SYSTEMS | 08/20, CHG 1: 02/21 | AMERICAN INSTITUTE OF STEEL CONSTRUCTION | AISC | AISC 325 | Steel Construction Manual | 2017
6337 | 13 34 19 | METAL BUILDING SYSTEMS | 08/20, CHG 1: 02/21 | AMERICAN INSTITUTE OF STEEL CONSTRUCTION | AISC | AISC 341 | Seismic Provisions for Structural Steel Buildings | 2016
6338 | 13 34 19 | METAL BUILDING SYSTEMS | 08/20, CHG 1: 02/21 | AMERICAN INSTITUTE OF STEEL CONSTRUCTION | AISC | AISC 360 | Specification for Structural Steel Buildings | 2016
6339 | 13 34 19 | METAL BUILDING SYSTEMS | 08/20, CHG 1: 02/21 | AMERICAN IRON AND STEEL INSTITUTE | AISI | AISC/AISI 121 | Standard Definitions for Use in the Design of Steel Structures | 2007
6340 | 13 34 19 | METAL BUILDING SYSTEMS | 08/20, CHG 1: 02/21 | AMERICAN IRON AND STEEL INSTITUTE | AISI | AISI D100 | Cold-Formed Steel Design Manual | 2017
6341 | 13 34 19 | METAL BUILDING SYSTEMS | 08/20, CHG 1: 02/21 | AMERICAN SOCIETY OF CIVIL ENGINEERS | ASCE | ASCE 7-16 | Minimum Design Loads and Associated Criteria for Buildings and Other Structures | 2017; Errata 2018; Supp 1 2018
6342 | 13 34 19 | METAL BUILDING SYSTEMS | 08/20, CHG 1: 02/21 | AMERICAN SOCIETY OF HEATING, REFRIGERATING AND AIR-CONDITIONING ENGINEERS | ASHRAE | ASHRAE 90.1 - IP | Energy Standard for Buildings Except Low-Rise Residential Buildings | 2019
6343 | 13 34 19 | METAL BUILDING SYSTEMS | 08/20, CHG 1: 02/21 | AMERICAN SOCIETY OF HEATING, REFRIGERATING AND AIR-CONDITIONING ENGINEERS | ASHRAE | ASHRAE 90.1 - SI | Energy Standard for Buildings Except Low-Rise Residential Buildings | 2019
6344 | 13 34 19 | METAL BUILDING SYSTEMS | 08/20, CHG 1: 02/21 | AMERICAN WELDING SOCIETY | AWS | AWS A5.1/A5.1M | Specification for Carbon Steel Electrodes for Shielded Metal Arc Welding | 2012
6345 | 13 34 19 | METAL BUILDING SYSTEMS | 08/20, CHG 1: 02/21 | AMERICAN WELDING SOCIETY | AWS | AWS D1.1/D1.1M | Structural Welding Code - Steel | 2020; Errata 1 2021
6346 | 13 34 19 | METAL BUILDING SYSTEMS | 08/20, CHG 1: 02/21 | AMERICAN WELDING SOCIETY | AWS | AWS D1.3/D1.3M | Structural Welding Code - Sheet Steel | 2018
6347 | 13 34 19 | METAL BUILDING SYSTEMS | 08/20, CHG 1: 02/21 | ASTM INTERNATIONAL | ASTM | ASTM A36/A36M | Standard Specification for Carbon Structural Steel | 2019
6348 | 13 34 19 | METAL BUILDING SYSTEMS | 08/20, CHG 1: 02/21 | ASTM INTERNATIONAL | ASTM | ASTM A53/A53M | Standard Specification for Pipe, Steel, Black and Hot-Dipped, Zinc-Coated, Welded and Seamless | 2024
6349 | 13 34 19 | METAL BUILDING SYSTEMS | 08/20, CHG 1: 02/21 | ASTM INTERNATIONAL | ASTM | ASTM A123/A123M | Standard Specification for Zinc (Hot-Dip Galvanized) Coatings on Iron and Steel Products | 2017
6350 | 13 34 19 | METAL BUILDING SYSTEMS | 08/20, CHG 1: 02/21 | ASTM INTERNATIONAL | ASTM | ASTM A153/A153M | Standard Specification for Zinc Coating (Hot-Dip) on Iron and Steel Hardware | 2023
6351 | 13 34 19 | METAL BUILDING SYSTEMS | 08/20, CHG 1: 02/21 | ASTM INTERNATIONAL | ASTM | ASTM A193/A193M | Standard Specification for Alloy-Steel and Stainless Steel Bolting Materials for High-Temperature Service and Other Special Purpose Applications | 2024
6352 | 13 34 19 | METAL BUILDING SYSTEMS | 08/20, CHG 1: 02/21 | ASTM INTERNATIONAL | ASTM | ASTM A307 | Standard Specification for Carbon Steel Bolts, Studs, and Threaded Rod 60 000 PSI Tensile Strength | 2021
6353 | 13 34 19 | METAL BUILDING SYSTEMS | 08/20, CHG 1: 02/21 | ASTM INTERNATIONAL | ASTM | ASTM A463/A463M | Standard Specification for Steel Sheet, Aluminum-Coated, by the Hot-Dip Process | 2022
6354 | 13 34 19 | METAL BUILDING SYSTEMS | 08/20, CHG 1: 02/21 | ASTM INTERNATIONAL | ASTM | ASTM A475 | Standard Specification for Metallic-Coated Steel Wire Strand | 2022
6355 | 13 34 19 | METAL BUILDING SYSTEMS | 08/20, CHG 1: 02/21 | ASTM INTERNATIONAL | ASTM | ASTM A500/A500M | Standard Specification for Cold-Formed Welded and Seamless Carbon Steel Structural Tubing in Rounds and Shapes | 2023
6356 | 13 34 19 | METAL BUILDING SYSTEMS | 08/20, CHG 1: 02/21 | ASTM INTERNATIONAL | ASTM | ASTM A501/A501M | Standard Specification for Hot-Formed Welded and Seamless Carbon Steel Structural Tubing | 2021
6357 | 13 34 19 | METAL BUILDING SYSTEMS | 08/20, CHG 1: 02/21 | ASTM INTERNATIONAL | ASTM | ASTM A529/A529M | Standard Specification for High-Strength Carbon-Manganese Steel of Structural Quality | 2019
6358 | 13 34 19 | METAL BUILDING SYSTEMS | 08/20, CHG 1: 02/21 | ASTM INTERNATIONAL | ASTM | ASTM A563 | Standard Specification for Carbon and Alloy Steel Nuts | 2021; E 2022a
6359 | 13 34 19 | METAL BUILDING SYSTEMS | 08/20, CHG 1: 02/21 | ASTM INTERNATIONAL | ASTM | ASTM A563M | Standard Specification for Carbon and Alloy Steel Nuts (Metric) | 2007; R 2013
6360 | 13 34 19 | METAL BUILDING SYSTEMS | 08/20, CHG 1: 02/21 | ASTM INTERNATIONAL | ASTM | ASTM A572/A572M | Standard Specification for High-Strength Low-Alloy Columbium-Vanadium Structural Steel | 2021; E 2021
6361 | 13 34 19 | METAL BUILDING SYSTEMS | 08/20, CHG 1: 02/21 | ASTM INTERNATIONAL | ASTM | ASTM A606/A606M | Standard Specification for Steel Sheet and Strip, High-Strength, Low-Alloy, Hot-Rolled and Cold-Rolled, with Improved Atmospheric Corrosion Resistance | 2023
6362 | 13 34 19 | METAL BUILDING SYSTEMS | 08/20, CHG 1: 02/21 | ASTM INTERNATIONAL | ASTM | ASTM A653/A653M | Standard Specification for Steel Sheet, Zinc-Coated (Galvanized) or Zinc-Iron Alloy-Coated (Galvannealed) by the Hot-Dip Process | 2023
6363 | 13 34 19 | METAL BUILDING SYSTEMS | 08/20, CHG 1: 02/21 | ASTM INTERNATIONAL | ASTM | ASTM A755/A755M | Standard Specification for Steel Sheet, Metallic Coated by the Hot-Dip Process and Prepainted by the Coil-Coating Process for Exterior Exposed Building Products | 2018; R 2024
6364 | 13 34 19 | METAL BUILDING SYSTEMS | 08/20, CHG 1: 02/21 | ASTM INTERNATIONAL | ASTM | ASTM A780/A780M | Standard Practice for Repair of Damaged and Uncoated Areas of Hot-Dip Galvanized Coatings | 2020
6365 | 13 34 19 | METAL BUILDING SYSTEMS | 08/20, CHG 1: 02/21 | ASTM INTERNATIONAL | ASTM | ASTM A792/A792M | Standard Specification for Steel Sheet, 55% Aluminum-Zinc Alloy-Coated by the Hot-Dip Process | 2022
6366 | 13 34 19 | METAL BUILDING SYSTEMS | 08/20, CHG 1: 02/21 | ASTM INTERNATIONAL | ASTM | ASTM A992/A992M | Standard Specification for Structural Steel Shapes | 2022
6367 | 13 34 19 | METAL BUILDING SYSTEMS | 08/20, CHG 1: 02/21 | ASTM INTERNATIONAL | ASTM | ASTM A1008/A1008M | Standard Specification for Steel, Sheet, Cold-Rolled, Carbon, Structural, High-Strength Low-Alloy, High-Strength Low-Alloy with Improved Formability, Solution Hardened, and Bake Hardenable | 2024
6368 | 13 34 19 | METAL BUILDING SYSTEMS | 08/20, CHG 1: 02/21 | ASTM INTERNATIONAL | ASTM | ASTM A1011/A1011M | Standard Specification for Steel Sheet and Strip, Hot-Rolled, Carbon, Structural, High-Strength Low-Alloy, High-Strength Low-Alloy with Improved Formability, and Ultra-High Strength | 2023
6369 | 13 34 19 | METAL BUILDING SYSTEMS | 08/20, CHG 1: 02/21 | ASTM INTERNATIONAL | ASTM | ASTM B117 | Standard Practice for Operating Salt Spray (Fog) Apparatus | 2019
6370 | 13 34 19 | METAL BUILDING SYSTEMS | 08/20, CHG 1: 02/21 | ASTM INTERNATIONAL | ASTM | ASTM B209 | Standard Specification for Aluminum and Aluminum-Alloy Sheet and Plate | 2014
6371 | 13 34 19 | METAL BUILDING SYSTEMS | 08/20, CHG 1: 02/21 | ASTM INTERNATIONAL | ASTM | ASTM B209M | Standard Specification for Aluminum and Aluminum-Alloy Sheet and Plate (Metric) | 2014
6372 | 13 34 19 | METAL BUILDING SYSTEMS | 08/20, CHG 1: 02/21 | ASTM INTERNATIONAL | ASTM | ASTM B221 | Standard Specification for Aluminum and Aluminum-Alloy Extruded Bars, Rods, Wire, Profiles, and Tubes | 2021
6373 | 13 34 19 | METAL BUILDING SYSTEMS | 08/20, CHG 1: 02/21 | ASTM INTERNATIONAL | ASTM | ASTM B221M | Standard Specification for Aluminum and Aluminum-Alloy Extruded Bars, Rods, Wire, Profiles, and Tubes (Metric) | 2021
6374 | 13 34 19 | METAL BUILDING SYSTEMS | 08/20, CHG 1: 02/21 | ASTM INTERNATIONAL | ASTM | ASTM B695 | Standard Specification for Coatings of Zinc Mechanically Deposited on Iron and Steel | 2021
6375 | 13 34 19 | METAL BUILDING SYSTEMS | 08/20, CHG 1: 02/21 | ASTM INTERNATIONAL | ASTM | ASTM C273/C273M | Standard Test Method for Shear Properties of Sandwich Core Materials | 2020
6376 | 13 34 19 | METAL BUILDING SYSTEMS | 08/20, CHG 1: 02/21 | ASTM INTERNATIONAL | ASTM | ASTM C518 | Standard Test Method for Steady-State Thermal Transmission Properties by Means of the Heat Flow Meter Apparatus | 2021
6377 | 13 34 19 | METAL BUILDING SYSTEMS | 08/20, CHG 1: 02/21 | ASTM INTERNATIONAL | ASTM | ASTM C553 | Standard Specification for Mineral Fiber Blanket Thermal Insulation for Commercial and Industrial Applications | 2013; R 2019
6378 | 13 34 19 | METAL BUILDING SYSTEMS | 08/20, CHG 1: 02/21 | ASTM INTERNATIONAL | ASTM | ASTM C612 | Standard Specification for Mineral Fiber Block and Board Thermal Insulation | 2014; R 2019
6379 | 13 34 19 | METAL BUILDING SYSTEMS | 08/20, CHG 1: 02/21 | ASTM INTERNATIONAL | ASTM | ASTM C665 | Standard Specification for Mineral-Fiber Blanket Thermal Insulation for Light Frame Construction and Manufactured Housing | 2023
6380 | 13 34 19 | METAL BUILDING SYSTEMS | 08/20, CHG 1: 02/21 | ASTM INTERNATIONAL | ASTM | ASTM C920 | Standard Specification for Elastomeric Joint Sealants | 2018
6381 | 13 34 19 | METAL BUILDING SYSTEMS | 08/20, CHG 1: 02/21 | ASTM INTERNATIONAL | ASTM | ASTM C991 | Flexible Glass Fiber Insulation for Metal Buildings | 2023
6382 | 13 34 19 | METAL BUILDING SYSTEMS | 08/20, CHG 1: 02/21 | ASTM INTERNATIONAL | ASTM | ASTM C1289 | Standard Specification for Faced Rigid Cellular Polyisocyanurate Thermal Insulation Board | 2023a
6383 | 13 34 19 | METAL BUILDING SYSTEMS | 08/20, CHG 1: 02/21 | ASTM INTERNATIONAL | ASTM | ASTM C1363 | Standard Test Method for Thermal Performance of Building Materials and Envelope Assemblies by Means of a Hot Box Apparatus | 2024
6384 | 13 34 19 | METAL BUILDING SYSTEMS | 08/20, CHG 1: 02/21 | ASTM INTERNATIONAL | ASTM | ASTM D522/D522M | Mandrel Bend Test of Attached Organic Coatings | 2017
6385 | 13 34 19 | METAL BUILDING SYSTEMS | 08/20, CHG 1: 02/21 | ASTM INTERNATIONAL | ASTM | ASTM D523 | Standard Test Method for Specular Gloss | 2014; R 2018
6386 | 13 34 19 | METAL BUILDING SYSTEMS | 08/20, CHG 1: 02/21 | ASTM INTERNATIONAL | ASTM | ASTM D714 | Standard Test Method for Evaluating Degree of Blistering of Paints | 2002; R 2017
6387 | 13 34 19 | METAL BUILDING SYSTEMS | 08/20, CHG 1: 02/21 | ASTM INTERNATIONAL | ASTM | ASTM D822 | Filtered Open-Flame Carbon-Arc Exposures of Paint and Related Coatings | 2013; R 2018
6388 | 13 34 19 | METAL BUILDING SYSTEMS | 08/20, CHG 1: 02/21 | ASTM INTERNATIONAL | ASTM | ASTM D968 | Standard Test Methods for Abrasion Resistance of Organic Coatings by Falling Abrasive | 2022
6389 | 13 34 19 | METAL BUILDING SYSTEMS | 08/20, CHG 1: 02/21 | ASTM INTERNATIONAL | ASTM | ASTM D1056 | Standard Specification for Flexible Cellular Materials - Sponge or Expanded Rubber | 2020
6390 | 13 34 19 | METAL BUILDING SYSTEMS | 08/20, CHG 1: 02/21 | ASTM INTERNATIONAL | ASTM | ASTM D1308 | Effect of Household Chemicals on Clear and Pigmented Organic Finishes | 2002; R 2013
6391 | 13 34 19 | METAL BUILDING SYSTEMS | 08/20, CHG 1: 02/21 | ASTM INTERNATIONAL | ASTM | ASTM D1621 | Standard Test Method for Compressive Properties of Rigid Cellular Plastics | 2016
6392 | 13 34 19 | METAL BUILDING SYSTEMS | 08/20, CHG 1: 02/21 | ASTM INTERNATIONAL | ASTM | ASTM D1622/D1622M | Apparent Density of Rigid Cellular Plastics | 2014
6393 | 13 34 19 | METAL BUILDING SYSTEMS | 08/20, CHG 1: 02/21 | ASTM INTERNATIONAL | ASTM | ASTM D1667 | Standard Specification for Flexible Cellular Materials - Poly (Vinyl Chloride) Foam (Closed-Cell) | 2022
6394 | 13 34 19 | METAL BUILDING SYSTEMS | 08/20, CHG 1: 02/21 | ASTM INTERNATIONAL | ASTM | ASTM D2244 | Standard Practice for Calculation of Color Tolerances and Color Differences from Instrumentally Measured Color Coordinates | 2021
6395 | 13 34 19 | METAL BUILDING SYSTEMS | 08/20, CHG 1: 02/21 | ASTM INTERNATIONAL | ASTM | ASTM D2247 | Standard Practice for Testing Water Resistance of Coatings in 100?Percent Relative Humidity | 2015; R 2020
6396 | 13 34 19 | METAL BUILDING SYSTEMS | 08/20, CHG 1: 02/21 | ASTM INTERNATIONAL | ASTM | ASTM D2794 | Standard Test Method for Resistance of Organic Coatings to the Effects of Rapid Deformation (Impact) | 1993; R 2019
6397 | 13 34 19 | METAL BUILDING SYSTEMS | 08/20, CHG 1: 02/21 | ASTM INTERNATIONAL | ASTM | ASTM D3363 | Film Hardness by Pencil Test | 2005; E 2011; R 2011; E 2012
6398 | 13 34 19 | METAL BUILDING SYSTEMS | 08/20, CHG 1: 02/21 | ASTM INTERNATIONAL | ASTM | ASTM D4214 | Standard Test Method for Evaluating the Degree of Chalking of Exterior Paint Films | 2007; R 2015
6399 | 13 34 19 | METAL BUILDING SYSTEMS | 08/20, CHG 1: 02/21 | ASTM INTERNATIONAL | ASTM | ASTM D5359 | Standard Specification for Glass Cullet Recovered from Waste for Use in Manufacture of Glass Fiber | 1998; R 2021
6400 | 13 34 19 | METAL BUILDING SYSTEMS | 08/20, CHG 1: 02/21 | ASTM INTERNATIONAL | ASTM | ASTM D6226 | Standard Test Method for Open Cell Content of Rigid Cellular Plastics | 2021
6401 | 13 34 19 | METAL BUILDING SYSTEMS | 08/20, CHG 1: 02/21 | ASTM INTERNATIONAL | ASTM | ASTM DEFONLINE | ASTM Online Dictionary of Engineering Science and Technology | 2008
6402 | 13 34 19 | METAL BUILDING SYSTEMS | 08/20, CHG 1: 02/21 | ASTM INTERNATIONAL | ASTM | ASTM E84 | Standard Test Method for Surface Burning Characteristics of Building Materials | 2023
6403 | 13 34 19 | METAL BUILDING SYSTEMS | 08/20, CHG 1: 02/21 | ASTM INTERNATIONAL | ASTM | ASTM E96/E96M | Standard Test Methods for Gravimetric Determination of Water Vapor Transmission Rate of Materials | 2024
6404 | 13 34 19 | METAL BUILDING SYSTEMS | 08/20, CHG 1: 02/21 | ASTM INTERNATIONAL | ASTM | ASTM E119 | Standard Test Methods for Fire Tests of Building Construction and Materials | 2024
6405 | 13 34 19 | METAL BUILDING SYSTEMS | 08/20, CHG 1: 02/21 | ASTM INTERNATIONAL | ASTM | ASTM E136 | Standard Test Method for Assessing Combustibility of Materials Using a Vertical Tube Furnace at 750 Degrees C | 2024b
6406 | 13 34 19 | METAL BUILDING SYSTEMS | 08/20, CHG 1: 02/21 | ASTM INTERNATIONAL | ASTM | ASTM E283 | Standard Test Method for Determining the Rate of Air Leakage Through Exterior Windows, Curtain Walls, and Doors Under Specified Pressure Differences Across the Specimen | 2019
6407 | 13 34 19 | METAL BUILDING SYSTEMS | 08/20, CHG 1: 02/21 | ASTM INTERNATIONAL | ASTM | ASTM E331 | Standard Test Method for Water Penetration of Exterior Windows, Skylights, Doors, and Curtain Walls by Uniform Static Air Pressure Difference | 2000; R 2023
6408 | 13 34 19 | METAL BUILDING SYSTEMS | 08/20, CHG 1: 02/21 | ASTM INTERNATIONAL | ASTM | ASTM E1592 | Standard Test Method for Structural Performance of Sheet Metal Roof and Siding Systems by Uniform Static Air Pressure Difference | 2017
6409 | 13 34 19 | METAL BUILDING SYSTEMS | 08/20, CHG 1: 02/21 | ASTM INTERNATIONAL | ASTM | ASTM E1646 | Standard Test Method for Water Penetration of Exterior Metal Roof Panel Systems by Uniform Air Pressure Difference | 1995; R 2018
6410 | 13 34 19 | METAL BUILDING SYSTEMS | 08/20, CHG 1: 02/21 | ASTM INTERNATIONAL | ASTM | ASTM E1680 | Standard Test Method for Rate of Air Leakage Through Exterior Metal Roof Panel Systems | 2016
6411 | 13 34 19 | METAL BUILDING SYSTEMS | 08/20, CHG 1: 02/21 | ASTM INTERNATIONAL | ASTM | ASTM F436/F436M | Standard Specification for Hardened Steel Washers Inch and Metric Dimensions | 2019
6412 | 13 34 19 | METAL BUILDING SYSTEMS | 08/20, CHG 1: 02/21 | ASTM INTERNATIONAL | ASTM | ASTM F844 | Standard Specification for Washers, Steel, Plain (Flat), Unhardened for General Use | 2019; R 2024
6413 | 13 34 19 | METAL BUILDING SYSTEMS | 08/20, CHG 1: 02/21 | ASTM INTERNATIONAL | ASTM | ASTM F1554 | Standard Specification for Anchor Bolts, Steel, 36, 55, and 105-ksi Yield Strength | 2020
6414 | 13 34 19 | METAL BUILDING SYSTEMS | 08/20, CHG 1: 02/21 | ASTM INTERNATIONAL | ASTM | ASTM F1852 | Standard Specification for "Twist Off" Type Tension Control Structural Bolt/Nut/Washer Assemblies, Steel, Heat Treated, 120/105 ksi Minimum Tensile Strength | 2014
6415 | 13 34 19 | METAL BUILDING SYSTEMS | 08/20, CHG 1: 02/21 | ASTM INTERNATIONAL | ASTM | ASTM F3125/F3125M | Standard Specification for High Strength Structural Bolts and Assemblies, Steel and Alloy Steel, Heat Treated, Inch Dimensions 120 ksi and 150 ksi Minimum Tensile Strength, and Metric Dimensions 830 MPa and 1040 MPa Minimum Tensile Strength | 2019
6416 | 13 34 19 | METAL BUILDING SYSTEMS | 08/20, CHG 1: 02/21 | ASTM INTERNATIONAL | ASTM | ASTM G152 | Standard Practice for Operating Open Flame Carbon Arc Light Apparatus for Exposure of Nonmetallic Materials | 2013; R 2021
6417 | 13 34 19 | METAL BUILDING SYSTEMS | 08/20, CHG 1: 02/21 | ASTM INTERNATIONAL | ASTM | ASTM G153 | Standard Practice for Operating Enclosed Carbon Arc Light Apparatus for Exposure of Nonmetallic Materials | 2013; R 2021
6418 | 13 34 19 | METAL BUILDING SYSTEMS | 08/20, CHG 1: 02/21 | METAL BUILDING MANUFACTURERS ASSOCIATION | MBMA | MBMA MBSM | Metal Building Systems Manual | 2018
6419 | 13 34 19 | METAL BUILDING SYSTEMS | 08/20, CHG 1: 02/21 | NATIONAL ASSOCIATION OF ARCHITECTURAL METAL MANUFACTURERS | NAAMM | NAAMM AMP 500 | Metal Finishes Manual | 2006
6420 | 13 34 19 | METAL BUILDING SYSTEMS | 08/20, CHG 1: 02/21 | NATIONAL FIRE PROTECTION ASSOCIATION | NFPA | NFPA 80 | Standard for Fire Doors and Other Opening Protectives | 2022
6421 | 13 34 19 | METAL BUILDING SYSTEMS | 08/20, CHG 1: 02/21 | NATIONAL FIRE PROTECTION ASSOCIATION | NFPA | NFPA 252 | Standard Methods of Fire Tests of Door Assemblies | 2022
6422 | 13 34 19 | METAL BUILDING SYSTEMS | 08/20, CHG 1: 02/21 | NATIONAL ROOFING CONTRACTORS ASSOCIATION | NRCA | NRCA RoofMan | The NRCA Roofing Manual | 2020
6423 | 13 34 19 | METAL BUILDING SYSTEMS | 08/20, CHG 1: 02/21 | SHEET METAL AND AIR CONDITIONING CONTRACTORS' NATIONAL ASSOCIATION | SMACNA | SMACNA 1793 | Architectural Sheet Metal Manual, 7th Edition | 2012
6424 | 13 34 19 | METAL BUILDING SYSTEMS | 08/20, CHG 1: 02/21 | SOCIETY FOR PROTECTIVE COATINGS | SSPC | SSPC Paint 15 | Steel Joist Shop Primer/Metal Building Primer | 1999; E 2004
6425 | 13 34 19 | METAL BUILDING SYSTEMS | 08/20, CHG 1: 02/21 | SOCIETY FOR PROTECTIVE COATINGS | SSPC | SSPC Painting Manual | Good Painting Practice, Steel Structures Painting Manual, Volume 1 | 2002
6426 | 13 34 19 | METAL BUILDING SYSTEMS | 08/20, CHG 1: 02/21 | SOCIETY FOR PROTECTIVE COATINGS | SSPC | SSPC SP 2 | Hand Tool Cleaning | 2018
6427 | 13 34 19 | METAL BUILDING SYSTEMS | 08/20, CHG 1: 02/21 | STEEL WINDOW INSTITUTE | SWI | SWI AGSW | Architect's Guide to Steel Windows | 2002
6428 | 13 34 19 | METAL BUILDING SYSTEMS | 08/20, CHG 1: 02/21 | U.S. ARMY CORPS OF ENGINEERS | USACE | EM 385-1-1 | Safety -- Safety and Occupational Health (SOH) Requirements | 2024
6429 | 13 34 19 | METAL BUILDING SYSTEMS | 08/20, CHG 1: 02/21 | U.S. DEPARTMENT OF DEFENSE | DOD | UFC 3-301-01 | Structural Engineering | 2023; with Change 1, 2023
6430 | 13 34 19 | METAL BUILDING SYSTEMS | 08/20, CHG 1: 02/21 | U.S. DEPARTMENT OF DEFENSE | DOD | UFC 3-301-02 | Design of Risk Category V Structures, National Strategic Military Assets | 2023
6431 | 13 34 19 | METAL BUILDING SYSTEMS | 08/20, CHG 1: 02/21 | U.S. DEPARTMENT OF DEFENSE | DOD | UFC 4-010-01 | DoD Minimum Antiterrorism Standards for Buildings | 2018; with Change 3, 2024
6432 | 13 34 19 | METAL BUILDING SYSTEMS | 08/20, CHG 1: 02/21 | UNDERWRITERS LABORATORIES | UL | UL Bld Mat Dir | Building Materials Directory | updated continuously online
6433 | 13 34 23.12 10 | RELOCATABLE BUILDING UNITS (RLB) | 05/24 | AIR MOVEMENT AND CONTROL ASSOCIATION INTERNATIONAL, INC. | AMCA | AMCA 99 | Standards Handbook | 2016
6434 | 13 34 23.12 10 | RELOCATABLE BUILDING UNITS (RLB) | 05/24 | AIR MOVEMENT AND CONTROL ASSOCIATION INTERNATIONAL, INC. | AMCA | AMCA 201 | Fans and Systems | 2002; R 2011
6435 | 13 34 23.12 10 | RELOCATABLE BUILDING UNITS (RLB) | 05/24 | AIR MOVEMENT AND CONTROL ASSOCIATION INTERNATIONAL, INC. | AMCA | AMCA 210 | Laboratory Methods of Testing Fans for Aerodynamic Performance Rating | 2016
6436 | 13 34 23.12 10 | RELOCATABLE BUILDING UNITS (RLB) | 05/24 | AIR MOVEMENT AND CONTROL ASSOCIATION INTERNATIONAL, INC. | AMCA | AMCA 211 | Certified Ratings Program Product Rating Manual for Fan Air Performance | 2013; Rev 2017
6437 | 13 34 23.12 10 | RELOCATABLE BUILDING UNITS (RLB) | 05/24 | AIR MOVEMENT AND CONTROL ASSOCIATION INTERNATIONAL, INC. | AMCA | AMCA 300 | Reverberant Room Method for Sound Testing of Fans | 2014
6438 | 13 34 23.12 10 | RELOCATABLE BUILDING UNITS (RLB) | 05/24 | AIR MOVEMENT AND CONTROL ASSOCIATION INTERNATIONAL, INC. | AMCA | AMCA 301 | Methods for Calculating Fan Sound Ratings from Laboratory Test Data | 2014
6439 | 13 34 23.12 10 | RELOCATABLE BUILDING UNITS (RLB) | 05/24 | AIR MOVEMENT AND CONTROL ASSOCIATION INTERNATIONAL, INC. | AMCA | AMCA CRP | Directory of Products Licensed Under the AMCA International Certified Ratings Program | Online
6440 | 13 34 23.12 10 | RELOCATABLE BUILDING UNITS (RLB) | 05/24 | AIR-CONDITIONING, HEATING AND REFRIGERATION INSTITUTE | AHRI | AHRI 210/240 | Performance Rating of Unitary Air-Conditioning and Air-Source Heat Pump Equipment | 2023
6441 | 13 34 23.12 10 | RELOCATABLE BUILDING UNITS (RLB) | 05/24 | AIR-CONDITIONING, HEATING AND REFRIGERATION INSTITUTE | AHRI | AHRI 460 | Performance Rating of Remote Mechanical-Draft Air-Cooled Refrigerant COndensers | 2005
6442 | 13 34 23.12 10 | RELOCATABLE BUILDING UNITS (RLB) | 05/24 | AMERICAN BEARING MANUFACTURERS ASSOCIATION | ABMA | ABMA 9 | Load Ratings and Fatigue Life for Ball Bearings | 2015
6443 | 13 34 23.12 10 | RELOCATABLE BUILDING UNITS (RLB) | 05/24 | AMERICAN BEARING MANUFACTURERS ASSOCIATION | ABMA | ABMA 11 | Load Ratings and Fatigue Life for Roller Bearings | 2014
6444 | 13 34 23.12 10 | RELOCATABLE BUILDING UNITS (RLB) | 05/24 | AMERICAN INSTITUTE OF STEEL CONSTRUCTION | AISC | AISC 360 | Specification for Structural Steel Buildings | 2016
6445 | 13 34 23.12 10 | RELOCATABLE BUILDING UNITS (RLB) | 05/24 | AMERICAN NATIONAL STANDARDS INSTITUTE | ANSI | ANSI Z21.22/CSA 4.4 | Relief Valves for Hot Water Supply Systems | 2015; R 2020
6446 | 13 34 23.12 10 | RELOCATABLE BUILDING UNITS (RLB) | 05/24 | AMERICAN SOCIETY OF HEATING, REFRIGERATING AND AIR-CONDITIONING ENGINEERS | ASHRAE | ASHRAE 15 & 34 | ASHRAE Standard 34-2016 Safety Standard for Refrigeration Systems/ASHRAE Standard 34-2016 Designation and Safety Classification of Refrigerants-ASHRAE Standard 34-2016 | 2013
6447 | 13 34 23.12 10 | RELOCATABLE BUILDING UNITS (RLB) | 05/24 | AMERICAN SOCIETY OF HEATING, REFRIGERATING AND AIR-CONDITIONING ENGINEERS | ASHRAE | ASHRAE 52.2 | Method of Testing General Ventilation Air-Cleaning Devices for Removal Efficiency by Particle Size | 2017
6448 | 13 34 23.12 10 | RELOCATABLE BUILDING UNITS (RLB) | 05/24 | AMERICAN SOCIETY OF HEATING, REFRIGERATING AND AIR-CONDITIONING ENGINEERS | ASHRAE | ASHRAE 90.1 - IP | Energy Standard for Buildings Except Low-Rise Residential Buildings | 2019
6449 | 13 34 23.12 10 | RELOCATABLE BUILDING UNITS (RLB) | 05/24 | AMERICAN SOCIETY OF HEATING, REFRIGERATING AND AIR-CONDITIONING ENGINEERS | ASHRAE | ASHRAE 90.1 - SI | Energy Standard for Buildings Except Low-Rise Residential Buildings | 2019
6450 | 13 34 23.12 10 | RELOCATABLE BUILDING UNITS (RLB) | 05/24 | AMERICAN SOCIETY OF MECHANICAL ENGINEERS | ASME | ASME A112.6.1M | Floor Affixed Supports for Off-the-Floor Plumbing Fixtures for Public Use | 1997; R 2017
6451 | 13 34 23.12 10 | RELOCATABLE BUILDING UNITS (RLB) | 05/24 | AMERICAN SOCIETY OF MECHANICAL ENGINEERS | ASME | ASME A112.6.3 | Floor Drains | 2022
6452 | 13 34 23.12 10 | RELOCATABLE BUILDING UNITS (RLB) | 05/24 | AMERICAN SOCIETY OF MECHANICAL ENGINEERS | ASME | ASME A112.14.1 | Backwater Valves | 2003; R 2017; R 2022
6453 | 13 34 23.12 10 | RELOCATABLE BUILDING UNITS (RLB) | 05/24 | AMERICAN SOCIETY OF MECHANICAL ENGINEERS | ASME | ASME A112.19.2/CSA B45.1 | Standard for Vitreous China Plumbing Fixtures and Hydraulic Requirements for Water Closets and Urinals | 2018; ERTA 2018
6454 | 13 34 23.12 10 | RELOCATABLE BUILDING UNITS (RLB) | 05/24 | AMERICAN SOCIETY OF MECHANICAL ENGINEERS | ASME | ASME A112.19.3/CSA B45.4 | Stainless Steel Plumbing Fixtures | 2022
6455 | 13 34 23.12 10 | RELOCATABLE BUILDING UNITS (RLB) | 05/24 | AMERICAN SOCIETY OF SANITARY ENGINEERING | ASSE | ASSE 1003 | Performance Requirements for Water Pressure Reducing Valves for Domestic Water Distribution Systems - (ANSI approved 2010) | 2020
6456 | 13 34 23.12 10 | RELOCATABLE BUILDING UNITS (RLB) | 05/24 | AMERICAN SOCIETY OF SANITARY ENGINEERING | ASSE | ASSE 1012 | Performance Requirements for Backflow Preventer with an Intermediate Atmospheric Vent | 2023
6457 | 13 34 23.12 10 | RELOCATABLE BUILDING UNITS (RLB) | 05/24 | AMERICAN SOCIETY OF SANITARY ENGINEERING | ASSE | ASSE 1013 | Performance Requirements for Reduced Pressure Principle Backflow Prevention Assemblies | 2021
6458 | 13 34 23.12 10 | RELOCATABLE BUILDING UNITS (RLB) | 05/24 | AMERICAN WATER WORKS ASSOCIATION | AWWA | AWWA M14 | Manual: Recommended Practice for Backflow Prevention and Cross-Connection Control | 2024
6459 | 13 34 23.12 10 | RELOCATABLE BUILDING UNITS (RLB) | 05/24 | AMERICAN WELDING SOCIETY | AWS | AWS A5.1/A5.1M | Specification for Carbon Steel Electrodes for Shielded Metal Arc Welding | 2012
6460 | 13 34 23.12 10 | RELOCATABLE BUILDING UNITS (RLB) | 05/24 | AMERICAN WELDING SOCIETY | AWS | AWS D1.1/D1.1M | Structural Welding Code - Steel | 2020; Errata 1 2021
6461 | 13 34 23.12 10 | RELOCATABLE BUILDING UNITS (RLB) | 05/24 | AMERICAN WELDING SOCIETY | AWS | AWS D1.3/D1.3M | Structural Welding Code - Sheet Steel | 2018
6462 | 13 34 23.12 10 | RELOCATABLE BUILDING UNITS (RLB) | 05/24 | ASTM INTERNATIONAL | ASTM | ASTM A123/A123M | Standard Specification for Zinc (Hot-Dip Galvanized) Coatings on Iron and Steel Products | 2017
6463 | 13 34 23.12 10 | RELOCATABLE BUILDING UNITS (RLB) | 05/24 | ASTM INTERNATIONAL | ASTM | ASTM A924/A924M | Standard Specification for General Requirements for Steel Sheet, Metallic-Coated by the Hot-Dip Process | 2022a
6464 | 13 34 23.12 10 | RELOCATABLE BUILDING UNITS (RLB) | 05/24 | ASTM INTERNATIONAL | ASTM | ASTM B117 | Standard Practice for Operating Salt Spray (Fog) Apparatus | 2019
6465 | 13 34 23.12 10 | RELOCATABLE BUILDING UNITS (RLB) | 05/24 | ASTM INTERNATIONAL | ASTM | ASTM B766 | Standard Specification for Electrodeposited Coatings of Cadmium | 2023
6466 | 13 34 23.12 10 | RELOCATABLE BUILDING UNITS (RLB) | 05/24 | ASTM INTERNATIONAL | ASTM | ASTM C534/C534M | Standard Specification for Preformed Flexible Elastomeric Cellular Thermal Insulation in Sheet and Tubular Form | 2023
6467 | 13 34 23.12 10 | RELOCATABLE BUILDING UNITS (RLB) | 05/24 | ASTM INTERNATIONAL | ASTM | ASTM C564 | Standard Specification for Rubber Gaskets for Cast Iron Soil Pipe and Fittings | 2020a
6468 | 13 34 23.12 10 | RELOCATABLE BUILDING UNITS (RLB) | 05/24 | ASTM INTERNATIONAL | ASTM | ASTM D2564 | Standard Specification for Solvent Cements for Poly(Vinyl Chloride) (PVC) Plastic Piping Systems | 2020
6469 | 13 34 23.12 10 | RELOCATABLE BUILDING UNITS (RLB) | 05/24 | ASTM INTERNATIONAL | ASTM | ASTM D2855 | Standard Practice for the Two-Step (Primer and Solvent Cement) Method of Joining Poly (Vinyl Chloride) (PVC) or Chlorinated Poly (Vinyl Chloride) (CPVC) Pipe and Piping Components with Tapered Sockets | 2020
6470 | 13 34 23.12 10 | RELOCATABLE BUILDING UNITS (RLB) | 05/24 | ASTM INTERNATIONAL | ASTM | ASTM D3138 | Standard Specification for Solvent Cements for Transition Joints Between Acrylonitrile-Butadiene-Styrene (ABS) and Poly(Vinyl Chloride) (PVC) Non-Pressure Piping Components | 2004; R 2016
6471 | 13 34 23.12 10 | RELOCATABLE BUILDING UNITS (RLB) | 05/24 | ASTM INTERNATIONAL | ASTM | ASTM D3311 | Standard Specification for Drain, Waste, and Vent (DWV) Plastic Fittings Patterns | 2017
6472 | 13 34 23.12 10 | RELOCATABLE BUILDING UNITS (RLB) | 05/24 | ASTM INTERNATIONAL | ASTM | ASTM E1 | Standard Specification for ASTM Liquid-in-Glass Thermometers | 2014
6473 | 13 34 23.12 10 | RELOCATABLE BUILDING UNITS (RLB) | 05/24 | ASTM INTERNATIONAL | ASTM | ASTM E84 | Standard Test Method for Surface Burning Characteristics of Building Materials | 2023
6474 | 13 34 23.12 10 | RELOCATABLE BUILDING UNITS (RLB) | 05/24 | ASTM INTERNATIONAL | ASTM | ASTM E119 | Standard Test Methods for Fire Tests of Building Construction and Materials | 2024
6475 | 13 34 23.12 10 | RELOCATABLE BUILDING UNITS (RLB) | 05/24 | ASTM INTERNATIONAL | ASTM | ASTM E136 | Standard Test Method for Assessing Combustibility of Materials Using a Vertical Tube Furnace at 750 Degrees C | 2024b
6476 | 13 34 23.12 10 | RELOCATABLE BUILDING UNITS (RLB) | 05/24 | ASTM INTERNATIONAL | ASTM | ASTM F409 | Standard Specification for Thermoplastic Accessible and Replaceable Plastic Tube and Tubular Fittings | 2022
6477 | 13 34 23.12 10 | RELOCATABLE BUILDING UNITS (RLB) | 05/24 | ASTM INTERNATIONAL | ASTM | ASTM F493 | Standard Specification for Solvent Cements for Chlorinated Poly (Vinyl Chloride) (CPVC) Plastic Pipe and Fittings | 2022
6478 | 13 34 23.12 10 | RELOCATABLE BUILDING UNITS (RLB) | 05/24 | BRITISH STANDARDS INSTITUTION | BSI | BS 1363-1 | 13 A Plugs, Socket-Outlets, Adaptors and Connection Units Part 1 | 2023
6479 | 13 34 23.12 10 | RELOCATABLE BUILDING UNITS (RLB) | 05/24 | BRITISH STANDARDS INSTITUTION | BSI | BS 1363-2 | 13 A Plugs, Socket-Outlets, Adaptors and Connection Units Part 2
6480 | 13 34 23.12 10 | RELOCATABLE BUILDING UNITS (RLB) | 05/24 | BRITISH STANDARDS INSTITUTION | BSI | BS 7671 | Requirements for Electrical Installations | 2018
6481 | 13 34 23.12 10 | RELOCATABLE BUILDING UNITS (RLB) | 05/24 | BRITISH STANDARDS INSTITUTION | BSI | BS EN 13121-3 | GRP Tanks and Vessels for Use Above Ground — Part 3: Design and Workmanship | 2016
6482 | 13 34 23.12 10 | RELOCATABLE BUILDING UNITS (RLB) | 05/24 | BUILDERS HARDWARE MANUFACTURERS ASSOCIATION | BHMA | ANSI/BHMA A156.1 | Butts and Hinges | 2021
6483 | 13 34 23.12 10 | RELOCATABLE BUILDING UNITS (RLB) | 05/24 | CSA GROUP | CSA | CSA B45.5-17/IAPMO Z124 | Plastic Plumbing Fixtures | 2017; Errata 2017; Errata 2018
6484 | 13 34 23.12 10 | RELOCATABLE BUILDING UNITS (RLB) | 05/24 | EUROPEAN UNION | EU | Directive 2011/65/EU | Restriction of the Use of Certain Hazardous Substances in Electrical and Electronic Equipment | 2011
6485 | 13 34 23.12 10 | RELOCATABLE BUILDING UNITS (RLB) | 05/24 | EUROPEAN UNION | EU | EN 1990 Eurocode | Basis of Structural and Geotechnical Design | 2023
6486 | 13 34 23.12 10 | RELOCATABLE BUILDING UNITS (RLB) | 05/24 | EUROPEAN UNION | EU | EN 1991 Eurocode | Actions on Structures - Part 1-4 | 2005; AMD: Jan 2011
6487 | 13 34 23.12 10 | RELOCATABLE BUILDING UNITS (RLB) | 05/24 | EUROPEAN UNION | EU | EN 1993 Eurocode | Design of Steel Structures | 2023
6488 | 13 34 23.12 10 | RELOCATABLE BUILDING UNITS (RLB) | 05/24 | EUROPEAN UNION | EU | EN 1997 Eurocode | Geotechnical Design | 2010; AMD: Jul 2014
6489 | 13 34 23.12 10 | RELOCATABLE BUILDING UNITS (RLB) | 05/24 | EUROPEAN UNION | EU | EN 1998 Eurocode | Design of Structures for Earthquake Resistance | 2005; AMD: may 2013
6490 | 13 34 23.12 10 | RELOCATABLE BUILDING UNITS (RLB) | 05/24 | EUROPEAN UNION | EU | EN 1999 Eurocode | Design of Aluminum Structures | 2023
6491 | 13 34 23.12 10 | RELOCATABLE BUILDING UNITS (RLB) | 05/24 | ILLUMINATING ENGINEERING SOCIETY | IES | IES Lighting Library | IES Lighting Library
6492 | 13 34 23.12 10 | RELOCATABLE BUILDING UNITS (RLB) | 05/24 | INSTITUTE OF ELECTRICAL AND ELECTRONICS ENGINEERS | IEEE | IEEE C2 | National Electrical Safety Code | 2023
6493 | 13 34 23.12 10 | RELOCATABLE BUILDING UNITS (RLB) | 05/24 | INTERNATIONAL CODE COUNCIL | ICC | ICC IBC | International Building Code | 2024
6494 | 13 34 23.12 10 | RELOCATABLE BUILDING UNITS (RLB) | 05/24 | INTERNATIONAL CODE COUNCIL | ICC | ICC IPC | International Plumbing Code | 2024
6495 | 13 34 23.12 10 | RELOCATABLE BUILDING UNITS (RLB) | 05/24 | INTERNATIONAL CODE COUNCIL | ICC | IPC D330 | Design Guide Manual | 1992
6496 | 13 34 23.12 10 | RELOCATABLE BUILDING UNITS (RLB) | 05/24 | INTERNATIONAL ELECTRICAL TESTING ASSOCIATION | NETA | NETA ATS | Standard for Acceptance Testing Specifications for Electrical Power Equipment and Systems | 2021
6497 | 13 34 23.12 10 | RELOCATABLE BUILDING UNITS (RLB) | 05/24 | INTERNATIONAL ELECTROTECHNICAL COMMISSION | IEC | IEC 60884-1 | PLugs and Socket-Outlets for Household and Similiar Purposes - Part 1: General Requirements | 2022
6498 | 13 34 23.12 10 | RELOCATABLE BUILDING UNITS (RLB) | 05/24 | INTERNATIONAL ELECTROTECHNICAL COMMISSION | IEC | IEC 60947-4-1 | Low-voltage Switchgear and Controlgear, Part 4-1: Contactors and Motor Starters - Electromechanical Contactor and Motor Starters | 2023
6499 | 13 34 23.12 10 | RELOCATABLE BUILDING UNITS (RLB) | 05/24 | INTERNATIONAL ELECTROTECHNICAL COMMISSION | IEC | IEC 62053-22 | Electricity Metering Equipment (A.C.) - Particular Requirements - Part 22: Static Meters for Active Energy (Classes 0,2 S and 0,5 S) | 2020
6500 | 13 34 23.12 10 | RELOCATABLE BUILDING UNITS (RLB) | 05/24 | MANUFACTURERS STANDARDIZATION SOCIETY OF THE VALVE AND FITTINGS INDUSTRY | MSS | MSS SP-58 | Pipe Hangers and Supports - Materials, Design and Manufacture, Selection, Application, and Installation | 2018
6501 | 13 34 23.12 10 | RELOCATABLE BUILDING UNITS (RLB) | 05/24 | NATIONAL ASSOCIATION OF ARCHITECTURAL METAL MANUFACTURERS | NAAMM | NAAMM AMP 500 | Metal Finishes Manual | 2006
6502 | 13 34 23.12 10 | RELOCATABLE BUILDING UNITS (RLB) | 05/24 | NATIONAL ASSOCIATION OF ARCHITECTURAL METAL MANUFACTURERS | NAAMM | NAAMM HMMA 861 | Guide Specifications for Commercial Hollow Metal Doors and Frames | 2014
6503 | 13 34 23.12 10 | RELOCATABLE BUILDING UNITS (RLB) | 05/24 | NATIONAL ASSOCIATION OF ARCHITECTURAL METAL MANUFACTURERS | NAAMM | NAAMM HMMA 863 | Guide Specifications for Detention Security Hollow Metal Doors and Frames | 2014
6504 | 13 34 23.12 10 | RELOCATABLE BUILDING UNITS (RLB) | 05/24 | NATIONAL ELECTRICAL MANUFACTURERS ASSOCIATION | NEMA | NEMA ICS 1 | Standard for Industrial Control and Systems: General Requirements | 2022
6505 | 13 34 23.12 10 | RELOCATABLE BUILDING UNITS (RLB) | 05/24 | NATIONAL ELECTRICAL MANUFACTURERS ASSOCIATION | NEMA | NEMA ICS 2 | Industrial Control and Systems Controllers, Contactors, and Overload Relays Rated 600 V | 2000; R 2020
6506 | 13 34 23.12 10 | RELOCATABLE BUILDING UNITS (RLB) | 05/24 | NATIONAL ELECTRICAL MANUFACTURERS ASSOCIATION | NEMA | NEMA ICS 6 | Industrial Control and Systems: Enclosures | 1993; R 2016
6507 | 13 34 23.12 10 | RELOCATABLE BUILDING UNITS (RLB) | 05/24 | NATIONAL ELECTRICAL MANUFACTURERS ASSOCIATION | NEMA | NEMA MG 1 | Motors and Generators | 2021
6508 | 13 34 23.12 10 | RELOCATABLE BUILDING UNITS (RLB) | 05/24 | NATIONAL ELECTRICAL MANUFACTURERS ASSOCIATION | NEMA | NEMA WD 1 | Standard for General Color Requirements for Wiring Devices | 1999; R 2020
6509 | 13 34 23.12 10 | RELOCATABLE BUILDING UNITS (RLB) | 05/24 | NATIONAL ELECTRICAL MANUFACTURERS ASSOCIATION | NEMA | NEMA WD 6 | Wiring Devices Dimensions Specifications | 2021
6510 | 13 34 23.12 10 | RELOCATABLE BUILDING UNITS (RLB) | 05/24 | NATIONAL FIRE PROTECTION ASSOCIATION | NFPA | NFPA 70 | National Electrical Code | 2023
6511 | 13 34 23.12 10 | RELOCATABLE BUILDING UNITS (RLB) | 05/24 | NATIONAL FIRE PROTECTION ASSOCIATION | NFPA | NFPA 72 | National Fire Alarm and Signaling Code | 2022; ERTA 22-1
6512 | 13 34 23.12 10 | RELOCATABLE BUILDING UNITS (RLB) | 05/24 | NATIONAL FIRE PROTECTION ASSOCIATION | NFPA | NFPA 101 | Life Safety Code | 2024
6513 | 13 34 23.12 10 | RELOCATABLE BUILDING UNITS (RLB) | 05/24 | NATIONAL FIRE PROTECTION ASSOCIATION | NFPA | NFPA 780 | Standard for the Installation of Lightning Protection Systems | 2023
6514 | 13 34 23.12 10 | RELOCATABLE BUILDING UNITS (RLB) | 05/24 | RUBBER MANUFACTURERS ASSOCIATION | RMA | RMA IP-20 | Specifications for Drives Using Classical V-Belts and Sheaves. Specifications for A, B, C, and D Cross Sections | 2007
6515 | 13 34 23.12 10 | RELOCATABLE BUILDING UNITS (RLB) | 05/24 | RUBBER MANUFACTURERS ASSOCIATION | RMA | RMA IP-22 | Specifications for Drives Using Narrow V-Belts and Sheaves (Joint RMA/MPTA), 4th Edition | 2007
6516 | 13 34 23.12 10 | RELOCATABLE BUILDING UNITS (RLB) | 05/24 | STEEL DOOR INSTITUTE | SDI/DOOR | SDI/DOOR A250.8 | Specifications for Standard Steel Doors and Frames | 2023
6517 | 13 34 23.12 10 | RELOCATABLE BUILDING UNITS (RLB) | 05/24 | U.S. DEPARTMENT OF DEFENSE | DOD | UFC 1-201-01 | Non-Permanent DoD Facilities in Support of Military Operations | 2022
6518 | 13 34 23.12 10 | RELOCATABLE BUILDING UNITS (RLB) | 05/24 | U.S. DEPARTMENT OF DEFENSE | DOD | UFC 3-301-01 | Structural Engineering | 2023; with Change 1, 2023
6519 | 13 34 23.12 10 | RELOCATABLE BUILDING UNITS (RLB) | 05/24 | U.S. DEPARTMENT OF HOUSING AND URBAN DEVELOPMENT | HUD | 24 CFR 3280 | Manufactured Home Construction and Safety Standards | 2019
6520 | 13 34 23.12 10 | RELOCATABLE BUILDING UNITS (RLB) | 05/24 | U.S. NATIONAL ARCHIVES AND RECORDS ADMINISTRATION | NARA | 40 CFR 82 | Protection of Stratospheric Ozone
6521 | 13 34 23.12 10 | RELOCATABLE BUILDING UNITS (RLB) | 05/24 | U.S. NATIONAL ARCHIVES AND RECORDS ADMINISTRATION | NARA | PL 109-58 | Energy Policy Act of 2005 (EPAct05)
6522 | 13 34 23.12 10 | RELOCATABLE BUILDING UNITS (RLB) | 05/24 | UNDERWRITERS LABORATORIES | UL | UL 20 | UL Standard for Safety General-Use Snap Switches | 2018; Reprint May 2023
6523 | 13 34 23.12 10 | RELOCATABLE BUILDING UNITS (RLB) | 05/24 | UNDERWRITERS LABORATORIES | UL | UL 67 | UL Standard for Safety Panelboards | 2018; Reprint Aug 2023
6524 | 13 34 23.12 10 | RELOCATABLE BUILDING UNITS (RLB) | 05/24 | UNDERWRITERS LABORATORIES | UL | UL 174 | UL Standard for Safety Household Electric Storage Tank Water Heaters | 2004; Reprint Oct 2023
6525 | 13 34 23.12 10 | RELOCATABLE BUILDING UNITS (RLB) | 05/24 | UNDERWRITERS LABORATORIES | UL | UL 580 | UL Standard for Safety Tests for Uplift Resistance of Roof Assemblies | 2006; Reprint Apr 2024
6526 | 13 34 23.12 10 | RELOCATABLE BUILDING UNITS (RLB) | 05/24 | UNDERWRITERS LABORATORIES | UL | UL 723 | UL Standard for Safety Test for Surface Burning Characteristics of Building Materials | 2020
6527 | 13 34 23.12 10 | RELOCATABLE BUILDING UNITS (RLB) | 05/24 | UNDERWRITERS LABORATORIES | UL | UL 1449 | UL Standard for Safety Surge Protective Devices | 2021; Reprint Dec 2022
6528 | 13 34 23.12 10 | RELOCATABLE BUILDING UNITS (RLB) | 05/24 | UNDERWRITERS LABORATORIES | UL | UL 1699 | UL Standard for Safety Arc-Fault Circuit-Interrupters | 2017; Reprint Feb 2022
6529 | 13 34 23.12 10 | RELOCATABLE BUILDING UNITS (RLB) | 05/24 | UNDERWRITERS LABORATORIES | UL | UL 1995 | UL Standard for Safety Heating and Cooling Equipment | 2015; Reprint Aug 2022
6530 | 13 34 23.12 10 | RELOCATABLE BUILDING UNITS (RLB) | 05/24 | UNDERWRITERS LABORATORIES | UL | UL Fire Resistance | Fire Resistance Directory | 2014
6531 | 13 48 73 | SEISMIC CONTROL FOR MISCELLANEOUS EQUIPMENT | 05/22 | AMERICAN CONCRETE INSTITUTE | ACI | ACI 355.2 | Qualification of Post-Installed Mechanical Anchors in Concrete and Commentary | 2007
6532 | 13 48 73 | SEISMIC CONTROL FOR MISCELLANEOUS EQUIPMENT | 05/22 | AMERICAN CONCRETE INSTITUTE | ACI | ACI 355.4 | Qualification of Post-Installed Adhesive Anchors in Concrete (ACI 355.4) and Commentary | 2011
6533 | 13 48 73 | SEISMIC CONTROL FOR MISCELLANEOUS EQUIPMENT | 05/22 | AMERICAN INSTITUTE OF STEEL CONSTRUCTION | AISC | AISC 325 | Steel Construction Manual | 2017
6534 | 13 48 73 | SEISMIC CONTROL FOR MISCELLANEOUS EQUIPMENT | 05/22 | AMERICAN SOCIETY OF CIVIL ENGINEERS | ASCE | ASCE 7-16 | Minimum Design Loads and Associated Criteria for Buildings and Other Structures | 2017; Errata 2018; Supp 1 2018
6535 | 13 48 73 | SEISMIC CONTROL FOR MISCELLANEOUS EQUIPMENT | 05/22 | ASTM INTERNATIONAL | ASTM | ASTM A36/A36M | Standard Specification for Carbon Structural Steel | 2019
6536 | 13 48 73 | SEISMIC CONTROL FOR MISCELLANEOUS EQUIPMENT | 05/22 | ASTM INTERNATIONAL | ASTM | ASTM A53/A53M | Standard Specification for Pipe, Steel, Black and Hot-Dipped, Zinc-Coated, Welded and Seamless | 2024
6537 | 13 48 73 | SEISMIC CONTROL FOR MISCELLANEOUS EQUIPMENT | 05/22 | ASTM INTERNATIONAL | ASTM | ASTM A153/A153M | Standard Specification for Zinc Coating (Hot-Dip) on Iron and Steel Hardware | 2023
6538 | 13 48 73 | SEISMIC CONTROL FOR MISCELLANEOUS EQUIPMENT | 05/22 | ASTM INTERNATIONAL | ASTM | ASTM A325 | Standard Specification for Structural Bolts, Steel, Heat Treated, 120/105 ksi Minimum Tensile Strength | 2014
6539 | 13 48 73 | SEISMIC CONTROL FOR MISCELLANEOUS EQUIPMENT | 05/22 | ASTM INTERNATIONAL | ASTM | ASTM A490 | Standard Specification for Structural Bolts, Alloy Steel, Heat Treated, 150 ksi Minimum Tensile Strength | 2014a
6540 | 13 48 73 | SEISMIC CONTROL FOR MISCELLANEOUS EQUIPMENT | 05/22 | ASTM INTERNATIONAL | ASTM | ASTM A500/A500M | Standard Specification for Cold-Formed Welded and Seamless Carbon Steel Structural Tubing in Rounds and Shapes | 2023
6541 | 13 48 73 | SEISMIC CONTROL FOR MISCELLANEOUS EQUIPMENT | 05/22 | ASTM INTERNATIONAL | ASTM | ASTM A563 | Standard Specification for Carbon and Alloy Steel Nuts | 2021; E 2022a
6542 | 13 48 73 | SEISMIC CONTROL FOR MISCELLANEOUS EQUIPMENT | 05/22 | ASTM INTERNATIONAL | ASTM | ASTM A603 | Standard Specification for Zinc-Coated Steel Structural Wire Rope | 2019
6543 | 13 48 73 | SEISMIC CONTROL FOR MISCELLANEOUS EQUIPMENT | 05/22 | ASTM INTERNATIONAL | ASTM | ASTM E488/E488M | Standard Test Methods for Strength of Anchors in Concrete Elements | 2022
6544 | 13 48 73 | SEISMIC CONTROL FOR MISCELLANEOUS EQUIPMENT | 05/22 | ASTM INTERNATIONAL | ASTM | ASTM F1554 | Standard Specification for Anchor Bolts, Steel, 36, 55, and 105-ksi Yield Strength | 2020
6545 | 13 48 73 | SEISMIC CONTROL FOR MISCELLANEOUS EQUIPMENT | 05/22 | ICC EVALUATION SERVICE, INC. | ICC-ES | ICC ES AC156 | Acceptable Criteria for Seismic Certification by Shake-Table Testing of Nonstructural Components | 2012
6546 | 13 48 73 | SEISMIC CONTROL FOR MISCELLANEOUS EQUIPMENT | 05/22 | ICC EVALUATION SERVICE, INC. | ICC-ES | ICC-ES AC23 | Acceptance Criteria for Sprayed Fire-resistant Materials (SFRMs), Intumescent Fire-resistant Coatings and Mastic Fire-resistant Coatings Used to Protect Structural Steel Members | 2012; R 2016
6547 | 13 48 73 | SEISMIC CONTROL FOR MISCELLANEOUS EQUIPMENT | 05/22 | INTERNATIONAL CODE COUNCIL | ICC | ICC IBC | International Building Code | 2024
6548 | 13 48 73 | SEISMIC CONTROL FOR MISCELLANEOUS EQUIPMENT | 05/22 | METAL FRAMING MANUFACTURERS ASSOCIATION | MFMA | MFMA-4 | Metal Framing Standards Publication | 2004
6549 | 13 48 73 | SEISMIC CONTROL FOR MISCELLANEOUS EQUIPMENT | 05/22 | U.S. DEPARTMENT OF DEFENSE | DOD | UFC 3-301-01 | Structural Engineering | 2023; with Change 1, 2023
6550 | 13 48 73 | SEISMIC CONTROL FOR MISCELLANEOUS EQUIPMENT | 05/22 | U.S. DEPARTMENT OF DEFENSE | DOD | UFC 3-301-02 | Design of Risk Category V Structures, National Strategic Military Assets | 2023
6551 | 13 48 73 | SEISMIC CONTROL FOR MISCELLANEOUS EQUIPMENT | 05/22 | U.S. DEPARTMENT OF DEFENSE | DOD | UFC 4-010-01 | DoD Minimum Antiterrorism Standards for Buildings | 2018; with Change 3, 2024
6552 | 13 48 73 | SEISMIC CONTROL FOR MISCELLANEOUS EQUIPMENT | 05/22 | VIBRATION ISOLATION AND SEISMIC CONTROL MANUFACTURERS ASSOCIATION | VISCMA | VISCMA 412 | Installing Seismic Restraints for Mechanical Equipment | 2014
6553 | 13 49 10 | X-RAY SHIELDING | 11/20 | AMERICAN NATIONAL STANDARDS INSTITUTE | ANSI | ANSI Z97.1 | Safety Glazing Materials Used in Buildings - Safety Performance Specifications and Methods of Test | 2015
6554 | 13 49 10 | X-RAY SHIELDING | 11/20 | ASTM INTERNATIONAL | ASTM | ASTM B749 | Standard Specification for Lead and Lead Alloy Strip, Sheet and Plate Products | 2020
6555 | 13 49 10 | X-RAY SHIELDING | 11/20 | ASTM INTERNATIONAL | ASTM | ASTM C129 | Standard Specification for Nonloadbearing Concrete Masonry Units | 2023
6556 | 13 49 10 | X-RAY SHIELDING | 11/20 | ASTM INTERNATIONAL | ASTM | ASTM C840 | Standard Specification for Application and Finishing of Gypsum Board | 2023
6557 | 13 49 10 | X-RAY SHIELDING | 11/20 | ASTM INTERNATIONAL | ASTM | ASTM C1396/C1396M | Standard Specification for Gypsum Board | 2017
6558 | 13 49 10 | X-RAY SHIELDING | 11/20 | ASTM INTERNATIONAL | ASTM | ASTM E84 | Standard Test Method for Surface Burning Characteristics of Building Materials | 2023
6559 | 13 49 10 | X-RAY SHIELDING | 11/20 | HARDWOOD PLYWOOD AND VENEER ASSOCIATION | HPVA | ANSI/HPVA HP-1 | American National Standard for Hardwood and Decorative Plywood | 2020
6560 | 13 49 10 | X-RAY SHIELDING | 11/20 | NATIONAL COUNCIL ON RADIATION PROTECTION AND MEASUREMENTS | NCRP | NCRP 145 | Radiation Protection in Dentistry | 2003
6561 | 13 49 10 | X-RAY SHIELDING | 11/20 | NATIONAL COUNCIL ON RADIATION PROTECTION AND MEASUREMENTS | NCRP | NCRP 147 | Structural Shielding Design for Medical X-Ray Imaging Facilities | 2004
6562 | 13 49 10 | X-RAY SHIELDING | 11/20 | NATIONAL COUNCIL ON RADIATION PROTECTION AND MEASUREMENTS | NCRP | NCRP 148 | Radiation Protection in Veterinary Medicines | 2004
6563 | 13 49 10 | X-RAY SHIELDING | 11/20 | STEEL DOOR INSTITUTE | SDI/DOOR | SDI/DOOR A250.8 | Specifications for Standard Steel Doors and Frames | 2023
6564 | 13 49 10 | X-RAY SHIELDING | 11/20 | U.S. NATIONAL ARCHIVES AND RECORDS ADMINISTRATION | NARA | 16 CFR 1201 | Safety Standard for Architectural Glazing Materials
6565 | 13 49 10 | X-RAY SHIELDING | 11/20 | WINDOW AND DOOR MANUFACTURERS ASSOCIATION | WDMA | ANSI/WDMA I.S.1A | Interior Architectural Wood Flush Doors | 2013
6566 | 13 49 20.00 10 | RFI/EMI SHIELDING | 10/07 | AMERICAN INSTITUTE OF STEEL CONSTRUCTION | AISC | AISC 325 | Steel Construction Manual | 2017
6567 | 13 49 20.00 10 | RFI/EMI SHIELDING | 10/07 | AMERICAN WELDING SOCIETY | AWS | AWS A5.18/A5.18M | Specification for Carbon Steel Electrodes and Rods for Gas Shielded Arc Welding | 2023
6568 | 13 49 20.00 10 | RFI/EMI SHIELDING | 10/07 | AMERICAN WELDING SOCIETY | AWS | AWS BRH | Brazing Handbook | 2007; 5th Ed
6569 | 13 49 20.00 10 | RFI/EMI SHIELDING | 10/07 | AMERICAN WELDING SOCIETY | AWS | AWS D1.1/D1.1M | Structural Welding Code - Steel | 2020; Errata 1 2021
6570 | 13 49 20.00 10 | RFI/EMI SHIELDING | 10/07 | AMERICAN WELDING SOCIETY | AWS | AWS D1.3/D1.3M | Structural Welding Code - Sheet Steel | 2018
6571 | 13 49 20.00 10 | RFI/EMI SHIELDING | 10/07 | AMERICAN WELDING SOCIETY | AWS | AWS D9.1/D9.1M | Sheet Metal Welding Code | 2018
6572 | 13 49 20.00 10 | RFI/EMI SHIELDING | 10/07 | APA - THE ENGINEERED WOOD ASSOCIATION | APA | APA L870 | Voluntary Product Standard, PS 1-09, Structural Plywood | 2010
6573 | 13 49 20.00 10 | RFI/EMI SHIELDING | 10/07 | ASTM INTERNATIONAL | ASTM | ASTM A36/A36M | Standard Specification for Carbon Structural Steel | 2019
6574 | 13 49 20.00 10 | RFI/EMI SHIELDING | 10/07 | ASTM INTERNATIONAL | ASTM | ASTM A123/A123M | Standard Specification for Zinc (Hot-Dip Galvanized) Coatings on Iron and Steel Products | 2017
6575 | 13 49 20.00 10 | RFI/EMI SHIELDING | 10/07 | ASTM INTERNATIONAL | ASTM | ASTM A227/A227M | Standard Specification for Steel Wire, Cold-Drawn for Mechanical Springs | 2024
6576 | 13 49 20.00 10 | RFI/EMI SHIELDING | 10/07 | ASTM INTERNATIONAL | ASTM | ASTM A568/A568M | Standard Specification for Steel, Sheet, Carbon, Structural, and High-Strength, Low-Alloy, Hot-Rolled and Cold-Rolled, General Requirements for | 2019a
6577 | 13 49 20.00 10 | RFI/EMI SHIELDING | 10/07 | ASTM INTERNATIONAL | ASTM | ASTM A653/A653M | Standard Specification for Steel Sheet, Zinc-Coated (Galvanized) or Zinc-Iron Alloy-Coated (Galvannealed) by the Hot-Dip Process | 2023
6578 | 13 49 20.00 10 | RFI/EMI SHIELDING | 10/07 | ASTM INTERNATIONAL | ASTM | ASTM B194 | Standard Specification for Copper-Beryllium Alloy Plate, Sheet, Strip, and Rolled Bar | 2022
6579 | 13 49 20.00 10 | RFI/EMI SHIELDING | 10/07 | ASTM INTERNATIONAL | ASTM | ASTM B545 | Standard Specification for Electrodeposited Coatings of Tin | 2022
6580 | 13 49 20.00 10 | RFI/EMI SHIELDING | 10/07 | ASTM INTERNATIONAL | ASTM | ASTM B633 | Standard Specification for Electrodeposited Coatings of Zinc on Iron and Steel | 2023
6581 | 13 49 20.00 10 | RFI/EMI SHIELDING | 10/07 | ASTM INTERNATIONAL | ASTM | ASTM E84 | Standard Test Method for Surface Burning Characteristics of Building Materials | 2023
6582 | 13 49 20.00 10 | RFI/EMI SHIELDING | 10/07 | ASTM INTERNATIONAL | ASTM | ASTM E90 | Standard Test Method for Laboratory Measurement of Airborne Sound Transmission Loss of Building Partitions and Elements | 2023
6583 | 13 49 20.00 10 | RFI/EMI SHIELDING | 10/07 | COMPOSITE PANEL ASSOCIATION | CPA | ANSI/CPA A135.4 | Basic Hardboard | 2012; R2020
6584 | 13 49 20.00 10 | RFI/EMI SHIELDING | 10/07 | INSTITUTE OF ELECTRICAL AND ELECTRONICS ENGINEERS | IEEE | IEEE 142 | Recommended Practice for Grounding of Industrial and Commercial Power Systems - IEEE Green Book | 2007; Errata 2014
6585 | 13 49 20.00 10 | RFI/EMI SHIELDING | 10/07 | INSTITUTE OF ELECTRICAL AND ELECTRONICS ENGINEERS | IEEE | IEEE 299 | Standard Method for Measuring the Effectiveness of Electromagnetic Shielding Enclosures | 2006; R 2012
6586 | 13 49 20.00 10 | RFI/EMI SHIELDING | 10/07 | INSTITUTE OF ELECTRICAL AND ELECTRONICS ENGINEERS | IEEE | IEEE C62.11 | Standard for Metal-Oxide Surge Arresters for Alternating Current Power Circuits (>1kV) | 2020
6587 | 13 49 20.00 10 | RFI/EMI SHIELDING | 10/07 | INSTITUTE OF ELECTRICAL AND ELECTRONICS ENGINEERS | IEEE | IEEE C62.33 | Test Methods and Performance Values for Metal-Oxide Varistor Surge Protective Components | 2016
6588 | 13 49 20.00 10 | RFI/EMI SHIELDING | 10/07 | INSTITUTE OF ELECTRICAL AND ELECTRONICS ENGINEERS | IEEE | IEEE C62.41.1 | Guide on the Surges Environment in Low-Voltage (1000 V and Less) AC Power Circuits | 2002; R 2008
6589 | 13 49 20.00 10 | RFI/EMI SHIELDING | 10/07 | INSTITUTE OF ELECTRICAL AND ELECTRONICS ENGINEERS | IEEE | IEEE C62.41.2 | Recommended Practice on Characterization of Surges in Low-Voltage (1000 V and Less) AC Power Circuits | 2002
6590 | 13 49 20.00 10 | RFI/EMI SHIELDING | 10/07 | NATIONAL ELECTRICAL MANUFACTURERS ASSOCIATION | NEMA | NEMA ICS 2 | Industrial Control and Systems Controllers, Contactors, and Overload Relays Rated 600 V | 2000; R 2020
6591 | 13 49 20.00 10 | RFI/EMI SHIELDING | 10/07 | NATIONAL ELECTRICAL MANUFACTURERS ASSOCIATION | NEMA | NEMA ICS 6 | Industrial Control and Systems: Enclosures | 1993; R 2016
6592 | 13 49 20.00 10 | RFI/EMI SHIELDING | 10/07 | NATIONAL ELECTRICAL MANUFACTURERS ASSOCIATION | NEMA | NEMA MG 1 | Motors and Generators | 2021
6593 | 13 49 20.00 10 | RFI/EMI SHIELDING | 10/07 | NATIONAL FIRE PROTECTION ASSOCIATION | NFPA | NFPA 70 | National Electrical Code | 2023
6594 | 13 49 20.00 10 | RFI/EMI SHIELDING | 10/07 | NATIONAL FIRE PROTECTION ASSOCIATION | NFPA | NFPA 77 | Recommended Practice on Static Electricity | 2024; ERTA 1 2023
6595 | 13 49 20.00 10 | RFI/EMI SHIELDING | 10/07 | NATIONAL FIRE PROTECTION ASSOCIATION | NFPA | NFPA 80 | Standard for Fire Doors and Other Opening Protectives | 2022
6596 | 13 49 20.00 10 | RFI/EMI SHIELDING | 10/07 | NATIONAL FIRE PROTECTION ASSOCIATION | NFPA | NFPA 80A | Recommended Practice for Protection of Buildings from Exterior Fire Exposures | 2022
6597 | 13 49 20.00 10 | RFI/EMI SHIELDING | 10/07 | NATIONAL FIRE PROTECTION ASSOCIATION | NFPA | NFPA 101 | Life Safety Code | 2024
6598 | 13 49 20.00 10 | RFI/EMI SHIELDING | 10/07 | NATIONAL FIRE PROTECTION ASSOCIATION | NFPA | NFPA 780 | Standard for the Installation of Lightning Protection Systems | 2023
6599 | 13 49 20.00 10 | RFI/EMI SHIELDING | 10/07 | U.S. DEPARTMENT OF DEFENSE | DOD | MIL-HDBK-419 | Grounding, Bonding, and Shielding for Electronic Equipments and Facilities Volumes 1 of 2 Basic Theory | 1987; Rev A
6600 | 13 49 20.00 10 | RFI/EMI SHIELDING | 10/07 | U.S. DEPARTMENT OF DEFENSE | DOD | MIL-STD-188-124 | Grounding, Bonding and Shielding for Common Long Haul/Tactical Communications Systems, Including Ground Based Communications - Electronics Facilities and Equipments | 1998; Rev B; Notice 2 1998; Notice 3 2000; Notice 4 2013
6601 | 13 49 20.00 10 | RFI/EMI SHIELDING | 10/07 | U.S. DEPARTMENT OF DEFENSE | DOD | MIL-STD-188-125-1 | High-Altitude Electromagnetic Pulse (HEMP) Protection for Ground-Based Facilities Performing Critical, Time-Urgent Missions, Part I Fixed Facilities | 1998; Rev A; Notice 1 2021
6602 | 13 49 20.00 10 | RFI/EMI SHIELDING | 10/07 | U.S. DEPARTMENT OF DEFENSE | DOD | MIL-STD-220 | Method of Insertion Loss Measurement | 2009; Rev C; Notice 1 2014; Notice 2 2019
6603 | 13 49 20.00 10 | RFI/EMI SHIELDING | 10/07 | U.S. DEPARTMENT OF DEFENSE | DOD | UFC 3-301-01 | Structural Engineering | 2023; with Change 1, 2023
6604 | 13 49 20.00 10 | RFI/EMI SHIELDING | 10/07 | UNDERWRITERS LABORATORIES | UL | UL 486A-486B | UL Standard for Safety Wire Connectors | 2018; Reprint Jul 2023
6605 | 13 49 20.00 10 | RFI/EMI SHIELDING | 10/07 | UNDERWRITERS LABORATORIES | UL | UL 1283 | UL Standard for Safety Electromagnetic Interference Filters | 2017; Reprint Feb 2024
6606 | 13 49 20.00 10 | RFI/EMI SHIELDING | 10/07 | UNDERWRITERS LABORATORIES | UL | UL 1449 | UL Standard for Safety Surge Protective Devices | 2021; Reprint Dec 2022
6607 | 13 49 21 | RADIO FREQUENCY (RF) SHIELDING: MAGNETIC RESONANCE IMAGING (MRI) | 11/20 | AMERICAN COLLEGE OF RADIOLOGY | ACR | ACR | MRI Accreditation Program Requirements, Latest Edition
6608 | 13 49 21 | RADIO FREQUENCY (RF) SHIELDING: MAGNETIC RESONANCE IMAGING (MRI) | 11/20 | ASTM INTERNATIONAL | ASTM | ASTM B370 | Standard Specification for Copper Sheet and Strip for Building Construction | 2022
6609 | 13 49 21 | RADIO FREQUENCY (RF) SHIELDING: MAGNETIC RESONANCE IMAGING (MRI) | 11/20 | INSTITUTE OF ELECTRICAL AND ELECTRONICS ENGINEERS | IEEE | IEEE 142 | Recommended Practice for Grounding of Industrial and Commercial Power Systems - IEEE Green Book | 2007; Errata 2014
6610 | 13 49 21 | RADIO FREQUENCY (RF) SHIELDING: MAGNETIC RESONANCE IMAGING (MRI) | 11/20 | INSTITUTE OF ELECTRICAL AND ELECTRONICS ENGINEERS | IEEE | IEEE 299 | Standard Method for Measuring the Effectiveness of Electromagnetic Shielding Enclosures | 2006; R 2012
6611 | 13 49 21 | RADIO FREQUENCY (RF) SHIELDING: MAGNETIC RESONANCE IMAGING (MRI) | 11/20 | NATIONAL FIRE PROTECTION ASSOCIATION | NFPA | NFPA 70 | National Electrical Code | 2023
6612 | 13 49 21 | RADIO FREQUENCY (RF) SHIELDING: MAGNETIC RESONANCE IMAGING (MRI) | 11/20 | UNDERWRITERS LABORATORIES | UL | UL 486A-486B | UL Standard for Safety Wire Connectors | 2018; Reprint Jul 2023
6613 | 13 49 21 | RADIO FREQUENCY (RF) SHIELDING: MAGNETIC RESONANCE IMAGING (MRI) | 11/20 | UNDERWRITERS LABORATORIES | UL | UL 1283 | UL Standard for Safety Electromagnetic Interference Filters | 2017; Reprint Feb 2024
6614 | 14 21 13 | ELECTRIC TRACTION FREIGHT ELEVATORS | 05/16, CHG 1: 05/18 | AMERICAN SOCIETY OF CIVIL ENGINEERS | ASCE | ASCE 7-16 | Minimum Design Loads and Associated Criteria for Buildings and Other Structures | 2017; Errata 2018; Supp 1 2018
6615 | 14 21 13 | ELECTRIC TRACTION FREIGHT ELEVATORS | 05/16, CHG 1: 05/18 | AMERICAN SOCIETY OF MECHANICAL ENGINEERS | ASME | ASME A17.1/CSA B44 | Safety Code for Elevators and Escalators | 2019
6616 | 14 21 13 | ELECTRIC TRACTION FREIGHT ELEVATORS | 05/16, CHG 1: 05/18 | AMERICAN SOCIETY OF MECHANICAL ENGINEERS | ASME | ASME A17.2 | Guide for Inspection of Elevators, Escalators, and Moving Walks | 2023
6617 | 14 21 13 | ELECTRIC TRACTION FREIGHT ELEVATORS | 05/16, CHG 1: 05/18 | AMERICAN WELDING SOCIETY | AWS | AWS D1.1/D1.1M | Structural Welding Code - Steel | 2020; Errata 1 2021
6618 | 14 21 13 | ELECTRIC TRACTION FREIGHT ELEVATORS | 05/16, CHG 1: 05/18 | INSTITUTE OF ELECTRICAL AND ELECTRONICS ENGINEERS | IEEE | IEEE C62.41 | Recommended Practice on Surge Voltages in Low-Voltage AC Power Circuits | 1991; R 1995
6619 | 14 21 13 | ELECTRIC TRACTION FREIGHT ELEVATORS | 05/16, CHG 1: 05/18 | INTERNATIONAL CODE COUNCIL | ICC | ICC IBC | International Building Code | 2024
6620 | 14 21 13 | ELECTRIC TRACTION FREIGHT ELEVATORS | 05/16, CHG 1: 05/18 | NATIONAL ELEVATOR INDUSTRY, INC. | NEII | NEII-1 | Building Transportation Standards and Guidelines, including the Performance Standards Matrix for New Elevator Installation | 2000; R thru 2017
6621 | 14 21 13 | ELECTRIC TRACTION FREIGHT ELEVATORS | 05/16, CHG 1: 05/18 | NATIONAL FIRE PROTECTION ASSOCIATION | NFPA | NFPA 70 | National Electrical Code | 2023
6622 | 14 21 13 | ELECTRIC TRACTION FREIGHT ELEVATORS | 05/16, CHG 1: 05/18 | NATIONAL FIRE PROTECTION ASSOCIATION | NFPA | NFPA 70E | Standard for Electrical Safety in the Workplace | 2024
6623 | 14 21 13 | ELECTRIC TRACTION FREIGHT ELEVATORS | 05/16, CHG 1: 05/18 | NATIONAL FIRE PROTECTION ASSOCIATION | NFPA | NFPA 72 | National Fire Alarm and Signaling Code | 2022; ERTA 22-1
6624 | 14 21 13 | ELECTRIC TRACTION FREIGHT ELEVATORS | 05/16, CHG 1: 05/18 | NATIONAL FIRE PROTECTION ASSOCIATION | NFPA | NFPA 101 | Life Safety Code | 2024
6625 | 14 21 13 | ELECTRIC TRACTION FREIGHT ELEVATORS | 05/16, CHG 1: 05/18 | U.S. DEPARTMENT OF DEFENSE | DOD | UFC 3-560-01 | Operation and Maintenance: Electrical Safety | 2017; with Change 3, 2023
6626 | 14 21 13 | ELECTRIC TRACTION FREIGHT ELEVATORS | 05/16, CHG 1: 05/18 | U.S. NATIONAL ARCHIVES AND RECORDS ADMINISTRATION | NARA | 36 CFR 1191 | Americans with Disabilities Act (ADA) Accessibility Guidelines for Buildings and Facilities; Architectural Barriers Act (ABA) Accessibility Guidelines
6627 | 14 21 23 | ELECTRIC TRACTION PASSENGER ELEVATORS | 05/16, CHG 1: 05/18 | AMERICAN SOCIETY OF CIVIL ENGINEERS | ASCE | ASCE 7-16 | Minimum Design Loads and Associated Criteria for Buildings and Other Structures | 2017; Errata 2018; Supp 1 2018
6628 | 14 21 23 | ELECTRIC TRACTION PASSENGER ELEVATORS | 05/16, CHG 1: 05/18 | AMERICAN SOCIETY OF MECHANICAL ENGINEERS | ASME | ASME A17.1/CSA B44 | Safety Code for Elevators and Escalators | 2019
6629 | 14 21 23 | ELECTRIC TRACTION PASSENGER ELEVATORS | 05/16, CHG 1: 05/18 | AMERICAN SOCIETY OF MECHANICAL ENGINEERS | ASME | ASME A17.2 | Guide for Inspection of Elevators, Escalators, and Moving Walks | 2023
6630 | 14 21 23 | ELECTRIC TRACTION PASSENGER ELEVATORS | 05/16, CHG 1: 05/18 | AMERICAN WELDING SOCIETY | AWS | AWS D1.1/D1.1M | Structural Welding Code - Steel | 2020; Errata 1 2021
6631 | 14 21 23 | ELECTRIC TRACTION PASSENGER ELEVATORS | 05/16, CHG 1: 05/18 | INSTITUTE OF ELECTRICAL AND ELECTRONICS ENGINEERS | IEEE | IEEE C62.41 | Recommended Practice on Surge Voltages in Low-Voltage AC Power Circuits | 1991; R 1995
6632 | 14 21 23 | ELECTRIC TRACTION PASSENGER ELEVATORS | 05/16, CHG 1: 05/18 | INTERNATIONAL CODE COUNCIL | ICC | ICC IBC | International Building Code | 2024
6633 | 14 21 23 | ELECTRIC TRACTION PASSENGER ELEVATORS | 05/16, CHG 1: 05/18 | NATIONAL ELEVATOR INDUSTRY, INC. | NEII | NEII-1 | Building Transportation Standards and Guidelines, including the Performance Standards Matrix for New Elevator Installation | 2000; R thru 2017
6634 | 14 21 23 | ELECTRIC TRACTION PASSENGER ELEVATORS | 05/16, CHG 1: 05/18 | NATIONAL FIRE PROTECTION ASSOCIATION | NFPA | NFPA 70 | National Electrical Code | 2023
6635 | 14 21 23 | ELECTRIC TRACTION PASSENGER ELEVATORS | 05/16, CHG 1: 05/18 | NATIONAL FIRE PROTECTION ASSOCIATION | NFPA | NFPA 70E | Standard for Electrical Safety in the Workplace | 2024
6636 | 14 21 23 | ELECTRIC TRACTION PASSENGER ELEVATORS | 05/16, CHG 1: 05/18 | NATIONAL FIRE PROTECTION ASSOCIATION | NFPA | NFPA 72 | National Fire Alarm and Signaling Code | 2022; ERTA 22-1
6637 | 14 21 23 | ELECTRIC TRACTION PASSENGER ELEVATORS | 05/16, CHG 1: 05/18 | NATIONAL FIRE PROTECTION ASSOCIATION | NFPA | NFPA 101 | Life Safety Code | 2024
6638 | 14 21 23 | ELECTRIC TRACTION PASSENGER ELEVATORS | 05/16, CHG 1: 05/18 | U.S. DEPARTMENT OF DEFENSE | DOD | UFC 3-560-01 | Operation and Maintenance: Electrical Safety | 2017; with Change 3, 2023
6639 | 14 21 23 | ELECTRIC TRACTION PASSENGER ELEVATORS | 05/16, CHG 1: 05/18 | U.S. NATIONAL ARCHIVES AND RECORDS ADMINISTRATION | NARA | 36 CFR 1191 | Americans with Disabilities Act (ADA) Accessibility Guidelines for Buildings and Facilities; Architectural Barriers Act (ABA) Accessibility Guidelines
6640 | 14 24 13 | HYDRAULIC FREIGHT ELEVATORS | 05/16 | AMERICAN SOCIETY OF MECHANICAL ENGINEERS | ASME | ASME A17.1/CSA B44 | Safety Code for Elevators and Escalators | 2019
6641 | 14 24 13 | HYDRAULIC FREIGHT ELEVATORS | 05/16 | AMERICAN SOCIETY OF MECHANICAL ENGINEERS | ASME | ASME A17.2 | Guide for Inspection of Elevators, Escalators, and Moving Walks | 2023
6642 | 14 24 13 | HYDRAULIC FREIGHT ELEVATORS | 05/16 | AMERICAN SOCIETY OF MECHANICAL ENGINEERS | ASME | ASME B16.9 | Factory-Made Wrought Buttwelding Fittings | 2018
6643 | 14 24 13 | HYDRAULIC FREIGHT ELEVATORS | 05/16 | AMERICAN SOCIETY OF MECHANICAL ENGINEERS | ASME | ASME B16.11 | Forged Fittings, Socket-Welding and Threaded | 2022
6644 | 14 24 13 | HYDRAULIC FREIGHT ELEVATORS | 05/16 | AMERICAN WELDING SOCIETY | AWS | AWS D1.1/D1.1M | Structural Welding Code - Steel | 2020; Errata 1 2021
6645 | 14 24 13 | HYDRAULIC FREIGHT ELEVATORS | 05/16 | ASTM INTERNATIONAL | ASTM | ASTM A53/A53M | Standard Specification for Pipe, Steel, Black and Hot-Dipped, Zinc-Coated, Welded and Seamless | 2024
6646 | 14 24 13 | HYDRAULIC FREIGHT ELEVATORS | 05/16 | ASTM INTERNATIONAL | ASTM | ASTM A106/A106M | Standard Specification for Seamless Carbon Steel Pipe for High-Temperature Service | 2019a
6647 | 14 24 13 | HYDRAULIC FREIGHT ELEVATORS | 05/16 | INSTITUTE OF ELECTRICAL AND ELECTRONICS ENGINEERS | IEEE | IEEE C62.41 | Recommended Practice on Surge Voltages in Low-Voltage AC Power Circuits | 1991; R 1995
6648 | 14 24 13 | HYDRAULIC FREIGHT ELEVATORS | 05/16 | INTERNATIONAL CODE COUNCIL | ICC | ICC IBC | International Building Code | 2024
6649 | 14 24 13 | HYDRAULIC FREIGHT ELEVATORS | 05/16 | NATIONAL ELEVATOR INDUSTRY, INC. | NEII | NEII-1 | Building Transportation Standards and Guidelines, including the Performance Standards Matrix for New Elevator Installation | 2000; R thru 2017
6650 | 14 24 13 | HYDRAULIC FREIGHT ELEVATORS | 05/16 | NATIONAL FIRE PROTECTION ASSOCIATION | NFPA | NFPA 70 | National Electrical Code | 2023
6651 | 14 24 13 | HYDRAULIC FREIGHT ELEVATORS | 05/16 | NATIONAL FIRE PROTECTION ASSOCIATION | NFPA | NFPA 70E | Standard for Electrical Safety in the Workplace | 2024
6652 | 14 24 13 | HYDRAULIC FREIGHT ELEVATORS | 05/16 | NATIONAL FIRE PROTECTION ASSOCIATION | NFPA | NFPA 72 | National Fire Alarm and Signaling Code | 2022; ERTA 22-1
6653 | 14 24 13 | HYDRAULIC FREIGHT ELEVATORS | 05/16 | NATIONAL FIRE PROTECTION ASSOCIATION | NFPA | NFPA 101 | Life Safety Code | 2024
6654 | 14 24 13 | HYDRAULIC FREIGHT ELEVATORS | 05/16 | U.S. DEPARTMENT OF DEFENSE | DOD | UFC 3-560-01 | Operation and Maintenance: Electrical Safety | 2017; with Change 3, 2023
6655 | 14 24 13 | HYDRAULIC FREIGHT ELEVATORS | 05/16 | U.S. NATIONAL ARCHIVES AND RECORDS ADMINISTRATION | NARA | 36 CFR 1191 | Americans with Disabilities Act (ADA) Accessibility Guidelines for Buildings and Facilities; Architectural Barriers Act (ABA) Accessibility Guidelines
6656 | 14 24 23 | HYDRAULIC PASSENGER ELEVATORS | 05/16 | AMERICAN SOCIETY OF MECHANICAL ENGINEERS | ASME | ASME A17.1/CSA B44 | Safety Code for Elevators and Escalators | 2019
6657 | 14 24 23 | HYDRAULIC PASSENGER ELEVATORS | 05/16 | AMERICAN SOCIETY OF MECHANICAL ENGINEERS | ASME | ASME A17.2 | Guide for Inspection of Elevators, Escalators, and Moving Walks | 2023
6658 | 14 24 23 | HYDRAULIC PASSENGER ELEVATORS | 05/16 | AMERICAN SOCIETY OF MECHANICAL ENGINEERS | ASME | ASME B16.9 | Factory-Made Wrought Buttwelding Fittings | 2018
6659 | 14 24 23 | HYDRAULIC PASSENGER ELEVATORS | 05/16 | AMERICAN SOCIETY OF MECHANICAL ENGINEERS | ASME | ASME B16.11 | Forged Fittings, Socket-Welding and Threaded | 2022
6660 | 14 24 23 | HYDRAULIC PASSENGER ELEVATORS | 05/16 | AMERICAN WELDING SOCIETY | AWS | AWS D1.1/D1.1M | Structural Welding Code - Steel | 2020; Errata 1 2021
6661 | 14 24 23 | HYDRAULIC PASSENGER ELEVATORS | 05/16 | ASTM INTERNATIONAL | ASTM | ASTM A53/A53M | Standard Specification for Pipe, Steel, Black and Hot-Dipped, Zinc-Coated, Welded and Seamless | 2024
6662 | 14 24 23 | HYDRAULIC PASSENGER ELEVATORS | 05/16 | ASTM INTERNATIONAL | ASTM | ASTM A106/A106M | Standard Specification for Seamless Carbon Steel Pipe for High-Temperature Service | 2019a
6663 | 14 24 23 | HYDRAULIC PASSENGER ELEVATORS | 05/16 | INSTITUTE OF ELECTRICAL AND ELECTRONICS ENGINEERS | IEEE | IEEE C62.41 | Recommended Practice on Surge Voltages in Low-Voltage AC Power Circuits | 1991; R 1995
6664 | 14 24 23 | HYDRAULIC PASSENGER ELEVATORS | 05/16 | INTERNATIONAL CODE COUNCIL | ICC | ICC IBC | International Building Code | 2024
6665 | 14 24 23 | HYDRAULIC PASSENGER ELEVATORS | 05/16 | NATIONAL ELEVATOR INDUSTRY, INC. | NEII | NEII-1 | Building Transportation Standards and Guidelines, including the Performance Standards Matrix for New Elevator Installation | 2000; R thru 2017
6666 | 14 24 23 | HYDRAULIC PASSENGER ELEVATORS | 05/16 | NATIONAL FIRE PROTECTION ASSOCIATION | NFPA | NFPA 70 | National Electrical Code | 2023
6667 | 14 24 23 | HYDRAULIC PASSENGER ELEVATORS | 05/16 | NATIONAL FIRE PROTECTION ASSOCIATION | NFPA | NFPA 70E | Standard for Electrical Safety in the Workplace | 2024
6668 | 14 24 23 | HYDRAULIC PASSENGER ELEVATORS | 05/16 | NATIONAL FIRE PROTECTION ASSOCIATION | NFPA | NFPA 72 | National Fire Alarm and Signaling Code | 2022; ERTA 22-1
6669 | 14 24 23 | HYDRAULIC PASSENGER ELEVATORS | 05/16 | NATIONAL FIRE PROTECTION ASSOCIATION | NFPA | NFPA 101 | Life Safety Code | 2024
6670 | 14 24 23 | HYDRAULIC PASSENGER ELEVATORS | 05/16 | U.S. DEPARTMENT OF DEFENSE | DOD | UFC 3-560-01 | Operation and Maintenance: Electrical Safety | 2017; with Change 3, 2023
6671 | 14 24 23 | HYDRAULIC PASSENGER ELEVATORS | 05/16 | U.S. NATIONAL ARCHIVES AND RECORDS ADMINISTRATION | NARA | 36 CFR 1191 | Americans with Disabilities Act (ADA) Accessibility Guidelines for Buildings and Facilities; Architectural Barriers Act (ABA) Accessibility Guidelines
6672 | 14 92 00 | PNEUMATIC-TUBE SYSTEM | 02/09, CHG 1: 02/15 | ASTM INTERNATIONAL | ASTM | ASTM A123/A123M | Standard Specification for Zinc (Hot-Dip Galvanized) Coatings on Iron and Steel Products | 2017
6673 | 14 92 00 | PNEUMATIC-TUBE SYSTEM | 02/09, CHG 1: 02/15 | NATIONAL ELECTRICAL MANUFACTURERS ASSOCIATION | NEMA | NEMA MG 1 | Motors and Generators | 2021
6674 | 14 92 00 | PNEUMATIC-TUBE SYSTEM | 02/09, CHG 1: 02/15 | NATIONAL FIRE PROTECTION ASSOCIATION | NFPA | NFPA 70 | National Electrical Code | 2023
6675 | 14 92 00 | PNEUMATIC-TUBE SYSTEM | 02/09, CHG 1: 02/15 | U.S. NATIONAL ARCHIVES AND RECORDS ADMINISTRATION | NARA | PL 109-58 | Energy Policy Act of 2005 (EPAct05)
6676 | 21 13 13 | WET PIPE SPRINKLER SYSTEMS, FIRE PROTECTION | 08/20 | AMERICAN SOCIETY OF MECHANICAL ENGINEERS | ASME | ASME B16.1 | Gray Iron Pipe Flanges and Flanged Fittings Classes 25, 125, and 250 | 2020
6677 | 21 13 13 | WET PIPE SPRINKLER SYSTEMS, FIRE PROTECTION | 08/20 | AMERICAN SOCIETY OF MECHANICAL ENGINEERS | ASME | ASME B16.3 | Malleable Iron Threaded Fittings, Classes 150 and 300 | 2021
6678 | 21 13 13 | WET PIPE SPRINKLER SYSTEMS, FIRE PROTECTION | 08/20 | AMERICAN SOCIETY OF MECHANICAL ENGINEERS | ASME | ASME B16.4 | Gray Iron Threaded Fittings; Classes 125 and 250 | 2021
6679 | 21 13 13 | WET PIPE SPRINKLER SYSTEMS, FIRE PROTECTION | 08/20 | AMERICAN SOCIETY OF MECHANICAL ENGINEERS | ASME | ASME B16.18 | Cast Copper Alloy Solder Joint Pressure Fittings | 2021
6680 | 21 13 13 | WET PIPE SPRINKLER SYSTEMS, FIRE PROTECTION | 08/20 | AMERICAN SOCIETY OF MECHANICAL ENGINEERS | ASME | ASME B16.21 | Nonmetallic Flat Gaskets for Pipe Flanges | 2021
6681 | 21 13 13 | WET PIPE SPRINKLER SYSTEMS, FIRE PROTECTION | 08/20 | AMERICAN SOCIETY OF MECHANICAL ENGINEERS | ASME | ASME B16.22 | Wrought Copper and Copper Alloy Solder Joint Pressure Fittings | 2021
6682 | 21 13 13 | WET PIPE SPRINKLER SYSTEMS, FIRE PROTECTION | 08/20 | AMERICAN SOCIETY OF MECHANICAL ENGINEERS | ASME | ASME B16.26 | Standard for Cast Copper Alloy Fittings for Flared Copper Tubes | 2018
6683 | 21 13 13 | WET PIPE SPRINKLER SYSTEMS, FIRE PROTECTION | 08/20 | AMERICAN SOCIETY OF SANITARY ENGINEERING | ASSE | ASSE 1013 | Performance Requirements for Reduced Pressure Principle Backflow Prevention Assemblies | 2021
6684 | 21 13 13 | WET PIPE SPRINKLER SYSTEMS, FIRE PROTECTION | 08/20 | AMERICAN SOCIETY OF SANITARY ENGINEERING | ASSE | ASSE 1015 | Performance Requirements for Double Check Backflow Prevention Assemblies | 2021
6685 | 21 13 13 | WET PIPE SPRINKLER SYSTEMS, FIRE PROTECTION | 08/20 | AMERICAN WATER WORKS ASSOCIATION | AWWA | AWWA C104/A21.4 | Cement-Mortar Lining for Ductile-Iron Pipe and Fittings for Water | 2022
6686 | 21 13 13 | WET PIPE SPRINKLER SYSTEMS, FIRE PROTECTION | 08/20 | AMERICAN WATER WORKS ASSOCIATION | AWWA | AWWA C110/A21.10 | Ductile-Iron and Gray-Iron Fittings | 2021
6687 | 21 13 13 | WET PIPE SPRINKLER SYSTEMS, FIRE PROTECTION | 08/20 | AMERICAN WATER WORKS ASSOCIATION | AWWA | AWWA C111/A21.11 | Rubber-Gasket Joints for Ductile-Iron Pressure Pipe and Fittings | 2023
6688 | 21 13 13 | WET PIPE SPRINKLER SYSTEMS, FIRE PROTECTION | 08/20 | AMERICAN WATER WORKS ASSOCIATION | AWWA | AWWA C203 | Coal-Tar Protective Coatings and Linings for Steel Water Pipelines - Enamel and Tape - Hot-Applied | 2020
6689 | 21 13 13 | WET PIPE SPRINKLER SYSTEMS, FIRE PROTECTION | 08/20 | AMERICAN WATER WORKS ASSOCIATION | AWWA | AWWA M14 | Manual: Recommended Practice for Backflow Prevention and Cross-Connection Control | 2024
6690 | 21 13 13 | WET PIPE SPRINKLER SYSTEMS, FIRE PROTECTION | 08/20 | ASTM INTERNATIONAL | ASTM | ASTM A47/A47M | Standard Specification for Ferritic Malleable Iron Castings | 1999; R 2022; E 2022
6691 | 21 13 13 | WET PIPE SPRINKLER SYSTEMS, FIRE PROTECTION | 08/20 | ASTM INTERNATIONAL | ASTM | ASTM A53/A53M | Standard Specification for Pipe, Steel, Black and Hot-Dipped, Zinc-Coated, Welded and Seamless | 2024
6692 | 21 13 13 | WET PIPE SPRINKLER SYSTEMS, FIRE PROTECTION | 08/20 | ASTM INTERNATIONAL | ASTM | ASTM A135/A135M | Standard Specification for Electric-Resistance-Welded Steel Pipe | 2021
6693 | 21 13 13 | WET PIPE SPRINKLER SYSTEMS, FIRE PROTECTION | 08/20 | ASTM INTERNATIONAL | ASTM | ASTM A153/A153M | Standard Specification for Zinc Coating (Hot-Dip) on Iron and Steel Hardware | 2023
6694 | 21 13 13 | WET PIPE SPRINKLER SYSTEMS, FIRE PROTECTION | 08/20 | ASTM INTERNATIONAL | ASTM | ASTM A183 | Standard Specification for Carbon Steel Track Bolts and Nuts | 2014; R 2020
6695 | 21 13 13 | WET PIPE SPRINKLER SYSTEMS, FIRE PROTECTION | 08/20 | ASTM INTERNATIONAL | ASTM | ASTM A536 | Standard Specification for Ductile Iron Castings | 1984; R 2019; E 2019
6696 | 21 13 13 | WET PIPE SPRINKLER SYSTEMS, FIRE PROTECTION | 08/20 | ASTM INTERNATIONAL | ASTM | ASTM B62 | Standard Specification for Composition Bronze or Ounce Metal Castings | 2017
6697 | 21 13 13 | WET PIPE SPRINKLER SYSTEMS, FIRE PROTECTION | 08/20 | ASTM INTERNATIONAL | ASTM | ASTM B75/B75M | Standard Specification for Seamless Copper Tube | 2020
6698 | 21 13 13 | WET PIPE SPRINKLER SYSTEMS, FIRE PROTECTION | 08/20 | ASTM INTERNATIONAL | ASTM | ASTM B88 | Standard Specification for Seamless Copper Water Tube | 2022
6699 | 21 13 13 | WET PIPE SPRINKLER SYSTEMS, FIRE PROTECTION | 08/20 | ASTM INTERNATIONAL | ASTM | ASTM B88M | Standard Specification for Seamless Copper Water Tube (Metric) | 2020
6700 | 21 13 13 | WET PIPE SPRINKLER SYSTEMS, FIRE PROTECTION | 08/20 | ASTM INTERNATIONAL | ASTM | ASTM F442/F442M | Standard Specification for Chlorinated Poly(Vinyl Chloride) (CPVC) Plastic Pipe (SDR-PR) | 2023
6701 | 21 13 13 | WET PIPE SPRINKLER SYSTEMS, FIRE PROTECTION | 08/20 | FM GLOBAL | FM | FM 1637 | Flexible Sprinkler Hose with Threaded End Fittings | 2010
6702 | 21 13 13 | WET PIPE SPRINKLER SYSTEMS, FIRE PROTECTION | 08/20 | FM GLOBAL | FM | FM APP GUIDE | Approval Guide https://www.approvalguide.com/ | updated on-line
6703 | 21 13 13 | WET PIPE SPRINKLER SYSTEMS, FIRE PROTECTION | 08/20 | INTELLIGENCE COMMUNITY STANDARD | ICS | ICS 705-1 | Physical and Technical Security Standard for Sensitive Compartmented Information Facilities | 2010
6704 | 21 13 13 | WET PIPE SPRINKLER SYSTEMS, FIRE PROTECTION | 08/20 | MANUFACTURERS STANDARDIZATION SOCIETY OF THE VALVE AND FITTINGS INDUSTRY | MSS | MSS SP-71 | Gray Iron Swing Check Valves, Flanged and Threaded Ends | 2018
6705 | 21 13 13 | WET PIPE SPRINKLER SYSTEMS, FIRE PROTECTION | 08/20 | NATIONAL FIRE PROTECTION ASSOCIATION | NFPA | NFPA 13 | Standard for the Installation of Sprinkler Systems | 2022; TIA 24-1
6706 | 21 13 13 | WET PIPE SPRINKLER SYSTEMS, FIRE PROTECTION | 08/20 | NATIONAL FIRE PROTECTION ASSOCIATION | NFPA | NFPA 13R | Standard for the Installation of Sprinkler Systems in Low-Rise Residential Occupancies | 2025
6707 | 21 13 13 | WET PIPE SPRINKLER SYSTEMS, FIRE PROTECTION | 08/20 | NATIONAL FIRE PROTECTION ASSOCIATION | NFPA | NFPA 15 | Standard for Water Spray Fixed Systems for Fire Protection | 2022
6708 | 21 13 13 | WET PIPE SPRINKLER SYSTEMS, FIRE PROTECTION | 08/20 | NATIONAL FIRE PROTECTION ASSOCIATION | NFPA | NFPA 24 | Standard for the Installation of Private Fire Service Mains and Their Appurtenances | 2025
6709 | 21 13 13 | WET PIPE SPRINKLER SYSTEMS, FIRE PROTECTION | 08/20 | NATIONAL FIRE PROTECTION ASSOCIATION | NFPA | NFPA 101 | Life Safety Code | 2024
6710 | 21 13 13 | WET PIPE SPRINKLER SYSTEMS, FIRE PROTECTION | 08/20 | NATIONAL FIRE PROTECTION ASSOCIATION | NFPA | NFPA 291 | Recommended Practice for Fire Flow Testing and Marking of Hydrants | 2025
6711 | 21 13 13 | WET PIPE SPRINKLER SYSTEMS, FIRE PROTECTION | 08/20 | NATIONAL FIRE PROTECTION ASSOCIATION | NFPA | NFPA 1963 | Standard for Fire Hose Connections | 2019
6712 | 21 13 13 | WET PIPE SPRINKLER SYSTEMS, FIRE PROTECTION | 08/20 | NATIONAL INSTITUTE FOR CERTIFICATION IN ENGINEERING TECHNOLOGIES | NICET | NICET 1014-7 | Program Detail Manual for Certification in the Field of Fire Protection Engineering Technology (Field Code 003) Subfield of Automatic Sprinkler System Layout | 2012
6713 | 21 13 13 | WET PIPE SPRINKLER SYSTEMS, FIRE PROTECTION | 08/20 | UNDERWRITERS LABORATORIES | UL | UL 193 | UL Standard for Safety Alarm Valves for Fire-Protection Service | 2016
6714 | 21 13 13 | WET PIPE SPRINKLER SYSTEMS, FIRE PROTECTION | 08/20 | UNDERWRITERS LABORATORIES | UL | UL 199 | UL Standard for Safety Automatic Sprinklers for Fire-Protection Service | 2020
6715 | 21 13 13 | WET PIPE SPRINKLER SYSTEMS, FIRE PROTECTION | 08/20 | UNDERWRITERS LABORATORIES | UL | UL 262 | Gate Valves for Fire-Protection Service | 2004; Reprint Jul 2023
6716 | 21 13 13 | WET PIPE SPRINKLER SYSTEMS, FIRE PROTECTION | 08/20 | UNDERWRITERS LABORATORIES | UL | UL 312 | UL Standard for Safety Check Valves for Fire-Protection Service | 2022
6717 | 21 13 13 | WET PIPE SPRINKLER SYSTEMS, FIRE PROTECTION | 08/20 | UNDERWRITERS LABORATORIES | UL | UL 405 | UL Standard for Safety Fire Department Connection Devices | 2013; Bul. 2020
6718 | 21 13 13 | WET PIPE SPRINKLER SYSTEMS, FIRE PROTECTION | 08/20 | UNDERWRITERS LABORATORIES | UL | UL 668 | UL Standard for Safety Hose Valves for Fire-Protection Service | 2004; Reprint Oct 2021
6719 | 21 13 13 | WET PIPE SPRINKLER SYSTEMS, FIRE PROTECTION | 08/20 | UNDERWRITERS LABORATORIES | UL | UL 789 | UL Standard for Safety Indicator Posts for Fire-Protection Service | 2004; Reprint May 2024
6720 | 21 13 13 | WET PIPE SPRINKLER SYSTEMS, FIRE PROTECTION | 08/20 | UNDERWRITERS LABORATORIES | UL | UL 1626 | UL Standard for Safety Residential Sprinklers for Fire-Protection Service | 2008; Bul. 2018
6721 | 21 13 13 | WET PIPE SPRINKLER SYSTEMS, FIRE PROTECTION | 08/20 | UNDERWRITERS LABORATORIES | UL | UL 1767 | UL Standard for Safety Early-Suppression Fast-Response Sprinklers | 3013; Bul. 2015
6722 | 21 13 13 | WET PIPE SPRINKLER SYSTEMS, FIRE PROTECTION | 08/20 | UNDERWRITERS LABORATORIES | UL | UL 2443 | UL Standard for Safety Flexible Sprinkler Hose with Fitings for Fire Protection Service | 2015; Reprint May 2020
6723 | 21 13 13 | WET PIPE SPRINKLER SYSTEMS, FIRE PROTECTION | 08/20 | UNDERWRITERS LABORATORIES | UL | UL Fire Prot Dir | UL Product IQ (updated online) at https://productiq.ulpropsector.com/en
6724 | 21 13 16 | DRY PIPE SPRINKLER SYSTEMS, FIRE PROTECTION | 08/20 | AMERICAN SOCIETY OF MECHANICAL ENGINEERS | ASME | ASME B16.1 | Gray Iron Pipe Flanges and Flanged Fittings Classes 25, 125, and 250 | 2020
6725 | 21 13 16 | DRY PIPE SPRINKLER SYSTEMS, FIRE PROTECTION | 08/20 | AMERICAN SOCIETY OF MECHANICAL ENGINEERS | ASME | ASME B16.3 | Malleable Iron Threaded Fittings, Classes 150 and 300 | 2021
6726 | 21 13 16 | DRY PIPE SPRINKLER SYSTEMS, FIRE PROTECTION | 08/20 | AMERICAN SOCIETY OF MECHANICAL ENGINEERS | ASME | ASME B16.4 | Gray Iron Threaded Fittings; Classes 125 and 250 | 2021
6727 | 21 13 16 | DRY PIPE SPRINKLER SYSTEMS, FIRE PROTECTION | 08/20 | AMERICAN SOCIETY OF MECHANICAL ENGINEERS | ASME | ASME B16.18 | Cast Copper Alloy Solder Joint Pressure Fittings | 2021
6728 | 21 13 16 | DRY PIPE SPRINKLER SYSTEMS, FIRE PROTECTION | 08/20 | AMERICAN SOCIETY OF MECHANICAL ENGINEERS | ASME | ASME B16.21 | Nonmetallic Flat Gaskets for Pipe Flanges | 2021
6729 | 21 13 16 | DRY PIPE SPRINKLER SYSTEMS, FIRE PROTECTION | 08/20 | AMERICAN SOCIETY OF MECHANICAL ENGINEERS | ASME | ASME B16.22 | Wrought Copper and Copper Alloy Solder Joint Pressure Fittings | 2021
6730 | 21 13 16 | DRY PIPE SPRINKLER SYSTEMS, FIRE PROTECTION | 08/20 | AMERICAN SOCIETY OF MECHANICAL ENGINEERS | ASME | ASME B16.26 | Standard for Cast Copper Alloy Fittings for Flared Copper Tubes | 2018
6731 | 21 13 16 | DRY PIPE SPRINKLER SYSTEMS, FIRE PROTECTION | 08/20 | AMERICAN SOCIETY OF SANITARY ENGINEERING | ASSE | ASSE 1013 | Performance Requirements for Reduced Pressure Principle Backflow Prevention Assemblies | 2021
6732 | 21 13 16 | DRY PIPE SPRINKLER SYSTEMS, FIRE PROTECTION | 08/20 | AMERICAN SOCIETY OF SANITARY ENGINEERING | ASSE | ASSE 1015 | Performance Requirements for Double Check Backflow Prevention Assemblies | 2021
6733 | 21 13 16 | DRY PIPE SPRINKLER SYSTEMS, FIRE PROTECTION | 08/20 | AMERICAN WATER WORKS ASSOCIATION | AWWA | AWWA C104/A21.4 | Cement-Mortar Lining for Ductile-Iron Pipe and Fittings for Water | 2022
6734 | 21 13 16 | DRY PIPE SPRINKLER SYSTEMS, FIRE PROTECTION | 08/20 | AMERICAN WATER WORKS ASSOCIATION | AWWA | AWWA C110/A21.10 | Ductile-Iron and Gray-Iron Fittings | 2021
6735 | 21 13 16 | DRY PIPE SPRINKLER SYSTEMS, FIRE PROTECTION | 08/20 | AMERICAN WATER WORKS ASSOCIATION | AWWA | AWWA C111/A21.11 | Rubber-Gasket Joints for Ductile-Iron Pressure Pipe and Fittings | 2023
6736 | 21 13 16 | DRY PIPE SPRINKLER SYSTEMS, FIRE PROTECTION | 08/20 | AMERICAN WATER WORKS ASSOCIATION | AWWA | AWWA C203 | Coal-Tar Protective Coatings and Linings for Steel Water Pipelines - Enamel and Tape - Hot-Applied | 2020
6737 | 21 13 16 | DRY PIPE SPRINKLER SYSTEMS, FIRE PROTECTION | 08/20 | AMERICAN WATER WORKS ASSOCIATION | AWWA | AWWA M14 | Manual: Recommended Practice for Backflow Prevention and Cross-Connection Control | 2024
6738 | 21 13 16 | DRY PIPE SPRINKLER SYSTEMS, FIRE PROTECTION | 08/20 | ASTM INTERNATIONAL | ASTM | ASTM A47/A47M | Standard Specification for Ferritic Malleable Iron Castings | 1999; R 2022; E 2022
6739 | 21 13 16 | DRY PIPE SPRINKLER SYSTEMS, FIRE PROTECTION | 08/20 | ASTM INTERNATIONAL | ASTM | ASTM A53/A53M | Standard Specification for Pipe, Steel, Black and Hot-Dipped, Zinc-Coated, Welded and Seamless | 2024
6740 | 21 13 16 | DRY PIPE SPRINKLER SYSTEMS, FIRE PROTECTION | 08/20 | ASTM INTERNATIONAL | ASTM | ASTM A135/A135M | Standard Specification for Electric-Resistance-Welded Steel Pipe | 2021
6741 | 21 13 16 | DRY PIPE SPRINKLER SYSTEMS, FIRE PROTECTION | 08/20 | ASTM INTERNATIONAL | ASTM | ASTM A153/A153M | Standard Specification for Zinc Coating (Hot-Dip) on Iron and Steel Hardware | 2023
6742 | 21 13 16 | DRY PIPE SPRINKLER SYSTEMS, FIRE PROTECTION | 08/20 | ASTM INTERNATIONAL | ASTM | ASTM A183 | Standard Specification for Carbon Steel Track Bolts and Nuts | 2014; R 2020
6743 | 21 13 16 | DRY PIPE SPRINKLER SYSTEMS, FIRE PROTECTION | 08/20 | ASTM INTERNATIONAL | ASTM | ASTM A536 | Standard Specification for Ductile Iron Castings | 1984; R 2019; E 2019
6744 | 21 13 16 | DRY PIPE SPRINKLER SYSTEMS, FIRE PROTECTION | 08/20 | ASTM INTERNATIONAL | ASTM | ASTM B62 | Standard Specification for Composition Bronze or Ounce Metal Castings | 2017
6745 | 21 13 16 | DRY PIPE SPRINKLER SYSTEMS, FIRE PROTECTION | 08/20 | ASTM INTERNATIONAL | ASTM | ASTM B75/B75M | Standard Specification for Seamless Copper Tube | 2020
6746 | 21 13 16 | DRY PIPE SPRINKLER SYSTEMS, FIRE PROTECTION | 08/20 | ASTM INTERNATIONAL | ASTM | ASTM B88 | Standard Specification for Seamless Copper Water Tube | 2022
6747 | 21 13 16 | DRY PIPE SPRINKLER SYSTEMS, FIRE PROTECTION | 08/20 | ASTM INTERNATIONAL | ASTM | ASTM B88M | Standard Specification for Seamless Copper Water Tube (Metric) | 2020
6748 | 21 13 16 | DRY PIPE SPRINKLER SYSTEMS, FIRE PROTECTION | 08/20 | FM GLOBAL | FM | FM APP GUIDE | Approval Guide https://www.approvalguide.com/ | updated on-line
6749 | 21 13 16 | DRY PIPE SPRINKLER SYSTEMS, FIRE PROTECTION | 08/20 | INTELLIGENCE COMMUNITY STANDARD | ICS | ICS 705-1 | Physical and Technical Security Standard for Sensitive Compartmented Information Facilities | 2010
6750 | 21 13 16 | DRY PIPE SPRINKLER SYSTEMS, FIRE PROTECTION | 08/20 | MANUFACTURERS STANDARDIZATION SOCIETY OF THE VALVE AND FITTINGS INDUSTRY | MSS | MSS SP-71 | Gray Iron Swing Check Valves, Flanged and Threaded Ends | 2018
6751 | 21 13 16 | DRY PIPE SPRINKLER SYSTEMS, FIRE PROTECTION | 08/20 | NATIONAL FIRE PROTECTION ASSOCIATION | NFPA | NFPA 13 | Standard for the Installation of Sprinkler Systems | 2022; TIA 24-1
6752 | 21 13 16 | DRY PIPE SPRINKLER SYSTEMS, FIRE PROTECTION | 08/20 | NATIONAL FIRE PROTECTION ASSOCIATION | NFPA | NFPA 24 | Standard for the Installation of Private Fire Service Mains and Their Appurtenances | 2025
6753 | 21 13 16 | DRY PIPE SPRINKLER SYSTEMS, FIRE PROTECTION | 08/20 | NATIONAL FIRE PROTECTION ASSOCIATION | NFPA | NFPA 101 | Life Safety Code | 2024
6754 | 21 13 16 | DRY PIPE SPRINKLER SYSTEMS, FIRE PROTECTION | 08/20 | NATIONAL FIRE PROTECTION ASSOCIATION | NFPA | NFPA 291 | Recommended Practice for Fire Flow Testing and Marking of Hydrants | 2025
6755 | 21 13 16 | DRY PIPE SPRINKLER SYSTEMS, FIRE PROTECTION | 08/20 | NATIONAL FIRE PROTECTION ASSOCIATION | NFPA | NFPA 1963 | Standard for Fire Hose Connections | 2019
6756 | 21 13 16 | DRY PIPE SPRINKLER SYSTEMS, FIRE PROTECTION | 08/20 | NATIONAL INSTITUTE FOR CERTIFICATION IN ENGINEERING TECHNOLOGIES | NICET | NICET 1014-7 | Program Detail Manual for Certification in the Field of Fire Protection Engineering Technology (Field Code 003) Subfield of Automatic Sprinkler System Layout | 2012
6757 | 21 13 16 | DRY PIPE SPRINKLER SYSTEMS, FIRE PROTECTION | 08/20 | UNDERWRITERS LABORATORIES | UL | UL 199 | UL Standard for Safety Automatic Sprinklers for Fire-Protection Service | 2020
6758 | 21 13 16 | DRY PIPE SPRINKLER SYSTEMS, FIRE PROTECTION | 08/20 | UNDERWRITERS LABORATORIES | UL | UL 262 | Gate Valves for Fire-Protection Service | 2004; Reprint Jul 2023
6759 | 21 13 16 | DRY PIPE SPRINKLER SYSTEMS, FIRE PROTECTION | 08/20 | UNDERWRITERS LABORATORIES | UL | UL 312 | UL Standard for Safety Check Valves for Fire-Protection Service | 2022
6760 | 21 13 16 | DRY PIPE SPRINKLER SYSTEMS, FIRE PROTECTION | 08/20 | UNDERWRITERS LABORATORIES | UL | UL 405 | UL Standard for Safety Fire Department Connection Devices | 2013; Bul. 2020
6761 | 21 13 16 | DRY PIPE SPRINKLER SYSTEMS, FIRE PROTECTION | 08/20 | UNDERWRITERS LABORATORIES | UL | UL 668 | UL Standard for Safety Hose Valves for Fire-Protection Service | 2004; Reprint Oct 2021
6762 | 21 13 16 | DRY PIPE SPRINKLER SYSTEMS, FIRE PROTECTION | 08/20 | UNDERWRITERS LABORATORIES | UL | UL 789 | UL Standard for Safety Indicator Posts for Fire-Protection Service | 2004; Reprint May 2024
6763 | 21 13 16 | DRY PIPE SPRINKLER SYSTEMS, FIRE PROTECTION | 08/20 | UNDERWRITERS LABORATORIES | UL | UL Fire Prot Dir | UL Product IQ (updated online) at https://productiq.ulpropsector.com/en
6764 | 21 13 18 | PREACTION SPRINKLER SYSTEMS, FIRE PROTECTION | 08/20 | AMERICAN SOCIETY OF MECHANICAL ENGINEERS | ASME | ASME B16.1 | Gray Iron Pipe Flanges and Flanged Fittings Classes 25, 125, and 250 | 2020
6765 | 21 13 18 | PREACTION SPRINKLER SYSTEMS, FIRE PROTECTION | 08/20 | AMERICAN SOCIETY OF MECHANICAL ENGINEERS | ASME | ASME B16.3 | Malleable Iron Threaded Fittings, Classes 150 and 300 | 2021
6766 | 21 13 18 | PREACTION SPRINKLER SYSTEMS, FIRE PROTECTION | 08/20 | AMERICAN SOCIETY OF MECHANICAL ENGINEERS | ASME | ASME B16.4 | Gray Iron Threaded Fittings; Classes 125 and 250 | 2021
6767 | 21 13 18 | PREACTION SPRINKLER SYSTEMS, FIRE PROTECTION | 08/20 | AMERICAN SOCIETY OF MECHANICAL ENGINEERS | ASME | ASME B16.18 | Cast Copper Alloy Solder Joint Pressure Fittings | 2021
6768 | 21 13 18 | PREACTION SPRINKLER SYSTEMS, FIRE PROTECTION | 08/20 | AMERICAN SOCIETY OF MECHANICAL ENGINEERS | ASME | ASME B16.21 | Nonmetallic Flat Gaskets for Pipe Flanges | 2021
6769 | 21 13 18 | PREACTION SPRINKLER SYSTEMS, FIRE PROTECTION | 08/20 | AMERICAN SOCIETY OF MECHANICAL ENGINEERS | ASME | ASME B16.22 | Wrought Copper and Copper Alloy Solder Joint Pressure Fittings | 2021
6770 | 21 13 18 | PREACTION SPRINKLER SYSTEMS, FIRE PROTECTION | 08/20 | AMERICAN SOCIETY OF MECHANICAL ENGINEERS | ASME | ASME B16.26 | Standard for Cast Copper Alloy Fittings for Flared Copper Tubes | 2018
6771 | 21 13 18 | PREACTION SPRINKLER SYSTEMS, FIRE PROTECTION | 08/20 | AMERICAN SOCIETY OF SANITARY ENGINEERING | ASSE | ASSE 1013 | Performance Requirements for Reduced Pressure Principle Backflow Prevention Assemblies | 2021
6772 | 21 13 18 | PREACTION SPRINKLER SYSTEMS, FIRE PROTECTION | 08/20 | AMERICAN SOCIETY OF SANITARY ENGINEERING | ASSE | ASSE 1015 | Performance Requirements for Double Check Backflow Prevention Assemblies | 2021
6773 | 21 13 18 | PREACTION SPRINKLER SYSTEMS, FIRE PROTECTION | 08/20 | AMERICAN WATER WORKS ASSOCIATION | AWWA | AWWA C104/A21.4 | Cement-Mortar Lining for Ductile-Iron Pipe and Fittings for Water | 2022
6774 | 21 13 18 | PREACTION SPRINKLER SYSTEMS, FIRE PROTECTION | 08/20 | AMERICAN WATER WORKS ASSOCIATION | AWWA | AWWA C110/A21.10 | Ductile-Iron and Gray-Iron Fittings | 2021
6775 | 21 13 18 | PREACTION SPRINKLER SYSTEMS, FIRE PROTECTION | 08/20 | AMERICAN WATER WORKS ASSOCIATION | AWWA | AWWA C111/A21.11 | Rubber-Gasket Joints for Ductile-Iron Pressure Pipe and Fittings | 2023
6776 | 21 13 18 | PREACTION SPRINKLER SYSTEMS, FIRE PROTECTION | 08/20 | AMERICAN WATER WORKS ASSOCIATION | AWWA | AWWA C203 | Coal-Tar Protective Coatings and Linings for Steel Water Pipelines - Enamel and Tape - Hot-Applied | 2020
6777 | 21 13 18 | PREACTION SPRINKLER SYSTEMS, FIRE PROTECTION | 08/20 | AMERICAN WATER WORKS ASSOCIATION | AWWA | AWWA M14 | Manual: Recommended Practice for Backflow Prevention and Cross-Connection Control | 2024
6778 | 21 13 18 | PREACTION SPRINKLER SYSTEMS, FIRE PROTECTION | 08/20 | ASTM INTERNATIONAL | ASTM | ASTM A47/A47M | Standard Specification for Ferritic Malleable Iron Castings | 1999; R 2022; E 2022
6779 | 21 13 18 | PREACTION SPRINKLER SYSTEMS, FIRE PROTECTION | 08/20 | ASTM INTERNATIONAL | ASTM | ASTM A53/A53M | Standard Specification for Pipe, Steel, Black and Hot-Dipped, Zinc-Coated, Welded and Seamless | 2024
6780 | 21 13 18 | PREACTION SPRINKLER SYSTEMS, FIRE PROTECTION | 08/20 | ASTM INTERNATIONAL | ASTM | ASTM A135/A135M | Standard Specification for Electric-Resistance-Welded Steel Pipe | 2021
6781 | 21 13 18 | PREACTION SPRINKLER SYSTEMS, FIRE PROTECTION | 08/20 | ASTM INTERNATIONAL | ASTM | ASTM A153/A153M | Standard Specification for Zinc Coating (Hot-Dip) on Iron and Steel Hardware | 2023
6782 | 21 13 18 | PREACTION SPRINKLER SYSTEMS, FIRE PROTECTION | 08/20 | ASTM INTERNATIONAL | ASTM | ASTM A183 | Standard Specification for Carbon Steel Track Bolts and Nuts | 2014; R 2020
6783 | 21 13 18 | PREACTION SPRINKLER SYSTEMS, FIRE PROTECTION | 08/20 | ASTM INTERNATIONAL | ASTM | ASTM A536 | Standard Specification for Ductile Iron Castings | 1984; R 2019; E 2019
6784 | 21 13 18 | PREACTION SPRINKLER SYSTEMS, FIRE PROTECTION | 08/20 | ASTM INTERNATIONAL | ASTM | ASTM B62 | Standard Specification for Composition Bronze or Ounce Metal Castings | 2017
6785 | 21 13 18 | PREACTION SPRINKLER SYSTEMS, FIRE PROTECTION | 08/20 | ASTM INTERNATIONAL | ASTM | ASTM B75/B75M | Standard Specification for Seamless Copper Tube | 2020
6786 | 21 13 18 | PREACTION SPRINKLER SYSTEMS, FIRE PROTECTION | 08/20 | ASTM INTERNATIONAL | ASTM | ASTM B88 | Standard Specification for Seamless Copper Water Tube | 2022
6787 | 21 13 18 | PREACTION SPRINKLER SYSTEMS, FIRE PROTECTION | 08/20 | ASTM INTERNATIONAL | ASTM | ASTM B88M | Standard Specification for Seamless Copper Water Tube (Metric) | 2020
6788 | 21 13 18 | PREACTION SPRINKLER SYSTEMS, FIRE PROTECTION | 08/20 | ASTM INTERNATIONAL | ASTM | ASTM F402 | Standard Practice for Safe Handling of Solvent Cements, Primers, and Cleaners Used for Joining Thermoplastic Pipe and Fittings | 2018
6789 | 21 13 18 | PREACTION SPRINKLER SYSTEMS, FIRE PROTECTION | 08/20 | FM GLOBAL | FM | FM APP GUIDE | Approval Guide https://www.approvalguide.com/ | updated on-line
6790 | 21 13 18 | PREACTION SPRINKLER SYSTEMS, FIRE PROTECTION | 08/20 | INSTITUTE OF ELECTRICAL AND ELECTRONICS ENGINEERS | IEEE | IEEE C62.41.1 | Guide on the Surges Environment in Low-Voltage (1000 V and Less) AC Power Circuits | 2002; R 2008
6791 | 21 13 18 | PREACTION SPRINKLER SYSTEMS, FIRE PROTECTION | 08/20 | INSTITUTE OF ELECTRICAL AND ELECTRONICS ENGINEERS | IEEE | IEEE C62.41.2 | Recommended Practice on Characterization of Surges in Low-Voltage (1000 V and Less) AC Power Circuits | 2002
6792 | 21 13 18 | PREACTION SPRINKLER SYSTEMS, FIRE PROTECTION | 08/20 | INTELLIGENCE COMMUNITY STANDARD | ICS | ICS 705-1 | Physical and Technical Security Standard for Sensitive Compartmented Information Facilities | 2010
6793 | 21 13 18 | PREACTION SPRINKLER SYSTEMS, FIRE PROTECTION | 08/20 | MANUFACTURERS STANDARDIZATION SOCIETY OF THE VALVE AND FITTINGS INDUSTRY | MSS | MSS SP-71 | Gray Iron Swing Check Valves, Flanged and Threaded Ends | 2018
6794 | 21 13 18 | PREACTION SPRINKLER SYSTEMS, FIRE PROTECTION | 08/20 | NATIONAL FIRE PROTECTION ASSOCIATION | NFPA | NFPA 4 | Standard for Integrated Fire Protection and Life Safety System Testing | 2018
6795 | 21 13 18 | PREACTION SPRINKLER SYSTEMS, FIRE PROTECTION | 08/20 | NATIONAL FIRE PROTECTION ASSOCIATION | NFPA | NFPA 13 | Standard for the Installation of Sprinkler Systems | 2022; TIA 24-1
6796 | 21 13 18 | PREACTION SPRINKLER SYSTEMS, FIRE PROTECTION | 08/20 | NATIONAL FIRE PROTECTION ASSOCIATION | NFPA | NFPA 24 | Standard for the Installation of Private Fire Service Mains and Their Appurtenances | 2025
6797 | 21 13 18 | PREACTION SPRINKLER SYSTEMS, FIRE PROTECTION | 08/20 | NATIONAL FIRE PROTECTION ASSOCIATION | NFPA | NFPA 70 | National Electrical Code | 2023
6798 | 21 13 18 | PREACTION SPRINKLER SYSTEMS, FIRE PROTECTION | 08/20 | NATIONAL FIRE PROTECTION ASSOCIATION | NFPA | NFPA 72 | National Fire Alarm and Signaling Code | 2022; ERTA 22-1
6799 | 21 13 18 | PREACTION SPRINKLER SYSTEMS, FIRE PROTECTION | 08/20 | NATIONAL FIRE PROTECTION ASSOCIATION | NFPA | NFPA 101 | Life Safety Code | 2024
6800 | 21 13 18 | PREACTION SPRINKLER SYSTEMS, FIRE PROTECTION | 08/20 | NATIONAL FIRE PROTECTION ASSOCIATION | NFPA | NFPA 291 | Recommended Practice for Fire Flow Testing and Marking of Hydrants | 2025
6801 | 21 13 18 | PREACTION SPRINKLER SYSTEMS, FIRE PROTECTION | 08/20 | NATIONAL FIRE PROTECTION ASSOCIATION | NFPA | NFPA 1963 | Standard for Fire Hose Connections | 2019
6802 | 21 13 18 | PREACTION SPRINKLER SYSTEMS, FIRE PROTECTION | 08/20 | NATIONAL INSTITUTE FOR CERTIFICATION IN ENGINEERING TECHNOLOGIES | NICET | NICET 1014-7 | Program Detail Manual for Certification in the Field of Fire Protection Engineering Technology (Field Code 003) Subfield of Automatic Sprinkler System Layout | 2012
6803 | 21 13 18 | PREACTION SPRINKLER SYSTEMS, FIRE PROTECTION | 08/20 | UNDERWRITERS LABORATORIES | UL | UL 199 | UL Standard for Safety Automatic Sprinklers for Fire-Protection Service | 2020
6804 | 21 13 18 | PREACTION SPRINKLER SYSTEMS, FIRE PROTECTION | 08/20 | UNDERWRITERS LABORATORIES | UL | UL 262 | Gate Valves for Fire-Protection Service | 2004; Reprint Jul 2023
6805 | 21 13 18 | PREACTION SPRINKLER SYSTEMS, FIRE PROTECTION | 08/20 | UNDERWRITERS LABORATORIES | UL | UL 268 | UL Standard for Safety Smoke Detectors for Fire Alarm Systems | 2023
6806 | 21 13 18 | PREACTION SPRINKLER SYSTEMS, FIRE PROTECTION | 08/20 | UNDERWRITERS LABORATORIES | UL | UL 312 | UL Standard for Safety Check Valves for Fire-Protection Service | 2022
6807 | 21 13 18 | PREACTION SPRINKLER SYSTEMS, FIRE PROTECTION | 08/20 | UNDERWRITERS LABORATORIES | UL | UL 405 | UL Standard for Safety Fire Department Connection Devices | 2013; Bul. 2020
6808 | 21 13 18 | PREACTION SPRINKLER SYSTEMS, FIRE PROTECTION | 08/20 | UNDERWRITERS LABORATORIES | UL | UL 464 | UL Standard for Safety Audible Signaling Devices for Fire Alarm and Signaling Systems, Including Accessories | 2023
6809 | 21 13 18 | PREACTION SPRINKLER SYSTEMS, FIRE PROTECTION | 08/20 | UNDERWRITERS LABORATORIES | UL | UL 497A | UL Standard for Safety Secondary Protectors for Communications Circuits | 2001; Bul. 2019
6810 | 21 13 18 | PREACTION SPRINKLER SYSTEMS, FIRE PROTECTION | 08/20 | UNDERWRITERS LABORATORIES | UL | UL 497B | UL Standard for Safety Protectors for Data Communications and Fire Alarm Circuits | 2004; Reprint Feb 2022
6811 | 21 13 18 | PREACTION SPRINKLER SYSTEMS, FIRE PROTECTION | 08/20 | UNDERWRITERS LABORATORIES | UL | UL 521 | UL Standard for Safety Heat Detectors for Fire Protective Signaling Systems | 1999; Reprint Feb 2023
6812 | 21 13 18 | PREACTION SPRINKLER SYSTEMS, FIRE PROTECTION | 08/20 | UNDERWRITERS LABORATORIES | UL | UL 668 | UL Standard for Safety Hose Valves for Fire-Protection Service | 2004; Reprint Oct 2021
6813 | 21 13 18 | PREACTION SPRINKLER SYSTEMS, FIRE PROTECTION | 08/20 | UNDERWRITERS LABORATORIES | UL | UL 789 | UL Standard for Safety Indicator Posts for Fire-Protection Service | 2004; Reprint May 2024
6814 | 21 13 18 | PREACTION SPRINKLER SYSTEMS, FIRE PROTECTION | 08/20 | UNDERWRITERS LABORATORIES | UL | UL 864 | UL Standard for Safety Control Units and Accessories for Fire Alarm Systems | 2023
6815 | 21 13 18 | PREACTION SPRINKLER SYSTEMS, FIRE PROTECTION | 08/20 | UNDERWRITERS LABORATORIES | UL | UL 1283 | UL Standard for Safety Electromagnetic Interference Filters | 2017; Reprint Feb 2024
6816 | 21 13 18 | PREACTION SPRINKLER SYSTEMS, FIRE PROTECTION | 08/20 | UNDERWRITERS LABORATORIES | UL | UL 1449 | UL Standard for Safety Surge Protective Devices | 2021; Reprint Dec 2022
6817 | 21 13 18 | PREACTION SPRINKLER SYSTEMS, FIRE PROTECTION | 08/20 | UNDERWRITERS LABORATORIES | UL | UL 1638 | UL Standard for Safety Visible Signaling Devices for Fire Alarm and Signaling Systems, Including Accessories | 2023
6818 | 21 13 18 | PREACTION SPRINKLER SYSTEMS, FIRE PROTECTION | 08/20 | UNDERWRITERS LABORATORIES | UL | UL 1971 | UL Standard for Safety Signaling Devices for the Deaf and Hard of Hearing | 2002; Reprint Feb 2024
6819 | 21 13 18 | PREACTION SPRINKLER SYSTEMS, FIRE PROTECTION | 08/20 | UNDERWRITERS LABORATORIES | UL | UL Fire Prot Dir | UL Product IQ (updated online) at https://productiq.ulpropsector.com/en
6820 | 21 13 19 | DELUGE SPRINKLER SYSTEMS, FIRE PROTECTION | 08/20 | AMERICAN SOCIETY OF MECHANICAL ENGINEERS | ASME | ASME B16.1 | Gray Iron Pipe Flanges and Flanged Fittings Classes 25, 125, and 250 | 2020
6821 | 21 13 19 | DELUGE SPRINKLER SYSTEMS, FIRE PROTECTION | 08/20 | AMERICAN SOCIETY OF MECHANICAL ENGINEERS | ASME | ASME B16.3 | Malleable Iron Threaded Fittings, Classes 150 and 300 | 2021
6822 | 21 13 19 | DELUGE SPRINKLER SYSTEMS, FIRE PROTECTION | 08/20 | AMERICAN SOCIETY OF MECHANICAL ENGINEERS | ASME | ASME B16.4 | Gray Iron Threaded Fittings; Classes 125 and 250 | 2021
6823 | 21 13 19 | DELUGE SPRINKLER SYSTEMS, FIRE PROTECTION | 08/20 | AMERICAN SOCIETY OF MECHANICAL ENGINEERS | ASME | ASME B16.18 | Cast Copper Alloy Solder Joint Pressure Fittings | 2021
6824 | 21 13 19 | DELUGE SPRINKLER SYSTEMS, FIRE PROTECTION | 08/20 | AMERICAN SOCIETY OF MECHANICAL ENGINEERS | ASME | ASME B16.21 | Nonmetallic Flat Gaskets for Pipe Flanges | 2021
6825 | 21 13 19 | DELUGE SPRINKLER SYSTEMS, FIRE PROTECTION | 08/20 | AMERICAN SOCIETY OF MECHANICAL ENGINEERS | ASME | ASME B16.22 | Wrought Copper and Copper Alloy Solder Joint Pressure Fittings | 2021
6826 | 21 13 19 | DELUGE SPRINKLER SYSTEMS, FIRE PROTECTION | 08/20 | AMERICAN SOCIETY OF MECHANICAL ENGINEERS | ASME | ASME B16.26 | Standard for Cast Copper Alloy Fittings for Flared Copper Tubes | 2018
6827 | 21 13 19 | DELUGE SPRINKLER SYSTEMS, FIRE PROTECTION | 08/20 | AMERICAN SOCIETY OF SANITARY ENGINEERING | ASSE | ASSE 1013 | Performance Requirements for Reduced Pressure Principle Backflow Prevention Assemblies | 2021
6828 | 21 13 19 | DELUGE SPRINKLER SYSTEMS, FIRE PROTECTION | 08/20 | AMERICAN SOCIETY OF SANITARY ENGINEERING | ASSE | ASSE 1015 | Performance Requirements for Double Check Backflow Prevention Assemblies | 2021
6829 | 21 13 19 | DELUGE SPRINKLER SYSTEMS, FIRE PROTECTION | 08/20 | AMERICAN WATER WORKS ASSOCIATION | AWWA | AWWA C104/A21.4 | Cement-Mortar Lining for Ductile-Iron Pipe and Fittings for Water | 2022
6830 | 21 13 19 | DELUGE SPRINKLER SYSTEMS, FIRE PROTECTION | 08/20 | AMERICAN WATER WORKS ASSOCIATION | AWWA | AWWA C110/A21.10 | Ductile-Iron and Gray-Iron Fittings | 2021
6831 | 21 13 19 | DELUGE SPRINKLER SYSTEMS, FIRE PROTECTION | 08/20 | AMERICAN WATER WORKS ASSOCIATION | AWWA | AWWA C111/A21.11 | Rubber-Gasket Joints for Ductile-Iron Pressure Pipe and Fittings | 2023
6832 | 21 13 19 | DELUGE SPRINKLER SYSTEMS, FIRE PROTECTION | 08/20 | AMERICAN WATER WORKS ASSOCIATION | AWWA | AWWA C203 | Coal-Tar Protective Coatings and Linings for Steel Water Pipelines - Enamel and Tape - Hot-Applied | 2020
6833 | 21 13 19 | DELUGE SPRINKLER SYSTEMS, FIRE PROTECTION | 08/20 | AMERICAN WATER WORKS ASSOCIATION | AWWA | AWWA M14 | Manual: Recommended Practice for Backflow Prevention and Cross-Connection Control | 2024
6834 | 21 13 19 | DELUGE SPRINKLER SYSTEMS, FIRE PROTECTION | 08/20 | ASTM INTERNATIONAL | ASTM | ASTM A47/A47M | Standard Specification for Ferritic Malleable Iron Castings | 1999; R 2022; E 2022
6835 | 21 13 19 | DELUGE SPRINKLER SYSTEMS, FIRE PROTECTION | 08/20 | ASTM INTERNATIONAL | ASTM | ASTM A53/A53M | Standard Specification for Pipe, Steel, Black and Hot-Dipped, Zinc-Coated, Welded and Seamless | 2024
6836 | 21 13 19 | DELUGE SPRINKLER SYSTEMS, FIRE PROTECTION | 08/20 | ASTM INTERNATIONAL | ASTM | ASTM A135/A135M | Standard Specification for Electric-Resistance-Welded Steel Pipe | 2021
6837 | 21 13 19 | DELUGE SPRINKLER SYSTEMS, FIRE PROTECTION | 08/20 | ASTM INTERNATIONAL | ASTM | ASTM A153/A153M | Standard Specification for Zinc Coating (Hot-Dip) on Iron and Steel Hardware | 2023
6838 | 21 13 19 | DELUGE SPRINKLER SYSTEMS, FIRE PROTECTION | 08/20 | ASTM INTERNATIONAL | ASTM | ASTM A183 | Standard Specification for Carbon Steel Track Bolts and Nuts | 2014; R 2020
6839 | 21 13 19 | DELUGE SPRINKLER SYSTEMS, FIRE PROTECTION | 08/20 | ASTM INTERNATIONAL | ASTM | ASTM A536 | Standard Specification for Ductile Iron Castings | 1984; R 2019; E 2019
6840 | 21 13 19 | DELUGE SPRINKLER SYSTEMS, FIRE PROTECTION | 08/20 | ASTM INTERNATIONAL | ASTM | ASTM B62 | Standard Specification for Composition Bronze or Ounce Metal Castings | 2017
6841 | 21 13 19 | DELUGE SPRINKLER SYSTEMS, FIRE PROTECTION | 08/20 | ASTM INTERNATIONAL | ASTM | ASTM B75/B75M | Standard Specification for Seamless Copper Tube | 2020
6842 | 21 13 19 | DELUGE SPRINKLER SYSTEMS, FIRE PROTECTION | 08/20 | ASTM INTERNATIONAL | ASTM | ASTM B88 | Standard Specification for Seamless Copper Water Tube | 2022
6843 | 21 13 19 | DELUGE SPRINKLER SYSTEMS, FIRE PROTECTION | 08/20 | ASTM INTERNATIONAL | ASTM | ASTM B88M | Standard Specification for Seamless Copper Water Tube (Metric) | 2020
6844 | 21 13 19 | DELUGE SPRINKLER SYSTEMS, FIRE PROTECTION | 08/20 | ASTM INTERNATIONAL | ASTM | ASTM F402 | Standard Practice for Safe Handling of Solvent Cements, Primers, and Cleaners Used for Joining Thermoplastic Pipe and Fittings | 2018
6845 | 21 13 19 | DELUGE SPRINKLER SYSTEMS, FIRE PROTECTION | 08/20 | FM GLOBAL | FM | FM APP GUIDE | Approval Guide https://www.approvalguide.com/ | updated on-line
6846 | 21 13 19 | DELUGE SPRINKLER SYSTEMS, FIRE PROTECTION | 08/20 | INSTITUTE OF ELECTRICAL AND ELECTRONICS ENGINEERS | IEEE | IEEE C62.41.1 | Guide on the Surges Environment in Low-Voltage (1000 V and Less) AC Power Circuits | 2002; R 2008
6847 | 21 13 19 | DELUGE SPRINKLER SYSTEMS, FIRE PROTECTION | 08/20 | INSTITUTE OF ELECTRICAL AND ELECTRONICS ENGINEERS | IEEE | IEEE C62.41.2 | Recommended Practice on Characterization of Surges in Low-Voltage (1000 V and Less) AC Power Circuits | 2002
6848 | 21 13 19 | DELUGE SPRINKLER SYSTEMS, FIRE PROTECTION | 08/20 | INTELLIGENCE COMMUNITY STANDARD | ICS | ICS 705-1 | Physical and Technical Security Standard for Sensitive Compartmented Information Facilities | 2010
6849 | 21 13 19 | DELUGE SPRINKLER SYSTEMS, FIRE PROTECTION | 08/20 | MANUFACTURERS STANDARDIZATION SOCIETY OF THE VALVE AND FITTINGS INDUSTRY | MSS | MSS SP-71 | Gray Iron Swing Check Valves, Flanged and Threaded Ends | 2018
6850 | 21 13 19 | DELUGE SPRINKLER SYSTEMS, FIRE PROTECTION | 08/20 | NATIONAL FIRE PROTECTION ASSOCIATION | NFPA | NFPA 4 | Standard for Integrated Fire Protection and Life Safety System Testing | 2018
6851 | 21 13 19 | DELUGE SPRINKLER SYSTEMS, FIRE PROTECTION | 08/20 | NATIONAL FIRE PROTECTION ASSOCIATION | NFPA | NFPA 13 | Standard for the Installation of Sprinkler Systems | 2022; TIA 24-1
6852 | 21 13 19 | DELUGE SPRINKLER SYSTEMS, FIRE PROTECTION | 08/20 | NATIONAL FIRE PROTECTION ASSOCIATION | NFPA | NFPA 15 | Standard for Water Spray Fixed Systems for Fire Protection | 2022
6853 | 21 13 19 | DELUGE SPRINKLER SYSTEMS, FIRE PROTECTION | 08/20 | NATIONAL FIRE PROTECTION ASSOCIATION | NFPA | NFPA 24 | Standard for the Installation of Private Fire Service Mains and Their Appurtenances | 2025
6854 | 21 13 19 | DELUGE SPRINKLER SYSTEMS, FIRE PROTECTION | 08/20 | NATIONAL FIRE PROTECTION ASSOCIATION | NFPA | NFPA 70 | National Electrical Code | 2023
6855 | 21 13 19 | DELUGE SPRINKLER SYSTEMS, FIRE PROTECTION | 08/20 | NATIONAL FIRE PROTECTION ASSOCIATION | NFPA | NFPA 72 | National Fire Alarm and Signaling Code | 2022; ERTA 22-1
6856 | 21 13 19 | DELUGE SPRINKLER SYSTEMS, FIRE PROTECTION | 08/20 | NATIONAL FIRE PROTECTION ASSOCIATION | NFPA | NFPA 101 | Life Safety Code | 2024
6857 | 21 13 19 | DELUGE SPRINKLER SYSTEMS, FIRE PROTECTION | 08/20 | NATIONAL FIRE PROTECTION ASSOCIATION | NFPA | NFPA 291 | Recommended Practice for Fire Flow Testing and Marking of Hydrants | 2025
6858 | 21 13 19 | DELUGE SPRINKLER SYSTEMS, FIRE PROTECTION | 08/20 | NATIONAL FIRE PROTECTION ASSOCIATION | NFPA | NFPA 1963 | Standard for Fire Hose Connections | 2019
6859 | 21 13 19 | DELUGE SPRINKLER SYSTEMS, FIRE PROTECTION | 08/20 | NATIONAL INSTITUTE FOR CERTIFICATION IN ENGINEERING TECHNOLOGIES | NICET | NICET 1014-7 | Program Detail Manual for Certification in the Field of Fire Protection Engineering Technology (Field Code 003) Subfield of Automatic Sprinkler System Layout | 2012
6860 | 21 13 19 | DELUGE SPRINKLER SYSTEMS, FIRE PROTECTION | 08/20 | UNDERWRITERS LABORATORIES | UL | UL 199 | UL Standard for Safety Automatic Sprinklers for Fire-Protection Service | 2020
6861 | 21 13 19 | DELUGE SPRINKLER SYSTEMS, FIRE PROTECTION | 08/20 | UNDERWRITERS LABORATORIES | UL | UL 262 | Gate Valves for Fire-Protection Service | 2004; Reprint Jul 2023
6862 | 21 13 19 | DELUGE SPRINKLER SYSTEMS, FIRE PROTECTION | 08/20 | UNDERWRITERS LABORATORIES | UL | UL 268 | UL Standard for Safety Smoke Detectors for Fire Alarm Systems | 2023
6863 | 21 13 19 | DELUGE SPRINKLER SYSTEMS, FIRE PROTECTION | 08/20 | UNDERWRITERS LABORATORIES | UL | UL 312 | UL Standard for Safety Check Valves for Fire-Protection Service | 2022
6864 | 21 13 19 | DELUGE SPRINKLER SYSTEMS, FIRE PROTECTION | 08/20 | UNDERWRITERS LABORATORIES | UL | UL 405 | UL Standard for Safety Fire Department Connection Devices | 2013; Bul. 2020
6865 | 21 13 19 | DELUGE SPRINKLER SYSTEMS, FIRE PROTECTION | 08/20 | UNDERWRITERS LABORATORIES | UL | UL 464 | UL Standard for Safety Audible Signaling Devices for Fire Alarm and Signaling Systems, Including Accessories | 2023
6866 | 21 13 19 | DELUGE SPRINKLER SYSTEMS, FIRE PROTECTION | 08/20 | UNDERWRITERS LABORATORIES | UL | UL 497A | UL Standard for Safety Secondary Protectors for Communications Circuits | 2001; Bul. 2019
6867 | 21 13 19 | DELUGE SPRINKLER SYSTEMS, FIRE PROTECTION | 08/20 | UNDERWRITERS LABORATORIES | UL | UL 497B | UL Standard for Safety Protectors for Data Communications and Fire Alarm Circuits | 2004; Reprint Feb 2022
6868 | 21 13 19 | DELUGE SPRINKLER SYSTEMS, FIRE PROTECTION | 08/20 | UNDERWRITERS LABORATORIES | UL | UL 521 | UL Standard for Safety Heat Detectors for Fire Protective Signaling Systems | 1999; Reprint Feb 2023
6869 | 21 13 19 | DELUGE SPRINKLER SYSTEMS, FIRE PROTECTION | 08/20 | UNDERWRITERS LABORATORIES | UL | UL 668 | UL Standard for Safety Hose Valves for Fire-Protection Service | 2004; Reprint Oct 2021
6870 | 21 13 19 | DELUGE SPRINKLER SYSTEMS, FIRE PROTECTION | 08/20 | UNDERWRITERS LABORATORIES | UL | UL 789 | UL Standard for Safety Indicator Posts for Fire-Protection Service | 2004; Reprint May 2024
6871 | 21 13 19 | DELUGE SPRINKLER SYSTEMS, FIRE PROTECTION | 08/20 | UNDERWRITERS LABORATORIES | UL | UL 864 | UL Standard for Safety Control Units and Accessories for Fire Alarm Systems | 2023
6872 | 21 13 19 | DELUGE SPRINKLER SYSTEMS, FIRE PROTECTION | 08/20 | UNDERWRITERS LABORATORIES | UL | UL 1283 | UL Standard for Safety Electromagnetic Interference Filters | 2017; Reprint Feb 2024
6873 | 21 13 19 | DELUGE SPRINKLER SYSTEMS, FIRE PROTECTION | 08/20 | UNDERWRITERS LABORATORIES | UL | UL 1449 | UL Standard for Safety Surge Protective Devices | 2021; Reprint Dec 2022
6874 | 21 13 19 | DELUGE SPRINKLER SYSTEMS, FIRE PROTECTION | 08/20 | UNDERWRITERS LABORATORIES | UL | UL 1638 | UL Standard for Safety Visible Signaling Devices for Fire Alarm and Signaling Systems, Including Accessories | 2023
6875 | 21 13 19 | DELUGE SPRINKLER SYSTEMS, FIRE PROTECTION | 08/20 | UNDERWRITERS LABORATORIES | UL | UL 1971 | UL Standard for Safety Signaling Devices for the Deaf and Hard of Hearing | 2002; Reprint Feb 2024
6876 | 21 13 19 | DELUGE SPRINKLER SYSTEMS, FIRE PROTECTION | 08/20 | UNDERWRITERS LABORATORIES | UL | UL 2351 | UL Standard for Safety Spray Nozzles for Fire-Protection Service | 2004; Bul. 2018
6877 | 21 13 19 | DELUGE SPRINKLER SYSTEMS, FIRE PROTECTION | 08/20 | UNDERWRITERS LABORATORIES | UL | UL Fire Prot Dir | UL Product IQ (updated online) at https://productiq.ulpropsector.com/en
6878 | 21 13 24.00 10 | AQUEOUS FILM-FORMING FOAM (AFFF) FIRE PROTECTION SYSTEM | 10/07 | AMERICAN SOCIETY OF MECHANICAL ENGINEERS | ASME | ASME A13.1 | Scheme for the Identification of Piping Systems | 2023
6879 | 21 13 24.00 10 | AQUEOUS FILM-FORMING FOAM (AFFF) FIRE PROTECTION SYSTEM | 10/07 | AMERICAN SOCIETY OF MECHANICAL ENGINEERS | ASME | ASME B16.1 | Gray Iron Pipe Flanges and Flanged Fittings Classes 25, 125, and 250 | 2020
6880 | 21 13 24.00 10 | AQUEOUS FILM-FORMING FOAM (AFFF) FIRE PROTECTION SYSTEM | 10/07 | AMERICAN SOCIETY OF MECHANICAL ENGINEERS | ASME | ASME B16.3 | Malleable Iron Threaded Fittings, Classes 150 and 300 | 2021
6881 | 21 13 24.00 10 | AQUEOUS FILM-FORMING FOAM (AFFF) FIRE PROTECTION SYSTEM | 10/07 | AMERICAN SOCIETY OF MECHANICAL ENGINEERS | ASME | ASME B16.4 | Gray Iron Threaded Fittings; Classes 125 and 250 | 2021
6882 | 21 13 24.00 10 | AQUEOUS FILM-FORMING FOAM (AFFF) FIRE PROTECTION SYSTEM | 10/07 | AMERICAN SOCIETY OF MECHANICAL ENGINEERS | ASME | ASME BPVC SEC VIII D1 | BPVC Section VIII-Rules for Construction of Pressure Vessels Division 1 | 2019
6883 | 21 13 24.00 10 | AQUEOUS FILM-FORMING FOAM (AFFF) FIRE PROTECTION SYSTEM | 10/07 | AMERICAN SOCIETY OF SANITARY ENGINEERING | ASSE | ASSE 1013 | Performance Requirements for Reduced Pressure Principle Backflow Prevention Assemblies | 2021
6884 | 21 13 24.00 10 | AQUEOUS FILM-FORMING FOAM (AFFF) FIRE PROTECTION SYSTEM | 10/07 | AMERICAN WATER WORKS ASSOCIATION | AWWA | AWWA C104/A21.4 | Cement-Mortar Lining for Ductile-Iron Pipe and Fittings for Water | 2022
6885 | 21 13 24.00 10 | AQUEOUS FILM-FORMING FOAM (AFFF) FIRE PROTECTION SYSTEM | 10/07 | AMERICAN WATER WORKS ASSOCIATION | AWWA | AWWA C110/A21.10 | Ductile-Iron and Gray-Iron Fittings | 2021
6886 | 21 13 24.00 10 | AQUEOUS FILM-FORMING FOAM (AFFF) FIRE PROTECTION SYSTEM | 10/07 | AMERICAN WATER WORKS ASSOCIATION | AWWA | AWWA C151/A21.51 | Ductile-Iron Pipe, Centrifugally Cast | 2023
6887 | 21 13 24.00 10 | AQUEOUS FILM-FORMING FOAM (AFFF) FIRE PROTECTION SYSTEM | 10/07 | ASTM INTERNATIONAL | ASTM | ASTM A47/A47M | Standard Specification for Ferritic Malleable Iron Castings | 1999; R 2022; E 2022
6888 | 21 13 24.00 10 | AQUEOUS FILM-FORMING FOAM (AFFF) FIRE PROTECTION SYSTEM | 10/07 | ASTM INTERNATIONAL | ASTM | ASTM A53/A53M | Standard Specification for Pipe, Steel, Black and Hot-Dipped, Zinc-Coated, Welded and Seamless | 2024
6889 | 21 13 24.00 10 | AQUEOUS FILM-FORMING FOAM (AFFF) FIRE PROTECTION SYSTEM | 10/07 | ASTM INTERNATIONAL | ASTM | ASTM A183 | Standard Specification for Carbon Steel Track Bolts and Nuts | 2014; R 2020
6890 | 21 13 24.00 10 | AQUEOUS FILM-FORMING FOAM (AFFF) FIRE PROTECTION SYSTEM | 10/07 | ASTM INTERNATIONAL | ASTM | ASTM A193/A193M | Standard Specification for Alloy-Steel and Stainless Steel Bolting Materials for High-Temperature Service and Other Special Purpose Applications | 2024
6891 | 21 13 24.00 10 | AQUEOUS FILM-FORMING FOAM (AFFF) FIRE PROTECTION SYSTEM | 10/07 | ASTM INTERNATIONAL | ASTM | ASTM A312/A312M | Standard Specification for Seamless, Welded, and Heavily Cold Worked Austenitic Stainless Steel Pipes | 2022a
6892 | 21 13 24.00 10 | AQUEOUS FILM-FORMING FOAM (AFFF) FIRE PROTECTION SYSTEM | 10/07 | ASTM INTERNATIONAL | ASTM | ASTM A351/A351M | Standard Specification for Castings, Austenitic, for Pressure-Containing Parts | 2024
6893 | 21 13 24.00 10 | AQUEOUS FILM-FORMING FOAM (AFFF) FIRE PROTECTION SYSTEM | 10/07 | ASTM INTERNATIONAL | ASTM | ASTM A403/A403M | Standard Specification for Wrought Austenitic Stainless Steel Piping Fittings | 2022b
6894 | 21 13 24.00 10 | AQUEOUS FILM-FORMING FOAM (AFFF) FIRE PROTECTION SYSTEM | 10/07 | ASTM INTERNATIONAL | ASTM | ASTM A449 | Standard Specification for Hex Cap Screws, Bolts, and Studs, Steel, Heat Treated, 120/105/90 ksi Minimum Tensile Strength, General Use | 2014; R 2020
6895 | 21 13 24.00 10 | AQUEOUS FILM-FORMING FOAM (AFFF) FIRE PROTECTION SYSTEM | 10/07 | ASTM INTERNATIONAL | ASTM | ASTM A536 | Standard Specification for Ductile Iron Castings | 1984; R 2019; E 2019
6896 | 21 13 24.00 10 | AQUEOUS FILM-FORMING FOAM (AFFF) FIRE PROTECTION SYSTEM | 10/07 | ASTM INTERNATIONAL | ASTM | ASTM A563 | Standard Specification for Carbon and Alloy Steel Nuts | 2021; E 2022a
6897 | 21 13 24.00 10 | AQUEOUS FILM-FORMING FOAM (AFFF) FIRE PROTECTION SYSTEM | 10/07 | ASTM INTERNATIONAL | ASTM | ASTM A563M | Standard Specification for Carbon and Alloy Steel Nuts (Metric) | 2007; R 2013
6898 | 21 13 24.00 10 | AQUEOUS FILM-FORMING FOAM (AFFF) FIRE PROTECTION SYSTEM | 10/07 | ASTM INTERNATIONAL | ASTM | ASTM A795/A795M | Standard Specification for Black and Hot-Dipped Zinc-Coated (Galvanized) Welded and Seamless Steel Pipe for Fire Protection Use | 2021
6899 | 21 13 24.00 10 | AQUEOUS FILM-FORMING FOAM (AFFF) FIRE PROTECTION SYSTEM | 10/07 | ASTM INTERNATIONAL | ASTM | ASTM F436 | Hardened Steel Washers | 2011
6900 | 21 13 24.00 10 | AQUEOUS FILM-FORMING FOAM (AFFF) FIRE PROTECTION SYSTEM | 10/07 | ASTM INTERNATIONAL | ASTM | ASTM F436M | Hardened Steel Washers (Metric) | 2011
6901 | 21 13 24.00 10 | AQUEOUS FILM-FORMING FOAM (AFFF) FIRE PROTECTION SYSTEM | 10/07 | FM GLOBAL | FM | FM APP GUIDE | Approval Guide https://www.approvalguide.com/ | updated on-line
6902 | 21 13 24.00 10 | AQUEOUS FILM-FORMING FOAM (AFFF) FIRE PROTECTION SYSTEM | 10/07 | INSTITUTE OF ELECTRICAL AND ELECTRONICS ENGINEERS | IEEE | IEEE C62.41.1 | Guide on the Surges Environment in Low-Voltage (1000 V and Less) AC Power Circuits | 2002; R 2008
6903 | 21 13 24.00 10 | AQUEOUS FILM-FORMING FOAM (AFFF) FIRE PROTECTION SYSTEM | 10/07 | INSTITUTE OF ELECTRICAL AND ELECTRONICS ENGINEERS | IEEE | IEEE C62.41.2 | Recommended Practice on Characterization of Surges in Low-Voltage (1000 V and Less) AC Power Circuits | 2002
6904 | 21 13 24.00 10 | AQUEOUS FILM-FORMING FOAM (AFFF) FIRE PROTECTION SYSTEM | 10/07 | NATIONAL FIRE PROTECTION ASSOCIATION | NFPA | NFPA 11 | Standard for Low-, Medium- and High- Expansion Foam | 2024
6905 | 21 13 24.00 10 | AQUEOUS FILM-FORMING FOAM (AFFF) FIRE PROTECTION SYSTEM | 10/07 | NATIONAL FIRE PROTECTION ASSOCIATION | NFPA | NFPA 13 | Standard for the Installation of Sprinkler Systems | 2022; TIA 24-1
6906 | 21 13 24.00 10 | AQUEOUS FILM-FORMING FOAM (AFFF) FIRE PROTECTION SYSTEM | 10/07 | NATIONAL FIRE PROTECTION ASSOCIATION | NFPA | NFPA 16 | Standard for Installation of Foam-Water Sprinkler and Foam-Water Spray Systems | 2015
6907 | 21 13 24.00 10 | AQUEOUS FILM-FORMING FOAM (AFFF) FIRE PROTECTION SYSTEM | 10/07 | NATIONAL FIRE PROTECTION ASSOCIATION | NFPA | NFPA 20 | Standard for the Installation of Stationary Pumps for Fire Protection | 2022;TIA 21-1; TIA 21-2
6908 | 21 13 24.00 10 | AQUEOUS FILM-FORMING FOAM (AFFF) FIRE PROTECTION SYSTEM | 10/07 | NATIONAL FIRE PROTECTION ASSOCIATION | NFPA | NFPA 24 | Standard for the Installation of Private Fire Service Mains and Their Appurtenances | 2025
6909 | 21 13 24.00 10 | AQUEOUS FILM-FORMING FOAM (AFFF) FIRE PROTECTION SYSTEM | 10/07 | NATIONAL FIRE PROTECTION ASSOCIATION | NFPA | NFPA 70 | National Electrical Code | 2023
6910 | 21 13 24.00 10 | AQUEOUS FILM-FORMING FOAM (AFFF) FIRE PROTECTION SYSTEM | 10/07 | NATIONAL FIRE PROTECTION ASSOCIATION | NFPA | NFPA 72 | National Fire Alarm and Signaling Code | 2022; ERTA 22-1
6911 | 21 13 24.00 10 | AQUEOUS FILM-FORMING FOAM (AFFF) FIRE PROTECTION SYSTEM | 10/07 | NATIONAL FIRE PROTECTION ASSOCIATION | NFPA | NFPA 1963 | Standard for Fire Hose Connections | 2019
6912 | 21 13 24.00 10 | AQUEOUS FILM-FORMING FOAM (AFFF) FIRE PROTECTION SYSTEM | 10/07 | NATIONAL INSTITUTE FOR CERTIFICATION IN ENGINEERING TECHNOLOGIES | NICET | NICET 1014-7 | Program Detail Manual for Certification in the Field of Fire Protection Engineering Technology (Field Code 003) Subfield of Automatic Sprinkler System Layout | 2012
6913 | 21 13 24.00 10 | AQUEOUS FILM-FORMING FOAM (AFFF) FIRE PROTECTION SYSTEM | 10/07 | U.S. DEPARTMENT OF DEFENSE | DOD | MIL-PRF-24385 | Fire Extinguishing Agent, Aqueous Film Forming Foam (AFFF) Liquid Concentrate, for Fresh and Seawater | 1992; Rev F; Am 1 1994; Am2 2017; Am3 2019; Am4 2020
6914 | 21 13 24.00 10 | AQUEOUS FILM-FORMING FOAM (AFFF) FIRE PROTECTION SYSTEM | 10/07 | U.S. DEPARTMENT OF DEFENSE | DOD | UFC 3-301-01 | Structural Engineering | 2023; with Change 1, 2023
6915 | 21 13 24.00 10 | AQUEOUS FILM-FORMING FOAM (AFFF) FIRE PROTECTION SYSTEM | 10/07 | UNDERWRITERS LABORATORIES | UL | UL Fire Prot Dir | UL Product IQ (updated online) at https://productiq.ulpropsector.com/en
6916 | 21 13 25 | HIGH-EXPANSION FOAM SYSTEM, FIRE PROTECTION | 02/19, CHG 1: 02/21 | AMERICAN SOCIETY OF MECHANICAL ENGINEERS | ASME | ASME A13.1 | Scheme for the Identification of Piping Systems | 2023
6917 | 21 13 25 | HIGH-EXPANSION FOAM SYSTEM, FIRE PROTECTION | 02/19, CHG 1: 02/21 | AMERICAN SOCIETY OF MECHANICAL ENGINEERS | ASME | ASME B40.100 | Pressure Gauges and Gauge Attachments | 2022
6918 | 21 13 25 | HIGH-EXPANSION FOAM SYSTEM, FIRE PROTECTION | 02/19, CHG 1: 02/21 | ASTM INTERNATIONAL | ASTM | ASTM A53/A53M | Standard Specification for Pipe, Steel, Black and Hot-Dipped, Zinc-Coated, Welded and Seamless | 2024
6919 | 21 13 25 | HIGH-EXPANSION FOAM SYSTEM, FIRE PROTECTION | 02/19, CHG 1: 02/21 | ASTM INTERNATIONAL | ASTM | ASTM A183 | Standard Specification for Carbon Steel Track Bolts and Nuts | 2014; R 2020
6920 | 21 13 25 | HIGH-EXPANSION FOAM SYSTEM, FIRE PROTECTION | 02/19, CHG 1: 02/21 | ASTM INTERNATIONAL | ASTM | ASTM A193/A193M | Standard Specification for Alloy-Steel and Stainless Steel Bolting Materials for High-Temperature Service and Other Special Purpose Applications | 2024
6921 | 21 13 25 | HIGH-EXPANSION FOAM SYSTEM, FIRE PROTECTION | 02/19, CHG 1: 02/21 | ASTM INTERNATIONAL | ASTM | ASTM A449 | Standard Specification for Hex Cap Screws, Bolts, and Studs, Steel, Heat Treated, 120/105/90 ksi Minimum Tensile Strength, General Use | 2014; R 2020
6922 | 21 13 25 | HIGH-EXPANSION FOAM SYSTEM, FIRE PROTECTION | 02/19, CHG 1: 02/21 | ASTM INTERNATIONAL | ASTM | ASTM A536 | Standard Specification for Ductile Iron Castings | 1984; R 2019; E 2019
6923 | 21 13 25 | HIGH-EXPANSION FOAM SYSTEM, FIRE PROTECTION | 02/19, CHG 1: 02/21 | ASTM INTERNATIONAL | ASTM | ASTM A563M | Standard Specification for Carbon and Alloy Steel Nuts (Metric) | 2007; R 2013
6924 | 21 13 25 | HIGH-EXPANSION FOAM SYSTEM, FIRE PROTECTION | 02/19, CHG 1: 02/21 | ASTM INTERNATIONAL | ASTM | ASTM F436 | Hardened Steel Washers | 2011
6925 | 21 13 25 | HIGH-EXPANSION FOAM SYSTEM, FIRE PROTECTION | 02/19, CHG 1: 02/21 | ASTM INTERNATIONAL | ASTM | ASTM F436M | Hardened Steel Washers (Metric) | 2011
6926 | 21 13 25 | HIGH-EXPANSION FOAM SYSTEM, FIRE PROTECTION | 02/19, CHG 1: 02/21 | INTERNATIONAL ELECTROTECHNICAL COMMISSION | IEC | IEC 61508 | Functional Safety of Electrical/Electronic/Programmable Electronic Safety-Related Systems | 2010
6927 | 21 13 25 | HIGH-EXPANSION FOAM SYSTEM, FIRE PROTECTION | 02/19, CHG 1: 02/21 | NATIONAL ELECTRICAL MANUFACTURERS ASSOCIATION | NEMA | NEMA 250 | Enclosures for Electrical Equipment (1000 Volts Maximum) | 2020
6928 | 21 13 25 | HIGH-EXPANSION FOAM SYSTEM, FIRE PROTECTION | 02/19, CHG 1: 02/21 | NATIONAL FIRE PROTECTION ASSOCIATION | NFPA | NFPA 11 | Standard for Low-, Medium- and High- Expansion Foam | 2024
6929 | 21 13 25 | HIGH-EXPANSION FOAM SYSTEM, FIRE PROTECTION | 02/19, CHG 1: 02/21 | NATIONAL FIRE PROTECTION ASSOCIATION | NFPA | NFPA 13 | Standard for the Installation of Sprinkler Systems | 2022; TIA 24-1
6930 | 21 13 25 | HIGH-EXPANSION FOAM SYSTEM, FIRE PROTECTION | 02/19, CHG 1: 02/21 | NATIONAL FIRE PROTECTION ASSOCIATION | NFPA | NFPA 20 | Standard for the Installation of Stationary Pumps for Fire Protection | 2022;TIA 21-1; TIA 21-2
6931 | 21 13 25 | HIGH-EXPANSION FOAM SYSTEM, FIRE PROTECTION | 02/19, CHG 1: 02/21 | NATIONAL FIRE PROTECTION ASSOCIATION | NFPA | NFPA 24 | Standard for the Installation of Private Fire Service Mains and Their Appurtenances | 2025
6932 | 21 13 25 | HIGH-EXPANSION FOAM SYSTEM, FIRE PROTECTION | 02/19, CHG 1: 02/21 | NATIONAL FIRE PROTECTION ASSOCIATION | NFPA | NFPA 70 | National Electrical Code | 2023
6933 | 21 13 25 | HIGH-EXPANSION FOAM SYSTEM, FIRE PROTECTION | 02/19, CHG 1: 02/21 | NATIONAL FIRE PROTECTION ASSOCIATION | NFPA | NFPA 72 | National Fire Alarm and Signaling Code | 2022; ERTA 22-1
6934 | 21 13 25 | HIGH-EXPANSION FOAM SYSTEM, FIRE PROTECTION | 02/19, CHG 1: 02/21 | NATIONAL FIRE PROTECTION ASSOCIATION | NFPA | NFPA 101 | Life Safety Code | 2024
6935 | 21 13 25 | HIGH-EXPANSION FOAM SYSTEM, FIRE PROTECTION | 02/19, CHG 1: 02/21 | NATIONAL FIRE PROTECTION ASSOCIATION | NFPA | NFPA 170 | Standard for Fire Safety and Emergency Symbols | 2024; ERTA 1 2023
6936 | 21 13 25 | HIGH-EXPANSION FOAM SYSTEM, FIRE PROTECTION | 02/19, CHG 1: 02/21 | NATIONAL FIRE PROTECTION ASSOCIATION | NFPA | NFPA 704 | Standard System for the Identification of the Hazards of Materials for Emergency Response | 2022
6937 | 21 13 25 | HIGH-EXPANSION FOAM SYSTEM, FIRE PROTECTION | 02/19, CHG 1: 02/21 | NATIONAL INSTITUTE FOR CERTIFICATION IN ENGINEERING TECHNOLOGIES | NICET | NICET 1014-7 | Program Detail Manual for Certification in the Field of Fire Protection Engineering Technology (Field Code 003) Subfield of Automatic Sprinkler System Layout | 2012
6938 | 21 13 25 | HIGH-EXPANSION FOAM SYSTEM, FIRE PROTECTION | 02/19, CHG 1: 02/21 | SOCIETY FOR PROTECTIVE COATINGS | SSPC | SSPC SP 11 | Surface Preparation Standard No. 11 - Power Tool Cleaning to Bare Metal | 2020
6939 | 21 13 25 | HIGH-EXPANSION FOAM SYSTEM, FIRE PROTECTION | 02/19, CHG 1: 02/21 | U.S. DEPARTMENT OF DEFENSE | DOD | UFC 3-301-01 | Structural Engineering | 2023; with Change 1, 2023
6940 | 21 13 25 | HIGH-EXPANSION FOAM SYSTEM, FIRE PROTECTION | 02/19, CHG 1: 02/21 | UNDERWRITERS LABORATORIES | UL | UL 864 | UL Standard for Safety Control Units and Accessories for Fire Alarm Systems | 2023
6941 | 21 21 01 | CARBON-DIOXIDE FIRE-EXTINGUISHING SYSTEMS | 05/24 | AMERICAN SOCIETY OF MECHANICAL ENGINEERS | ASME | ASME B31.1 | Power Piping | 2022
6942 | 21 21 01 | CARBON-DIOXIDE FIRE-EXTINGUISHING SYSTEMS | 05/24 | ASTM INTERNATIONAL | ASTM | ASTM A53/A53M | Standard Specification for Pipe, Steel, Black and Hot-Dipped, Zinc-Coated, Welded and Seamless | 2024
6943 | 21 21 01 | CARBON-DIOXIDE FIRE-EXTINGUISHING SYSTEMS | 05/24 | ASTM INTERNATIONAL | ASTM | ASTM A106/A106M | Standard Specification for Seamless Carbon Steel Pipe for High-Temperature Service | 2019a
6944 | 21 21 01 | CARBON-DIOXIDE FIRE-EXTINGUISHING SYSTEMS | 05/24 | FM GLOBAL | FM | FM APP GUIDE | Approval Guide https://www.approvalguide.com/ | updated on-line
6945 | 21 21 01 | CARBON-DIOXIDE FIRE-EXTINGUISHING SYSTEMS | 05/24 | MANUFACTURERS STANDARDIZATION SOCIETY OF THE VALVE AND FITTINGS INDUSTRY | MSS | MSS SP-58 | Pipe Hangers and Supports - Materials, Design and Manufacture, Selection, Application, and Installation | 2018
6946 | 21 21 01 | CARBON-DIOXIDE FIRE-EXTINGUISHING SYSTEMS | 05/24 | MANUFACTURERS STANDARDIZATION SOCIETY OF THE VALVE AND FITTINGS INDUSTRY | MSS | MSS SP-127 | Bracing for Piping Systems: Seismic-Wind-Dynamic Design, Selection, and Application | 2014; Rev A
6947 | 21 21 01 | CARBON-DIOXIDE FIRE-EXTINGUISHING SYSTEMS | 05/24 | NATIONAL FIRE PROTECTION ASSOCIATION | NFPA | NFPA 4 | Standard for Integrated Fire Protection and Life Safety System Testing | 2018
6948 | 21 21 01 | CARBON-DIOXIDE FIRE-EXTINGUISHING SYSTEMS | 05/24 | NATIONAL FIRE PROTECTION ASSOCIATION | NFPA | NFPA 12 | Standard on Carbon Dioxide Extinguishing Systems | 2022
6949 | 21 21 01 | CARBON-DIOXIDE FIRE-EXTINGUISHING SYSTEMS | 05/24 | NATIONAL FIRE PROTECTION ASSOCIATION | NFPA | NFPA 13 | Standard for the Installation of Sprinkler Systems | 2022; TIA 24-1
6950 | 21 21 01 | CARBON-DIOXIDE FIRE-EXTINGUISHING SYSTEMS | 05/24 | NATIONAL FIRE PROTECTION ASSOCIATION | NFPA | NFPA 70 | National Electrical Code | 2023
6951 | 21 21 01 | CARBON-DIOXIDE FIRE-EXTINGUISHING SYSTEMS | 05/24 | NATIONAL FIRE PROTECTION ASSOCIATION | NFPA | NFPA 72 | National Fire Alarm and Signaling Code | 2022; ERTA 22-1
6952 | 21 21 01 | CARBON-DIOXIDE FIRE-EXTINGUISHING SYSTEMS | 05/24 | NATIONAL FIRE PROTECTION ASSOCIATION | NFPA | NFPA 90A | Standard for the Installation of Air Conditioning and Ventilating Systems | 2024
6953 | 21 21 01 | CARBON-DIOXIDE FIRE-EXTINGUISHING SYSTEMS | 05/24 | NATIONAL FIRE PROTECTION ASSOCIATION | NFPA | NFPA 170 | Standard for Fire Safety and Emergency Symbols | 2024; ERTA 1 2023
6954 | 21 21 01 | CARBON-DIOXIDE FIRE-EXTINGUISHING SYSTEMS | 05/24 | UNDERWRITERS LABORATORIES | UL | UL Fire Prot Dir | UL Product IQ (updated online) at https://productiq.ulpropsector.com/en
6955 | 21 22 00.00 20 | HALON 1301 FIRE EXTINGUISHING | 05/11 | AMERICAN SOCIETY OF MECHANICAL ENGINEERS | ASME | ASME B16.3 | Malleable Iron Threaded Fittings, Classes 150 and 300 | 2021
6956 | 21 22 00.00 20 | HALON 1301 FIRE EXTINGUISHING | 05/11 | AMERICAN SOCIETY OF MECHANICAL ENGINEERS | ASME | ASME B16.11 | Forged Fittings, Socket-Welding and Threaded | 2022
6957 | 21 22 00.00 20 | HALON 1301 FIRE EXTINGUISHING | 05/11 | ASTM INTERNATIONAL | ASTM | ASTM A53/A53M | Standard Specification for Pipe, Steel, Black and Hot-Dipped, Zinc-Coated, Welded and Seamless | 2024
6958 | 21 22 00.00 20 | HALON 1301 FIRE EXTINGUISHING | 05/11 | ASTM INTERNATIONAL | ASTM | ASTM A106/A106M | Standard Specification for Seamless Carbon Steel Pipe for High-Temperature Service | 2019a
6959 | 21 22 00.00 20 | HALON 1301 FIRE EXTINGUISHING | 05/11 | FM GLOBAL | FM | FM APP GUIDE | Approval Guide https://www.approvalguide.com/ | updated on-line
6960 | 21 22 00.00 20 | HALON 1301 FIRE EXTINGUISHING | 05/11 | MANUFACTURERS STANDARDIZATION SOCIETY OF THE VALVE AND FITTINGS INDUSTRY | MSS | MSS SP-58 | Pipe Hangers and Supports - Materials, Design and Manufacture, Selection, Application, and Installation | 2018
6961 | 21 22 00.00 20 | HALON 1301 FIRE EXTINGUISHING | 05/11 | NATIONAL FIRE PROTECTION ASSOCIATION | NFPA | NFPA 12A | Standard on Halon 1301 Fire Extinguishing Systems | 2022
6962 | 21 22 00.00 20 | HALON 1301 FIRE EXTINGUISHING | 05/11 | NATIONAL FIRE PROTECTION ASSOCIATION | NFPA | NFPA 70 | National Electrical Code | 2023
6963 | 21 22 00.00 20 | HALON 1301 FIRE EXTINGUISHING | 05/11 | NATIONAL FIRE PROTECTION ASSOCIATION | NFPA | NFPA 72 | National Fire Alarm and Signaling Code | 2022; ERTA 22-1
6964 | 21 22 00.00 20 | HALON 1301 FIRE EXTINGUISHING | 05/11 | NATIONAL FIRE PROTECTION ASSOCIATION | NFPA | NFPA 75 | Standard for the Protection of Information Technology Equipment | 2024
6965 | 21 22 00.00 20 | HALON 1301 FIRE EXTINGUISHING | 05/11 | NATIONAL FIRE PROTECTION ASSOCIATION | NFPA | NFPA 90A | Standard for the Installation of Air Conditioning and Ventilating Systems | 2024
6966 | 21 22 00.00 20 | HALON 1301 FIRE EXTINGUISHING | 05/11 | U.S. DEPARTMENT OF DEFENSE | DOD | MIL-STD-101 | Color Code for Pipelines and for Compressed Gas Cylinders | 2014; Rev C
6967 | 21 22 00.00 20 | HALON 1301 FIRE EXTINGUISHING | 05/11 | U.S. GENERAL SERVICES ADMINISTRATION | GSA | CID A-A-2962 | Enamel, Alkyd, Gloss, Low VOC Content | Rev A; Notice 2
6968 | 21 22 00.00 20 | HALON 1301 FIRE EXTINGUISHING | 05/11 | U.S. GENERAL SERVICES ADMINISTRATION | GSA | CID A-A-58092 | Tape, Antiseize, Polytetrafluoroethylene | Basic; Notice 1; Notice 2
6969 | 21 22 00.00 20 | HALON 1301 FIRE EXTINGUISHING | 05/11 | U.S. GENERAL SERVICES ADMINISTRATION | GSA | FS TT-P-645 | Primer, Paint, Zinc-Molybdate, Alkyd Type | Rev C; Notice 1
6970 | 21 22 00.00 20 | HALON 1301 FIRE EXTINGUISHING | 05/11 | UNDERWRITERS LABORATORIES | UL | UL Fire Prot Dir | UL Product IQ (updated online) at https://productiq.ulpropsector.com/en
6971 | 21 23 00 | WET CHEMICAL FIRE EXTINGUISHING SYSTEMS | 05/24 | FM GLOBAL | FM | FM APP GUIDE | Approval Guide https://www.approvalguide.com/ | updated on-line
6972 | 21 23 00 | WET CHEMICAL FIRE EXTINGUISHING SYSTEMS | 05/24 | NATIONAL FIRE PROTECTION ASSOCIATION | NFPA | NFPA 4 | Standard for Integrated Fire Protection and Life Safety System Testing | 2018
6973 | 21 23 00 | WET CHEMICAL FIRE EXTINGUISHING SYSTEMS | 05/24 | NATIONAL FIRE PROTECTION ASSOCIATION | NFPA | NFPA 17A | Standard for Wet Chemical Extinguishing Systems | 2024
6974 | 21 23 00 | WET CHEMICAL FIRE EXTINGUISHING SYSTEMS | 05/24 | NATIONAL FIRE PROTECTION ASSOCIATION | NFPA | NFPA 70 | National Electrical Code | 2023
6975 | 21 23 00 | WET CHEMICAL FIRE EXTINGUISHING SYSTEMS | 05/24 | NATIONAL FIRE PROTECTION ASSOCIATION | NFPA | NFPA 96 | Standard for Ventilation Control and Fire Protection of Commercial Cooking Operations | 2024
6976 | 21 23 00 | WET CHEMICAL FIRE EXTINGUISHING SYSTEMS | 05/24 | NATIONAL FIRE PROTECTION ASSOCIATION | NFPA | NFPA 170 | Standard for Fire Safety and Emergency Symbols | 2024; ERTA 1 2023
6977 | 21 23 00 | WET CHEMICAL FIRE EXTINGUISHING SYSTEMS | 05/24 | UNDERWRITERS LABORATORIES | UL | UL Fire Prot Dir | UL Product IQ (updated online) at https://productiq.ulpropsector.com/en
6978 | 21 30 00 | FIRE PUMPS | 04/08, CHG 1: 08/13 | AMERICAN SOCIETY OF MECHANICAL ENGINEERS | ASME | ASME B16.3 | Malleable Iron Threaded Fittings, Classes 150 and 300 | 2021
6979 | 21 30 00 | FIRE PUMPS | 04/08, CHG 1: 08/13 | AMERICAN SOCIETY OF MECHANICAL ENGINEERS | ASME | ASME B16.5 | Pipe Flanges and Flanged Fittings NPS 1/2 Through NPS 24 Metric/Inch Standard | 2020
6980 | 21 30 00 | FIRE PUMPS | 04/08, CHG 1: 08/13 | AMERICAN SOCIETY OF MECHANICAL ENGINEERS | ASME | ASME B16.9 | Factory-Made Wrought Buttwelding Fittings | 2018
6981 | 21 30 00 | FIRE PUMPS | 04/08, CHG 1: 08/13 | AMERICAN SOCIETY OF MECHANICAL ENGINEERS | ASME | ASME B16.11 | Forged Fittings, Socket-Welding and Threaded | 2022
6982 | 21 30 00 | FIRE PUMPS | 04/08, CHG 1: 08/13 | AMERICAN SOCIETY OF MECHANICAL ENGINEERS | ASME | ASME B16.18 | Cast Copper Alloy Solder Joint Pressure Fittings | 2021
6983 | 21 30 00 | FIRE PUMPS | 04/08, CHG 1: 08/13 | AMERICAN SOCIETY OF MECHANICAL ENGINEERS | ASME | ASME B16.21 | Nonmetallic Flat Gaskets for Pipe Flanges | 2021
6984 | 21 30 00 | FIRE PUMPS | 04/08, CHG 1: 08/13 | AMERICAN SOCIETY OF MECHANICAL ENGINEERS | ASME | ASME B16.22 | Wrought Copper and Copper Alloy Solder Joint Pressure Fittings | 2021
6985 | 21 30 00 | FIRE PUMPS | 04/08, CHG 1: 08/13 | AMERICAN SOCIETY OF MECHANICAL ENGINEERS | ASME | ASME B16.26 | Standard for Cast Copper Alloy Fittings for Flared Copper Tubes | 2018
6986 | 21 30 00 | FIRE PUMPS | 04/08, CHG 1: 08/13 | AMERICAN SOCIETY OF MECHANICAL ENGINEERS | ASME | ASME B16.39 | Standard for Malleable Iron Threaded Pipe Unions; Classes 150, 250, and 300 | 2020
6987 | 21 30 00 | FIRE PUMPS | 04/08, CHG 1: 08/13 | AMERICAN SOCIETY OF MECHANICAL ENGINEERS | ASME | ASME B31.1 | Power Piping | 2022
6988 | 21 30 00 | FIRE PUMPS | 04/08, CHG 1: 08/13 | AMERICAN WATER WORKS ASSOCIATION | AWWA | AWWA 10084 | Standard Methods for the Examination of Water and Wastewater | 2017
6989 | 21 30 00 | FIRE PUMPS | 04/08, CHG 1: 08/13 | AMERICAN WATER WORKS ASSOCIATION | AWWA | AWWA B300 | Hypochlorites | 2018
6990 | 21 30 00 | FIRE PUMPS | 04/08, CHG 1: 08/13 | AMERICAN WATER WORKS ASSOCIATION | AWWA | AWWA B301 | Liquid Chlorine | 2018
6991 | 21 30 00 | FIRE PUMPS | 04/08, CHG 1: 08/13 | AMERICAN WATER WORKS ASSOCIATION | AWWA | AWWA C104/A21.4 | Cement-Mortar Lining for Ductile-Iron Pipe and Fittings for Water | 2022
6992 | 21 30 00 | FIRE PUMPS | 04/08, CHG 1: 08/13 | AMERICAN WATER WORKS ASSOCIATION | AWWA | AWWA C110/A21.10 | Ductile-Iron and Gray-Iron Fittings | 2021
6993 | 21 30 00 | FIRE PUMPS | 04/08, CHG 1: 08/13 | AMERICAN WATER WORKS ASSOCIATION | AWWA | AWWA C111/A21.11 | Rubber-Gasket Joints for Ductile-Iron Pressure Pipe and Fittings | 2023
6994 | 21 30 00 | FIRE PUMPS | 04/08, CHG 1: 08/13 | AMERICAN WATER WORKS ASSOCIATION | AWWA | AWWA C151/A21.51 | Ductile-Iron Pipe, Centrifugally Cast | 2023
6995 | 21 30 00 | FIRE PUMPS | 04/08, CHG 1: 08/13 | AMERICAN WATER WORKS ASSOCIATION | AWWA | AWWA C500 | Metal-Seated Gate Valves for Water Supply Service | 2019
6996 | 21 30 00 | FIRE PUMPS | 04/08, CHG 1: 08/13 | AMERICAN WATER WORKS ASSOCIATION | AWWA | AWWA C606 | Grooved and Shouldered Joints | 2022
6997 | 21 30 00 | FIRE PUMPS | 04/08, CHG 1: 08/13 | ASTM INTERNATIONAL | ASTM | ASTM A47/A47M | Standard Specification for Ferritic Malleable Iron Castings | 1999; R 2022; E 2022
6998 | 21 30 00 | FIRE PUMPS | 04/08, CHG 1: 08/13 | ASTM INTERNATIONAL | ASTM | ASTM A53/A53M | Standard Specification for Pipe, Steel, Black and Hot-Dipped, Zinc-Coated, Welded and Seamless | 2024
6999 | 21 30 00 | FIRE PUMPS | 04/08, CHG 1: 08/13 | ASTM INTERNATIONAL | ASTM | ASTM A183 | Standard Specification for Carbon Steel Track Bolts and Nuts | 2014; R 2020
7000 | 21 30 00 | FIRE PUMPS | 04/08, CHG 1: 08/13 | ASTM INTERNATIONAL | ASTM | ASTM A193/A193M | Standard Specification for Alloy-Steel and Stainless Steel Bolting Materials for High-Temperature Service and Other Special Purpose Applications | 2024
7001 | 21 30 00 | FIRE PUMPS | 04/08, CHG 1: 08/13 | ASTM INTERNATIONAL | ASTM | ASTM A194/A194M | Standard Specification for Carbon Steel, Alloy Steel, and Stainless Steel Nuts for Bolts for High-Pressure or High-Temperature Service, or Both | 2024
7002 | 21 30 00 | FIRE PUMPS | 04/08, CHG 1: 08/13 | ASTM INTERNATIONAL | ASTM | ASTM A449 | Standard Specification for Hex Cap Screws, Bolts, and Studs, Steel, Heat Treated, 120/105/90 ksi Minimum Tensile Strength, General Use | 2014; R 2020
7003 | 21 30 00 | FIRE PUMPS | 04/08, CHG 1: 08/13 | ASTM INTERNATIONAL | ASTM | ASTM A536 | Standard Specification for Ductile Iron Castings | 1984; R 2019; E 2019
7004 | 21 30 00 | FIRE PUMPS | 04/08, CHG 1: 08/13 | ASTM INTERNATIONAL | ASTM | ASTM A563 | Standard Specification for Carbon and Alloy Steel Nuts | 2021; E 2022a
7005 | 21 30 00 | FIRE PUMPS | 04/08, CHG 1: 08/13 | ASTM INTERNATIONAL | ASTM | ASTM A563M | Standard Specification for Carbon and Alloy Steel Nuts (Metric) | 2007; R 2013
7006 | 21 30 00 | FIRE PUMPS | 04/08, CHG 1: 08/13 | ASTM INTERNATIONAL | ASTM | ASTM A795/A795M | Standard Specification for Black and Hot-Dipped Zinc-Coated (Galvanized) Welded and Seamless Steel Pipe for Fire Protection Use | 2021
7007 | 21 30 00 | FIRE PUMPS | 04/08, CHG 1: 08/13 | ASTM INTERNATIONAL | ASTM | ASTM B42 | Standard Specification for Seamless Copper Pipe, Standard Sizes | 2020
7008 | 21 30 00 | FIRE PUMPS | 04/08, CHG 1: 08/13 | ASTM INTERNATIONAL | ASTM | ASTM B62 | Standard Specification for Composition Bronze or Ounce Metal Castings | 2017
7009 | 21 30 00 | FIRE PUMPS | 04/08, CHG 1: 08/13 | ASTM INTERNATIONAL | ASTM | ASTM B75/B75M | Standard Specification for Seamless Copper Tube | 2020
7010 | 21 30 00 | FIRE PUMPS | 04/08, CHG 1: 08/13 | ASTM INTERNATIONAL | ASTM | ASTM B88 | Standard Specification for Seamless Copper Water Tube | 2022
7011 | 21 30 00 | FIRE PUMPS | 04/08, CHG 1: 08/13 | ASTM INTERNATIONAL | ASTM | ASTM B88M | Standard Specification for Seamless Copper Water Tube (Metric) | 2020
7012 | 21 30 00 | FIRE PUMPS | 04/08, CHG 1: 08/13 | ASTM INTERNATIONAL | ASTM | ASTM B135/B135M | Standard Specification for Seamless Brass Tube | 2017
7013 | 21 30 00 | FIRE PUMPS | 04/08, CHG 1: 08/13 | ASTM INTERNATIONAL | ASTM | ASTM C533 | Standard Specification for Calcium Silicate Block and Pipe Thermal Insulation | 2017; R 2023
7014 | 21 30 00 | FIRE PUMPS | 04/08, CHG 1: 08/13 | ASTM INTERNATIONAL | ASTM | ASTM D2000 | Standard Classification System for Rubber Products in Automotive Applications | 2018
7015 | 21 30 00 | FIRE PUMPS | 04/08, CHG 1: 08/13 | ASTM INTERNATIONAL | ASTM | ASTM D3308 | Standard Specification for PTFE Resin Skived Tape | 2012; R 2017
7016 | 21 30 00 | FIRE PUMPS | 04/08, CHG 1: 08/13 | ASTM INTERNATIONAL | ASTM | ASTM F436 | Hardened Steel Washers | 2011
7017 | 21 30 00 | FIRE PUMPS | 04/08, CHG 1: 08/13 | ASTM INTERNATIONAL | ASTM | ASTM F436M | Hardened Steel Washers (Metric) | 2011
7018 | 21 30 00 | FIRE PUMPS | 04/08, CHG 1: 08/13 | FM GLOBAL | FM | FM APP GUIDE | Approval Guide https://www.approvalguide.com/ | updated on-line
7019 | 21 30 00 | FIRE PUMPS | 04/08, CHG 1: 08/13 | MANUFACTURERS STANDARDIZATION SOCIETY OF THE VALVE AND FITTINGS INDUSTRY | MSS | MSS SP-58 | Pipe Hangers and Supports - Materials, Design and Manufacture, Selection, Application, and Installation | 2018
7020 | 21 30 00 | FIRE PUMPS | 04/08, CHG 1: 08/13 | MANUFACTURERS STANDARDIZATION SOCIETY OF THE VALVE AND FITTINGS INDUSTRY | MSS | MSS SP-80 | Bronze Gate, Globe, Angle and Check Valves | 2019
7021 | 21 30 00 | FIRE PUMPS | 04/08, CHG 1: 08/13 | NATIONAL ELECTRICAL MANUFACTURERS ASSOCIATION | NEMA | NEMA MG 1 | Motors and Generators | 2021
7022 | 21 30 00 | FIRE PUMPS | 04/08, CHG 1: 08/13 | NATIONAL FIRE PROTECTION ASSOCIATION | NFPA | NFPA 20 | Standard for the Installation of Stationary Pumps for Fire Protection | 2022;TIA 21-1; TIA 21-2
7023 | 21 30 00 | FIRE PUMPS | 04/08, CHG 1: 08/13 | NATIONAL FIRE PROTECTION ASSOCIATION | NFPA | NFPA 24 | Standard for the Installation of Private Fire Service Mains and Their Appurtenances | 2025
7024 | 21 30 00 | FIRE PUMPS | 04/08, CHG 1: 08/13 | NATIONAL FIRE PROTECTION ASSOCIATION | NFPA | NFPA 37 | Standard for the Installation and Use of Stationary Combustion Engines and Gas Turbines | 2024
7025 | 21 30 00 | FIRE PUMPS | 04/08, CHG 1: 08/13 | NATIONAL FIRE PROTECTION ASSOCIATION | NFPA | NFPA 70 | National Electrical Code | 2023
7026 | 21 30 00 | FIRE PUMPS | 04/08, CHG 1: 08/13 | NATIONAL FIRE PROTECTION ASSOCIATION | NFPA | NFPA 72 | National Fire Alarm and Signaling Code | 2022; ERTA 22-1
7027 | 21 30 00 | FIRE PUMPS | 04/08, CHG 1: 08/13 | NATIONAL FIRE PROTECTION ASSOCIATION | NFPA | NFPA 1963 | Standard for Fire Hose Connections | 2019
7028 | 21 30 00 | FIRE PUMPS | 04/08, CHG 1: 08/13 | NATIONAL INSTITUTE FOR CERTIFICATION IN ENGINEERING TECHNOLOGIES | NICET | NICET 1014-7 | Program Detail Manual for Certification in the Field of Fire Protection Engineering Technology (Field Code 003) Subfield of Automatic Sprinkler System Layout | 2012
7029 | 21 30 00 | FIRE PUMPS | 04/08, CHG 1: 08/13 | UNDERWRITERS LABORATORIES | UL | UL 80 | Standard for Steel Tanks for Oil-Burner Fuels and Other Combustible Liquids | 2007; Reprint Jan 2014
7030 | 21 30 00 | FIRE PUMPS | 04/08, CHG 1: 08/13 | UNDERWRITERS LABORATORIES | UL | UL 142 | UL Standard for Safety Steel Aboveground Tanks for Flammable and Combustible Liquids | 2006; Reprint Jan 2021
7031 | 21 30 00 | FIRE PUMPS | 04/08, CHG 1: 08/13 | UNDERWRITERS LABORATORIES | UL | UL 262 | Gate Valves for Fire-Protection Service | 2004; Reprint Jul 2023
7032 | 21 30 00 | FIRE PUMPS | 04/08, CHG 1: 08/13 | UNDERWRITERS LABORATORIES | UL | UL 448 | UL Standard for Safety Centrifugal Stationary Pumps for Fire-Protection Service | 2020
7033 | 21 30 00 | FIRE PUMPS | 04/08, CHG 1: 08/13 | UNDERWRITERS LABORATORIES | UL | UL 1247 | Diesel Engines for Driving Stationary Fire Pumps | 2023
7034 | 21 30 00 | FIRE PUMPS | 04/08, CHG 1: 08/13 | UNDERWRITERS LABORATORIES | UL | UL Fire Prot Dir | UL Product IQ (updated online) at https://productiq.ulpropsector.com/en
7035 | 22 00 00 | PLUMBING, GENERAL PURPOSE | 05/24 | AIR-CONDITIONING, HEATING AND REFRIGERATION INSTITUTE | AHRI | ANSI/AHRI 1160 I-P | Performance Rating of Heat Pump Pool Heaters | 2022
7036 | 22 00 00 | PLUMBING, GENERAL PURPOSE | 05/24 | AIR-CONDITIONING, HEATING AND REFRIGERATION INSTITUTE | AHRI | ANSI/AHRI 1161 SI | Performance Rating of Heat Pump Pool Heaters | 2014
7037 | 22 00 00 | PLUMBING, GENERAL PURPOSE | 05/24 | AMERICAN NATIONAL STANDARDS INSTITUTE | ANSI | ANSI Z21.10.1/CSA 4.1 | Gas Water Heaters Vol. I, Storage Water Heaters with Input Ratings of 75,000 Btu Per Hour or Less | 2019
7038 | 22 00 00 | PLUMBING, GENERAL PURPOSE | 05/24 | AMERICAN NATIONAL STANDARDS INSTITUTE | ANSI | ANSI Z21.10.3/CSA 4.3 | Gas-Fired Water Heaters Vol.III, Storage Water Heaters With Input Ratings Above 75,000 Btu Per Hour, Circulating and Instantaneous | 2019
7039 | 22 00 00 | PLUMBING, GENERAL PURPOSE | 05/24 | AMERICAN NATIONAL STANDARDS INSTITUTE | ANSI | ANSI Z21.22/CSA 4.4 | Relief Valves for Hot Water Supply Systems | 2015; R 2020
7040 | 22 00 00 | PLUMBING, GENERAL PURPOSE | 05/24 | AMERICAN SOCIETY OF HEATING, REFRIGERATING AND AIR-CONDITIONING ENGINEERS | ASHRAE | ANSI/ASHRAE 18 | Methods Of Testing For Rating Drinking Water Coolers With Self-Contained Mechanical Refrigeration | 2008; R 2013
7041 | 22 00 00 | PLUMBING, GENERAL PURPOSE | 05/24 | AMERICAN SOCIETY OF HEATING, REFRIGERATING AND AIR-CONDITIONING ENGINEERS | ASHRAE | ASHRAE 90.1 - IP | Energy Standard for Buildings Except Low-Rise Residential Buildings | 2019
7042 | 22 00 00 | PLUMBING, GENERAL PURPOSE | 05/24 | AMERICAN SOCIETY OF HEATING, REFRIGERATING AND AIR-CONDITIONING ENGINEERS | ASHRAE | ASHRAE 90.1 - SI | Energy Standard for Buildings Except Low-Rise Residential Buildings | 2019
7043 | 22 00 00 | PLUMBING, GENERAL PURPOSE | 05/24 | AMERICAN SOCIETY OF HEATING, REFRIGERATING AND AIR-CONDITIONING ENGINEERS | ASHRAE | ASHRAE 146 | Method of Testing and Rating Pool Heaters (ANSI Approved) | 2020
7044 | 22 00 00 | PLUMBING, GENERAL PURPOSE | 05/24 | AMERICAN SOCIETY OF MECHANICAL ENGINEERS | ASME | ASME A112.1.2 | Air Gaps in Plumbing Systems (For Plumbing Fixtures and Water-Connected Receptors) | 2012; R 2017; R 2022
7045 | 22 00 00 | PLUMBING, GENERAL PURPOSE | 05/24 | AMERICAN SOCIETY OF MECHANICAL ENGINEERS | ASME | ASME A112.6.1M | Floor Affixed Supports for Off-the-Floor Plumbing Fixtures for Public Use | 1997; R 2017
7046 | 22 00 00 | PLUMBING, GENERAL PURPOSE | 05/24 | AMERICAN SOCIETY OF MECHANICAL ENGINEERS | ASME | ASME A112.6.3 | Floor Drains | 2022
7047 | 22 00 00 | PLUMBING, GENERAL PURPOSE | 05/24 | AMERICAN SOCIETY OF MECHANICAL ENGINEERS | ASME | ASME A112.6.4 | Roof, Deck and Balcony Drains | 2022
7048 | 22 00 00 | PLUMBING, GENERAL PURPOSE | 05/24 | AMERICAN SOCIETY OF MECHANICAL ENGINEERS | ASME | ASME A112.14.1 | Backwater Valves | 2003; R 2017; R 2022
7049 | 22 00 00 | PLUMBING, GENERAL PURPOSE | 05/24 | AMERICAN SOCIETY OF MECHANICAL ENGINEERS | ASME | ASME A112.18.1/CSA B125.1 | Plumbing Supply Fittings | 2018
7050 | 22 00 00 | PLUMBING, GENERAL PURPOSE | 05/24 | AMERICAN SOCIETY OF MECHANICAL ENGINEERS | ASME | ASME A112.19.1/CSA B45.2 | Enameled Cast Iron and Enameled Steel Plumbing Fixtures | 2024
7051 | 22 00 00 | PLUMBING, GENERAL PURPOSE | 05/24 | AMERICAN SOCIETY OF MECHANICAL ENGINEERS | ASME | ASME A112.19.2/CSA B45.1 | Standard for Vitreous China Plumbing Fixtures and Hydraulic Requirements for Water Closets and Urinals | 2018; ERTA 2018
7052 | 22 00 00 | PLUMBING, GENERAL PURPOSE | 05/24 | AMERICAN SOCIETY OF MECHANICAL ENGINEERS | ASME | ASME A112.19.3/CSA B45.4 | Stainless Steel Plumbing Fixtures | 2022
7053 | 22 00 00 | PLUMBING, GENERAL PURPOSE | 05/24 | AMERICAN SOCIETY OF MECHANICAL ENGINEERS | ASME | ASME A112.19.5 | Flush Valves and Spuds for Water Closets, Urinals, and Tanks | 2022
7054 | 22 00 00 | PLUMBING, GENERAL PURPOSE | 05/24 | AMERICAN SOCIETY OF MECHANICAL ENGINEERS | ASME | ASME A112.19.17 | Manufactured Safety Vacuum Release Systems (SVRS) for Residential and Commercial Swimming Pool, Spa, Hot Tub, and Wading Pool Suction Systems | 2010; R 2018; R 2023
7055 | 22 00 00 | PLUMBING, GENERAL PURPOSE | 05/24 | AMERICAN SOCIETY OF MECHANICAL ENGINEERS | ASME | ASME A112.36.2M | Cleanouts | 2022
7056 | 22 00 00 | PLUMBING, GENERAL PURPOSE | 05/24 | AMERICAN SOCIETY OF MECHANICAL ENGINEERS | ASME | ASME B1.20.1 | Pipe Threads, General Purpose (Inch) | 2013; R 2018
7057 | 22 00 00 | PLUMBING, GENERAL PURPOSE | 05/24 | AMERICAN SOCIETY OF MECHANICAL ENGINEERS | ASME | ASME B16.3 | Malleable Iron Threaded Fittings, Classes 150 and 300 | 2021
7058 | 22 00 00 | PLUMBING, GENERAL PURPOSE | 05/24 | AMERICAN SOCIETY OF MECHANICAL ENGINEERS | ASME | ASME B16.4 | Gray Iron Threaded Fittings; Classes 125 and 250 | 2021
7059 | 22 00 00 | PLUMBING, GENERAL PURPOSE | 05/24 | AMERICAN SOCIETY OF MECHANICAL ENGINEERS | ASME | ASME B16.5 | Pipe Flanges and Flanged Fittings NPS 1/2 Through NPS 24 Metric/Inch Standard | 2020
7060 | 22 00 00 | PLUMBING, GENERAL PURPOSE | 05/24 | AMERICAN SOCIETY OF MECHANICAL ENGINEERS | ASME | ASME B16.12 | Cast Iron Threaded Drainage Fittings | 2019
7061 | 22 00 00 | PLUMBING, GENERAL PURPOSE | 05/24 | AMERICAN SOCIETY OF MECHANICAL ENGINEERS | ASME | ASME B16.15 | Cast Copper Alloy Threaded Fittings Classes 125 and 250 | 2018
7062 | 22 00 00 | PLUMBING, GENERAL PURPOSE | 05/24 | AMERICAN SOCIETY OF MECHANICAL ENGINEERS | ASME | ASME B16.18 | Cast Copper Alloy Solder Joint Pressure Fittings | 2021
7063 | 22 00 00 | PLUMBING, GENERAL PURPOSE | 05/24 | AMERICAN SOCIETY OF MECHANICAL ENGINEERS | ASME | ASME B16.21 | Nonmetallic Flat Gaskets for Pipe Flanges | 2021
7064 | 22 00 00 | PLUMBING, GENERAL PURPOSE | 05/24 | AMERICAN SOCIETY OF MECHANICAL ENGINEERS | ASME | ASME B16.22 | Wrought Copper and Copper Alloy Solder Joint Pressure Fittings | 2021
7065 | 22 00 00 | PLUMBING, GENERAL PURPOSE | 05/24 | AMERICAN SOCIETY OF MECHANICAL ENGINEERS | ASME | ASME B16.23 | Cast Copper Alloy Solder Joint Drainage Fittings - DWV | 2021
7066 | 22 00 00 | PLUMBING, GENERAL PURPOSE | 05/24 | AMERICAN SOCIETY OF MECHANICAL ENGINEERS | ASME | ASME B16.24 | Cast Copper Alloy Pipe Flanges, Flanged Fittings, and Valves Classes 150, 300, 600, 900, 1500, and 2500 | 2022
7067 | 22 00 00 | PLUMBING, GENERAL PURPOSE | 05/24 | AMERICAN SOCIETY OF MECHANICAL ENGINEERS | ASME | ASME B16.29 | Wrought Copper and Wrought Copper Alloy Solder-Joint Drainage Fittings - DWV | 2022
7068 | 22 00 00 | PLUMBING, GENERAL PURPOSE | 05/24 | AMERICAN SOCIETY OF MECHANICAL ENGINEERS | ASME | ASME B16.34 | Valves - Flanged, Threaded and Welding End | 2021
7069 | 22 00 00 | PLUMBING, GENERAL PURPOSE | 05/24 | AMERICAN SOCIETY OF MECHANICAL ENGINEERS | ASME | ASME B16.39 | Standard for Malleable Iron Threaded Pipe Unions; Classes 150, 250, and 300 | 2020
7070 | 22 00 00 | PLUMBING, GENERAL PURPOSE | 05/24 | AMERICAN SOCIETY OF MECHANICAL ENGINEERS | ASME | ASME B16.50 | Wrought Copper and Copper Alloy Braze-Joint Pressure Fittings | 2021
7071 | 22 00 00 | PLUMBING, GENERAL PURPOSE | 05/24 | AMERICAN SOCIETY OF MECHANICAL ENGINEERS | ASME | ASME B16.51 | Copper and Copper Alloy Press-Connect Pressure Fittings | 2013
7072 | 22 00 00 | PLUMBING, GENERAL PURPOSE | 05/24 | AMERICAN SOCIETY OF MECHANICAL ENGINEERS | ASME | ASME B31.1 | Power Piping | 2022
7073 | 22 00 00 | PLUMBING, GENERAL PURPOSE | 05/24 | AMERICAN SOCIETY OF MECHANICAL ENGINEERS | ASME | ASME B31.5 | Refrigeration Piping and Heat Transfer Components | 2022
7074 | 22 00 00 | PLUMBING, GENERAL PURPOSE | 05/24 | AMERICAN SOCIETY OF MECHANICAL ENGINEERS | ASME | ASME B31.9 | Building Services Piping | 2020
7075 | 22 00 00 | PLUMBING, GENERAL PURPOSE | 05/24 | AMERICAN SOCIETY OF MECHANICAL ENGINEERS | ASME | ASME B40.100 | Pressure Gauges and Gauge Attachments | 2022
7076 | 22 00 00 | PLUMBING, GENERAL PURPOSE | 05/24 | AMERICAN SOCIETY OF MECHANICAL ENGINEERS | ASME | ASME BPVC SEC IV | BPVC Section IV-Rules for Construction of Heating Boilers | 2017
7077 | 22 00 00 | PLUMBING, GENERAL PURPOSE | 05/24 | AMERICAN SOCIETY OF MECHANICAL ENGINEERS | ASME | ASME BPVC SEC IX | BPVC Section IX-Welding, Brazing and Fusing Qualifications | 2017; Errata 2018
7078 | 22 00 00 | PLUMBING, GENERAL PURPOSE | 05/24 | AMERICAN SOCIETY OF MECHANICAL ENGINEERS | ASME | ASME BPVC SEC VIII D1 | BPVC Section VIII-Rules for Construction of Pressure Vessels Division 1 | 2019
7079 | 22 00 00 | PLUMBING, GENERAL PURPOSE | 05/24 | AMERICAN SOCIETY OF MECHANICAL ENGINEERS | ASME | ASME CSD-1 | Control and Safety Devices for Automatically Fired Boilers | 2021
7080 | 22 00 00 | PLUMBING, GENERAL PURPOSE | 05/24 | AMERICAN SOCIETY OF SANITARY ENGINEERING | ASSE | ASSE 1001 | Performance Requirements for Atmospheric Type Vacuum Breakers | 2021
7081 | 22 00 00 | PLUMBING, GENERAL PURPOSE | 05/24 | AMERICAN SOCIETY OF SANITARY ENGINEERING | ASSE | ASSE 1003 | Performance Requirements for Water Pressure Reducing Valves for Domestic Water Distribution Systems - (ANSI approved 2010) | 2020
7082 | 22 00 00 | PLUMBING, GENERAL PURPOSE | 05/24 | AMERICAN SOCIETY OF SANITARY ENGINEERING | ASSE | ASSE 1010 | Performance Requirements for Water Hammer Arresters | 2021
7083 | 22 00 00 | PLUMBING, GENERAL PURPOSE | 05/24 | AMERICAN SOCIETY OF SANITARY ENGINEERING | ASSE | ASSE 1011 | Performance Requirements for Hose Connection Vacuum Breakers | 2017
7084 | 22 00 00 | PLUMBING, GENERAL PURPOSE | 05/24 | AMERICAN SOCIETY OF SANITARY ENGINEERING | ASSE | ASSE 1012 | Performance Requirements for Backflow Preventer with an Intermediate Atmospheric Vent | 2023
7085 | 22 00 00 | PLUMBING, GENERAL PURPOSE | 05/24 | AMERICAN SOCIETY OF SANITARY ENGINEERING | ASSE | ASSE 1013 | Performance Requirements for Reduced Pressure Principle Backflow Prevention Assemblies | 2021
7086 | 22 00 00 | PLUMBING, GENERAL PURPOSE | 05/24 | AMERICAN SOCIETY OF SANITARY ENGINEERING | ASSE | ASSE 1016 | Performance Requirements for Automatic Compensating Valves for individual Showers and Tub/Shower Combinations | 2017
7087 | 22 00 00 | PLUMBING, GENERAL PURPOSE | 05/24 | AMERICAN SOCIETY OF SANITARY ENGINEERING | ASSE | ASSE 1017 | Performance Requirements for Temperature Actuated Mixing Valves for Hot Water Distribution Systems - (ANSI approved 2010) | 2023
7088 | 22 00 00 | PLUMBING, GENERAL PURPOSE | 05/24 | AMERICAN SOCIETY OF SANITARY ENGINEERING | ASSE | ASSE 1018 | Performance Requirements for Trap Seal Primer Valves - Potable Water Supplied (ANSI Approved 2002 | 2023
7089 | 22 00 00 | PLUMBING, GENERAL PURPOSE | 05/24 | AMERICAN SOCIETY OF SANITARY ENGINEERING | ASSE | ASSE 1019 | Performance Requirements for Wall Hydrant with Backflow Protection and Freeze Resistance | 2023
7090 | 22 00 00 | PLUMBING, GENERAL PURPOSE | 05/24 | AMERICAN SOCIETY OF SANITARY ENGINEERING | ASSE | ASSE 1020 | Performance Requirements for Pressure Vacuum Breaker Assemblies | 2020
7091 | 22 00 00 | PLUMBING, GENERAL PURPOSE | 05/24 | AMERICAN SOCIETY OF SANITARY ENGINEERING | ASSE | ASSE 1037 | Performance Requirements for Pressurized Flushing Devices for Plumbing Fixtures | 2015; R 2020
7092 | 22 00 00 | PLUMBING, GENERAL PURPOSE | 05/24 | AMERICAN SOCIETY OF SANITARY ENGINEERING | ASSE | ASSE 1044 | Performance Requirements for Trap Seal Primer - Drainage Types and Electric Design Types | 2023
7093 | 22 00 00 | PLUMBING, GENERAL PURPOSE | 05/24 | AMERICAN SOCIETY OF SANITARY ENGINEERING | ASSE | ASSE 1069 | Performance Requirements for Automatic Temperature Control Mixing Valves | 2020
7094 | 22 00 00 | PLUMBING, GENERAL PURPOSE | 05/24 | AMERICAN SOCIETY OF SANITARY ENGINEERING | ASSE | ASSE 1070 | Performance Requirements for Water Temperature Limiting Devices | 2020
7095 | 22 00 00 | PLUMBING, GENERAL PURPOSE | 05/24 | AMERICAN SOCIETY OF SANITARY ENGINEERING | ASSE | ASSE 1071 | Performance Requirements for Temperature Actuated Mixing Valves for Plumbed Emergency Equipment | 2012
7096 | 22 00 00 | PLUMBING, GENERAL PURPOSE | 05/24 | AMERICAN SOCIETY OF SANITARY ENGINEERING | ASSE | ASSE 1072 | Performance Requirements for Barrier Type Trap Seal Protection for Floor Drains | 2020
7097 | 22 00 00 | PLUMBING, GENERAL PURPOSE | 05/24 | AMERICAN WATER WORKS ASSOCIATION | AWWA | AWWA 10084 | Standard Methods for the Examination of Water and Wastewater | 2017
7098 | 22 00 00 | PLUMBING, GENERAL PURPOSE | 05/24 | AMERICAN WATER WORKS ASSOCIATION | AWWA | AWWA B300 | Hypochlorites | 2018
7099 | 22 00 00 | PLUMBING, GENERAL PURPOSE | 05/24 | AMERICAN WATER WORKS ASSOCIATION | AWWA | AWWA B301 | Liquid Chlorine | 2018
7100 | 22 00 00 | PLUMBING, GENERAL PURPOSE | 05/24 | AMERICAN WATER WORKS ASSOCIATION | AWWA | AWWA C203 | Coal-Tar Protective Coatings and Linings for Steel Water Pipelines - Enamel and Tape - Hot-Applied | 2020
7101 | 22 00 00 | PLUMBING, GENERAL PURPOSE | 05/24 | AMERICAN WATER WORKS ASSOCIATION | AWWA | AWWA C606 | Grooved and Shouldered Joints | 2022
7102 | 22 00 00 | PLUMBING, GENERAL PURPOSE | 05/24 | AMERICAN WATER WORKS ASSOCIATION | AWWA | AWWA C651 | Standard for Disinfecting Water Mains | 2023
7103 | 22 00 00 | PLUMBING, GENERAL PURPOSE | 05/24 | AMERICAN WATER WORKS ASSOCIATION | AWWA | AWWA C652 | Disinfection of Water-Storage Facilities | 2019
7104 | 22 00 00 | PLUMBING, GENERAL PURPOSE | 05/24 | AMERICAN WATER WORKS ASSOCIATION | AWWA | AWWA C700 | Cold-Water Meters - Displacement Type, Metal Alloy Main Case | 2020
7105 | 22 00 00 | PLUMBING, GENERAL PURPOSE | 05/24 | AMERICAN WATER WORKS ASSOCIATION | AWWA | AWWA C701 | Cold-Water Meters - Turbine Type for Customer Service | 2019
7106 | 22 00 00 | PLUMBING, GENERAL PURPOSE | 05/24 | AMERICAN WATER WORKS ASSOCIATION | AWWA | AWWA D100 | Welded Steel Tanks for Water Storage | 2021
7107 | 22 00 00 | PLUMBING, GENERAL PURPOSE | 05/24 | AMERICAN WELDING SOCIETY | AWS | AWS A5.8/A5.8M | Specification for Filler Metals for Brazing and Braze Welding | 2019
7108 | 22 00 00 | PLUMBING, GENERAL PURPOSE | 05/24 | AMERICAN WELDING SOCIETY | AWS | AWS B2.2/B2.2M | Specification for Brazing Procedure and Performance Qualification | 2016
7109 | 22 00 00 | PLUMBING, GENERAL PURPOSE | 05/24 | ASTM INTERNATIONAL | ASTM | ASTM A47/A47M | Standard Specification for Ferritic Malleable Iron Castings | 1999; R 2022; E 2022
7110 | 22 00 00 | PLUMBING, GENERAL PURPOSE | 05/24 | ASTM INTERNATIONAL | ASTM | ASTM A53/A53M | Standard Specification for Pipe, Steel, Black and Hot-Dipped, Zinc-Coated, Welded and Seamless | 2024
7111 | 22 00 00 | PLUMBING, GENERAL PURPOSE | 05/24 | ASTM INTERNATIONAL | ASTM | ASTM A74 | Standard Specification for Cast Iron Soil Pipe and Fittings | 2021
7112 | 22 00 00 | PLUMBING, GENERAL PURPOSE | 05/24 | ASTM INTERNATIONAL | ASTM | ASTM A105/A105M | Standard Specification for Carbon Steel Forgings for Piping Applications | 2023
7113 | 22 00 00 | PLUMBING, GENERAL PURPOSE | 05/24 | ASTM INTERNATIONAL | ASTM | ASTM A183 | Standard Specification for Carbon Steel Track Bolts and Nuts | 2014; R 2020
7114 | 22 00 00 | PLUMBING, GENERAL PURPOSE | 05/24 | ASTM INTERNATIONAL | ASTM | ASTM A193/A193M | Standard Specification for Alloy-Steel and Stainless Steel Bolting Materials for High-Temperature Service and Other Special Purpose Applications | 2024
7115 | 22 00 00 | PLUMBING, GENERAL PURPOSE | 05/24 | ASTM INTERNATIONAL | ASTM | ASTM A515/A515M | Standard Specification for Pressure Vessel Plates, Carbon Steel, for Intermediate- and Higher-Temperature Service | 2017; R2022
7116 | 22 00 00 | PLUMBING, GENERAL PURPOSE | 05/24 | ASTM INTERNATIONAL | ASTM | ASTM A516/A516M | Standard Specification for Pressure Vessel Plates, Carbon Steel, for Moderate- and Lower-Temperature Service | 2017
7117 | 22 00 00 | PLUMBING, GENERAL PURPOSE | 05/24 | ASTM INTERNATIONAL | ASTM | ASTM A518/A518M | Standard Specification for Corrosion-Resistant High-Silicon Iron Castings | 1999; R 2022
7118 | 22 00 00 | PLUMBING, GENERAL PURPOSE | 05/24 | ASTM INTERNATIONAL | ASTM | ASTM A536 | Standard Specification for Ductile Iron Castings | 1984; R 2019; E 2019
7119 | 22 00 00 | PLUMBING, GENERAL PURPOSE | 05/24 | ASTM INTERNATIONAL | ASTM | ASTM A733 | Standard Specification for Welded and Seamless Carbon Steel and Austenitic Stainless Steel Pipe Nipples | 2016; R 2022
7120 | 22 00 00 | PLUMBING, GENERAL PURPOSE | 05/24 | ASTM INTERNATIONAL | ASTM | ASTM A888 | Standard Specification for Hubless Cast Iron Soil Pipe and Fittings for Sanitary and Storm Drain, Waste, and Vent Piping Applications | 2024
7121 | 22 00 00 | PLUMBING, GENERAL PURPOSE | 05/24 | ASTM INTERNATIONAL | ASTM | ASTM B32 | Standard Specification for Solder Metal | 2020
7122 | 22 00 00 | PLUMBING, GENERAL PURPOSE | 05/24 | ASTM INTERNATIONAL | ASTM | ASTM B42 | Standard Specification for Seamless Copper Pipe, Standard Sizes | 2020
7123 | 22 00 00 | PLUMBING, GENERAL PURPOSE | 05/24 | ASTM INTERNATIONAL | ASTM | ASTM B43 | Standard Specification for Seamless Red Brass Pipe, Standard Sizes | 2020
7124 | 22 00 00 | PLUMBING, GENERAL PURPOSE | 05/24 | ASTM INTERNATIONAL | ASTM | ASTM B75/B75M | Standard Specification for Seamless Copper Tube | 2020
7125 | 22 00 00 | PLUMBING, GENERAL PURPOSE | 05/24 | ASTM INTERNATIONAL | ASTM | ASTM B88 | Standard Specification for Seamless Copper Water Tube | 2022
7126 | 22 00 00 | PLUMBING, GENERAL PURPOSE | 05/24 | ASTM INTERNATIONAL | ASTM | ASTM B88M | Standard Specification for Seamless Copper Water Tube (Metric) | 2020
7127 | 22 00 00 | PLUMBING, GENERAL PURPOSE | 05/24 | ASTM INTERNATIONAL | ASTM | ASTM B111/B111M | Standard Specification for Copper and Copper-Alloy Seamless Condenser Tubes and Ferrule Stock | 2018
7128 | 22 00 00 | PLUMBING, GENERAL PURPOSE | 05/24 | ASTM INTERNATIONAL | ASTM | ASTM B117 | Standard Practice for Operating Salt Spray (Fog) Apparatus | 2019
7129 | 22 00 00 | PLUMBING, GENERAL PURPOSE | 05/24 | ASTM INTERNATIONAL | ASTM | ASTM B152/B152M | Standard Specification for Copper Sheet, Strip, Plate, and Rolled Bar | 2019
7130 | 22 00 00 | PLUMBING, GENERAL PURPOSE | 05/24 | ASTM INTERNATIONAL | ASTM | ASTM B306 | Standard Specification for Copper Drainage Tube (DWV) | 2020
7131 | 22 00 00 | PLUMBING, GENERAL PURPOSE | 05/24 | ASTM INTERNATIONAL | ASTM | ASTM B370 | Standard Specification for Copper Sheet and Strip for Building Construction | 2022
7132 | 22 00 00 | PLUMBING, GENERAL PURPOSE | 05/24 | ASTM INTERNATIONAL | ASTM | ASTM B584 | Standard Specification for Copper Alloy Sand Castings for General Applications | 2022
7133 | 22 00 00 | PLUMBING, GENERAL PURPOSE | 05/24 | ASTM INTERNATIONAL | ASTM | ASTM B813 | Standard Specification for Liquid and Paste Fluxes for Soldering of Copper and Copper Alloy Tube | 2016
7134 | 22 00 00 | PLUMBING, GENERAL PURPOSE | 05/24 | ASTM INTERNATIONAL | ASTM | ASTM B828 | Standard Practice for Making Capillary Joints by Soldering of Copper and Copper Alloy Tube and Fittings | 2023
7135 | 22 00 00 | PLUMBING, GENERAL PURPOSE | 05/24 | ASTM INTERNATIONAL | ASTM | ASTM C564 | Standard Specification for Rubber Gaskets for Cast Iron Soil Pipe and Fittings | 2020a
7136 | 22 00 00 | PLUMBING, GENERAL PURPOSE | 05/24 | ASTM INTERNATIONAL | ASTM | ASTM C920 | Standard Specification for Elastomeric Joint Sealants | 2018
7137 | 22 00 00 | PLUMBING, GENERAL PURPOSE | 05/24 | ASTM INTERNATIONAL | ASTM | ASTM C1053 | Standard Specification for Borosilicate Glass Pipe and Fittings for Drain, Waste, and Vent (DWV) Applications | 2000; R 2010
7138 | 22 00 00 | PLUMBING, GENERAL PURPOSE | 05/24 | ASTM INTERNATIONAL | ASTM | ASTM D638 | Standard Test Method for Tensile Properties of Plastics | 2014
7139 | 22 00 00 | PLUMBING, GENERAL PURPOSE | 05/24 | ASTM INTERNATIONAL | ASTM | ASTM D1004 | Initial Tear Resistance of Plastic Film and Sheeting | 2013
7140 | 22 00 00 | PLUMBING, GENERAL PURPOSE | 05/24 | ASTM INTERNATIONAL | ASTM | ASTM D1248 | Standard Specification for Polyethylene Plastics Extrusion Materials for Wire and Cable | 2016
7141 | 22 00 00 | PLUMBING, GENERAL PURPOSE | 05/24 | ASTM INTERNATIONAL | ASTM | ASTM D1785 | Standard Specification for Poly(Vinyl Chloride) (PVC), Plastic Pipe, Schedules 40, 80, and 120 | 2021
7142 | 22 00 00 | PLUMBING, GENERAL PURPOSE | 05/24 | ASTM INTERNATIONAL | ASTM | ASTM D2000 | Standard Classification System for Rubber Products in Automotive Applications | 2018
7143 | 22 00 00 | PLUMBING, GENERAL PURPOSE | 05/24 | ASTM INTERNATIONAL | ASTM | ASTM D2235 | Standard Specification for Solvent Cement for Acrylonitrile-Butadiene-Styrene (ABS) Plastic Pipe and Fittings | 2004; R 2016
7144 | 22 00 00 | PLUMBING, GENERAL PURPOSE | 05/24 | ASTM INTERNATIONAL | ASTM | ASTM D2239 | Standard Specification for Polyethylene (PE) Plastic Pipe (SIDR-PR) Based on Controlled Inside Diameter | 2012
7145 | 22 00 00 | PLUMBING, GENERAL PURPOSE | 05/24 | ASTM INTERNATIONAL | ASTM | ASTM D2241 | Standard Specification for Poly(Vinyl Chloride) (PVC) Pressure-Rated Pipe (SDR Series) | 2020
7146 | 22 00 00 | PLUMBING, GENERAL PURPOSE | 05/24 | ASTM INTERNATIONAL | ASTM | ASTM D2464 | Standard Specification for Threaded Poly(Vinyl Chloride) (PVC) Plastic Pipe Fittings, Schedule 80 | 2015
7147 | 22 00 00 | PLUMBING, GENERAL PURPOSE | 05/24 | ASTM INTERNATIONAL | ASTM | ASTM D2466 | Standard Specification for Poly(Vinyl Chloride) (PVC) Plastic Pipe Fittings, Schedule 40 | 2023
7148 | 22 00 00 | PLUMBING, GENERAL PURPOSE | 05/24 | ASTM INTERNATIONAL | ASTM | ASTM D2467 | Standard Specification for Poly(Vinyl Chloride) (PVC) Plastic Pipe Fittings, Schedule 80 | 2020
7149 | 22 00 00 | PLUMBING, GENERAL PURPOSE | 05/24 | ASTM INTERNATIONAL | ASTM | ASTM D2564 | Standard Specification for Solvent Cements for Poly(Vinyl Chloride) (PVC) Plastic Piping Systems | 2020
7150 | 22 00 00 | PLUMBING, GENERAL PURPOSE | 05/24 | ASTM INTERNATIONAL | ASTM | ASTM D2657 | Heat Fusion Joining Polyolefin Pipe and Fittings | 2007; R 2015
7151 | 22 00 00 | PLUMBING, GENERAL PURPOSE | 05/24 | ASTM INTERNATIONAL | ASTM | ASTM D2661 | Standard Specification for Acrylonitrile-Butadiene-Styrene (ABS) Schedule 40, Plastic Drain, Waste, and Vent Pipe and Fittings | 2014; E 2018
7152 | 22 00 00 | PLUMBING, GENERAL PURPOSE | 05/24 | ASTM INTERNATIONAL | ASTM | ASTM D2665 | Standard Specification for Poly(Vinyl Chloride) (PVC) Plastic Drain, Waste, and Vent Pipe and Fittings | 2014
7153 | 22 00 00 | PLUMBING, GENERAL PURPOSE | 05/24 | ASTM INTERNATIONAL | ASTM | ASTM D2672 | Joints for IPS PVC Pipe Using Solvent Cement | 2014
7154 | 22 00 00 | PLUMBING, GENERAL PURPOSE | 05/24 | ASTM INTERNATIONAL | ASTM | ASTM D2683 | Standard Specification for Socket-Type Polyethylene Fittings for Outside Diameter-Controlled Polyethylene Pipe and Tubing | 2020
7155 | 22 00 00 | PLUMBING, GENERAL PURPOSE | 05/24 | ASTM INTERNATIONAL | ASTM | ASTM D2737 | Polyethylene (PE) Plastic Tubing | 2012a
7156 | 22 00 00 | PLUMBING, GENERAL PURPOSE | 05/24 | ASTM INTERNATIONAL | ASTM | ASTM D2846/D2846M | Standard Specification for Chlorinated Poly(Vinyl Chloride) (CPVC) Plastic Hot- and Cold-Water Distribution Systems | 2019
7157 | 22 00 00 | PLUMBING, GENERAL PURPOSE | 05/24 | ASTM INTERNATIONAL | ASTM | ASTM D2855 | Standard Practice for the Two-Step (Primer and Solvent Cement) Method of Joining Poly (Vinyl Chloride) (PVC) or Chlorinated Poly (Vinyl Chloride) (CPVC) Pipe and Piping Components with Tapered Sockets | 2020
7158 | 22 00 00 | PLUMBING, GENERAL PURPOSE | 05/24 | ASTM INTERNATIONAL | ASTM | ASTM D2996 | Standard Specification for Filament-Wound "Fiberglass" (Glass-Fiber-Reinforced Thermosetting-Resin) Pipe | 2017
7159 | 22 00 00 | PLUMBING, GENERAL PURPOSE | 05/24 | ASTM INTERNATIONAL | ASTM | ASTM D3035 | Polyethylene (PE) Plastic Pipe (DR-PR) Based on Controlled Outside Diameter | 2022
7160 | 22 00 00 | PLUMBING, GENERAL PURPOSE | 05/24 | ASTM INTERNATIONAL | ASTM | ASTM D3122 | Solvent Cements for Styrene-Rubber (SR) Plastic Pipe and Fittings | 1995; R 2009
7161 | 22 00 00 | PLUMBING, GENERAL PURPOSE | 05/24 | ASTM INTERNATIONAL | ASTM | ASTM D3138 | Standard Specification for Solvent Cements for Transition Joints Between Acrylonitrile-Butadiene-Styrene (ABS) and Poly(Vinyl Chloride) (PVC) Non-Pressure Piping Components | 2004; R 2016
7162 | 22 00 00 | PLUMBING, GENERAL PURPOSE | 05/24 | ASTM INTERNATIONAL | ASTM | ASTM D3139 | Joints for Plastic Pressure Pipes Using Flexible Elastomeric Seals | 2019
7163 | 22 00 00 | PLUMBING, GENERAL PURPOSE | 05/24 | ASTM INTERNATIONAL | ASTM | ASTM D3212 | Standard Specification for Joints for Drain and Sewer Plastic Pipes Using Flexible Elastomeric Seals | 2020
7164 | 22 00 00 | PLUMBING, GENERAL PURPOSE | 05/24 | ASTM INTERNATIONAL | ASTM | ASTM D3261 | Standard Specification for Butt Heat Fusion Polyethylene (PE) Plastic Fittings for Polyethylene (PE) Plastic Pipe and Tubing | 2016
7165 | 22 00 00 | PLUMBING, GENERAL PURPOSE | 05/24 | ASTM INTERNATIONAL | ASTM | ASTM D3311 | Standard Specification for Drain, Waste, and Vent (DWV) Plastic Fittings Patterns | 2017
7166 | 22 00 00 | PLUMBING, GENERAL PURPOSE | 05/24 | ASTM INTERNATIONAL | ASTM | ASTM D4101 | Standard Classification System and Basis for Specification for Polypropylene Injection and Extrusion Materials | 2017
7167 | 22 00 00 | PLUMBING, GENERAL PURPOSE | 05/24 | ASTM INTERNATIONAL | ASTM | ASTM D4551 | Standard Specification for Poly(Vinyl Chloride) (PVC) Plastic Flexible Concealed Water-Containment Membrane | 2017
7168 | 22 00 00 | PLUMBING, GENERAL PURPOSE | 05/24 | ASTM INTERNATIONAL | ASTM | ASTM D4586/D4586M | Asphalt Roof Cement, Asbestos-Free | 2007; R 2018
7169 | 22 00 00 | PLUMBING, GENERAL PURPOSE | 05/24 | ASTM INTERNATIONAL | ASTM | ASTM E1 | Standard Specification for ASTM Liquid-in-Glass Thermometers | 2014
7170 | 22 00 00 | PLUMBING, GENERAL PURPOSE | 05/24 | ASTM INTERNATIONAL | ASTM | ASTM E96/E96M | Standard Test Methods for Gravimetric Determination of Water Vapor Transmission Rate of Materials | 2024
7171 | 22 00 00 | PLUMBING, GENERAL PURPOSE | 05/24 | ASTM INTERNATIONAL | ASTM | ASTM F409 | Standard Specification for Thermoplastic Accessible and Replaceable Plastic Tube and Tubular Fittings | 2022
7172 | 22 00 00 | PLUMBING, GENERAL PURPOSE | 05/24 | ASTM INTERNATIONAL | ASTM | ASTM F437 | Standard Specification for Threaded Chlorinated Poly(Vinyl Chloride) (CPVC) Plastic Pipe Fittings, Schedule 80 | 2024
7173 | 22 00 00 | PLUMBING, GENERAL PURPOSE | 05/24 | ASTM INTERNATIONAL | ASTM | ASTM F438 | Standard Specification for Socket-Type Chlorinated Poly(Vinyl Chloride) (CPVC) Plastic Pipe Fittings, Schedule 40 | 2023
7174 | 22 00 00 | PLUMBING, GENERAL PURPOSE | 05/24 | ASTM INTERNATIONAL | ASTM | ASTM F439 | Standard Specification for Chlorinated Poly(Vinyl Chloride) (CPVC) Plastic Pipe Fittings, Schedule 80 | 2024
7175 | 22 00 00 | PLUMBING, GENERAL PURPOSE | 05/24 | ASTM INTERNATIONAL | ASTM | ASTM F441/F441M | Standard Specification for Chlorinated Poly(Vinyl Chloride) (CPVC) Plastic Pipe, Schedules 40 and 80 | 2023
7176 | 22 00 00 | PLUMBING, GENERAL PURPOSE | 05/24 | ASTM INTERNATIONAL | ASTM | ASTM F442/F442M | Standard Specification for Chlorinated Poly(Vinyl Chloride) (CPVC) Plastic Pipe (SDR-PR) | 2023
7177 | 22 00 00 | PLUMBING, GENERAL PURPOSE | 05/24 | ASTM INTERNATIONAL | ASTM | ASTM F477 | Standard Specification for Elastomeric Seals (Gaskets) for Joining Plastic Pipe | 2014; R 2021
7178 | 22 00 00 | PLUMBING, GENERAL PURPOSE | 05/24 | ASTM INTERNATIONAL | ASTM | ASTM F493 | Standard Specification for Solvent Cements for Chlorinated Poly (Vinyl Chloride) (CPVC) Plastic Pipe and Fittings | 2022
7179 | 22 00 00 | PLUMBING, GENERAL PURPOSE | 05/24 | ASTM INTERNATIONAL | ASTM | ASTM F628 | Standard Specification for Acrylonitrile-Butadiene-Styrene (ABS) Schedule 40 Plastic Drain, Waste, and Vent Pipe with a Cellular Core | 2023
7180 | 22 00 00 | PLUMBING, GENERAL PURPOSE | 05/24 | ASTM INTERNATIONAL | ASTM | ASTM F877 | Standard Specification for Crosslinked Polyethylene (PEX) Plastic Hot- and Cold-Water Distribution Systems | 2024
7181 | 22 00 00 | PLUMBING, GENERAL PURPOSE | 05/24 | ASTM INTERNATIONAL | ASTM | ASTM F891 | Standard Specification for Coextruded Poly (Vinyl Chloride) (PVC) Plastic Pipe with a Cellular Core | 2024
7182 | 22 00 00 | PLUMBING, GENERAL PURPOSE | 05/24 | ASTM INTERNATIONAL | ASTM | ASTM F1290 | Standard Practice for Electrofusion Joining Polyolefin Pipe and Fittings | 2019
7183 | 22 00 00 | PLUMBING, GENERAL PURPOSE | 05/24 | ASTM INTERNATIONAL | ASTM | ASTM F1760 | Standard Specification for Coextruded Poly(Vinyl Chloride) (PVC) Non-Pressure Plastic Pipe Having Reprocessed-Recycled Content | 2016; R 2020
7184 | 22 00 00 | PLUMBING, GENERAL PURPOSE | 05/24 | ASTM INTERNATIONAL | ASTM | ASTM F2387 | Standard Specification for Manufactured Safety Vacuum Release Systems (SVRS) for Swimming Pools, Spas, and Hot Tubs | 2021
7185 | 22 00 00 | PLUMBING, GENERAL PURPOSE | 05/24 | ASTM INTERNATIONAL | ASTM | ASTM F2389 | Standard Specification for Pressure-rated Polypropylene (PP) Piping Systems | 2024
7186 | 22 00 00 | PLUMBING, GENERAL PURPOSE | 05/24 | CAST IRON SOIL PIPE INSTITUTE | CISPI | CISPI 301 | Hubless Cast Iron Soil Pipe and Fittings for Sanitary and Storm Drain, Waste, and Vent Piping Applications | 2018
7187 | 22 00 00 | PLUMBING, GENERAL PURPOSE | 05/24 | CAST IRON SOIL PIPE INSTITUTE | CISPI | CISPI 310 | Coupling for Use in Connection with Hubless Cast Iron Soil Pipe and Fittings for Sanitary and Storm Drain, Waste, and Vent Piping Applications | 2012
7188 | 22 00 00 | PLUMBING, GENERAL PURPOSE | 05/24 | COPPER DEVELOPMENT ASSOCIATION | CDA | CDA A4015 | Copper Tube Handbook | 2016; 14/17
7189 | 22 00 00 | PLUMBING, GENERAL PURPOSE | 05/24 | CSA GROUP | CSA | CSA B45.5-17/IAPMO Z124 | Plastic Plumbing Fixtures | 2017; Errata 2017; Errata 2018
7190 | 22 00 00 | PLUMBING, GENERAL PURPOSE | 05/24 | INTERNATIONAL ASSOCIATION OF PLUMBING AND MECHANICAL OFFICIALS | IAPMO | ANSI/IAPMO Z1001 | Standard For Prefabricated Gravity Grease Interceptors | 2021
7191 | 22 00 00 | PLUMBING, GENERAL PURPOSE | 05/24 | INTERNATIONAL ASSOCIATION OF PLUMBING AND MECHANICAL OFFICIALS | IAPMO | IAPMO PS 117 | Press Connections | 2021
7192 | 22 00 00 | PLUMBING, GENERAL PURPOSE | 05/24 | INTERNATIONAL ASSOCIATION OF PLUMBING AND MECHANICAL OFFICIALS | IAPMO | IAPMO UPC | Uniform Plumbing Code | 2024
7193 | 22 00 00 | PLUMBING, GENERAL PURPOSE | 05/24 | INTERNATIONAL ASSOCIATION OF PLUMBING AND MECHANICAL OFFICIALS | IAPMO | IAPMO Z124.8 | Plastic Bathtub Liners | 2013 E2; R 2018
7194 | 22 00 00 | PLUMBING, GENERAL PURPOSE | 05/24 | INTERNATIONAL CODE COUNCIL | ICC | ICC A117.1 | Standard And Commentary Accessible and Usable Buildings and Facilities | 2017
7195 | 22 00 00 | PLUMBING, GENERAL PURPOSE | 05/24 | INTERNATIONAL CODE COUNCIL | ICC | ICC IPC | International Plumbing Code | 2024
7196 | 22 00 00 | PLUMBING, GENERAL PURPOSE | 05/24 | INTERNATIONAL SAFETY EQUIPMENT ASSOCIATION | ISEA | ANSI/ISEA Z358.1 | American National Standard for Emergency Eyewash and Shower Equipment | 2014; R 2020
7197 | 22 00 00 | PLUMBING, GENERAL PURPOSE | 05/24 | MANUFACTURERS STANDARDIZATION SOCIETY OF THE VALVE AND FITTINGS INDUSTRY | MSS | MSS SP-25 | Standard Marking System for Valves, Fittings, Flanges and Unions | 2018
7198 | 22 00 00 | PLUMBING, GENERAL PURPOSE | 05/24 | MANUFACTURERS STANDARDIZATION SOCIETY OF THE VALVE AND FITTINGS INDUSTRY | MSS | MSS SP-44 | Steel Pipeline Flanges | 2019
7199 | 22 00 00 | PLUMBING, GENERAL PURPOSE | 05/24 | MANUFACTURERS STANDARDIZATION SOCIETY OF THE VALVE AND FITTINGS INDUSTRY | MSS | MSS SP-58 | Pipe Hangers and Supports - Materials, Design and Manufacture, Selection, Application, and Installation | 2018
7200 | 22 00 00 | PLUMBING, GENERAL PURPOSE | 05/24 | MANUFACTURERS STANDARDIZATION SOCIETY OF THE VALVE AND FITTINGS INDUSTRY | MSS | MSS SP-67 | Butterfly Valves | 2022
7201 | 22 00 00 | PLUMBING, GENERAL PURPOSE | 05/24 | MANUFACTURERS STANDARDIZATION SOCIETY OF THE VALVE AND FITTINGS INDUSTRY | MSS | MSS SP-70 | Gray Iron Gate Valves, Flanged and Threaded Ends | 2011
7202 | 22 00 00 | PLUMBING, GENERAL PURPOSE | 05/24 | MANUFACTURERS STANDARDIZATION SOCIETY OF THE VALVE AND FITTINGS INDUSTRY | MSS | MSS SP-71 | Gray Iron Swing Check Valves, Flanged and Threaded Ends | 2018
7203 | 22 00 00 | PLUMBING, GENERAL PURPOSE | 05/24 | MANUFACTURERS STANDARDIZATION SOCIETY OF THE VALVE AND FITTINGS INDUSTRY | MSS | MSS SP-72 | Ball Valves with Flanged or Butt-Welding Ends for General Service | 2010a
7204 | 22 00 00 | PLUMBING, GENERAL PURPOSE | 05/24 | MANUFACTURERS STANDARDIZATION SOCIETY OF THE VALVE AND FITTINGS INDUSTRY | MSS | MSS SP-78 | Cast Iron Plug Valves, Flanged and Threaded Ends | 2011
7205 | 22 00 00 | PLUMBING, GENERAL PURPOSE | 05/24 | MANUFACTURERS STANDARDIZATION SOCIETY OF THE VALVE AND FITTINGS INDUSTRY | MSS | MSS SP-80 | Bronze Gate, Globe, Angle and Check Valves | 2019
7206 | 22 00 00 | PLUMBING, GENERAL PURPOSE | 05/24 | MANUFACTURERS STANDARDIZATION SOCIETY OF THE VALVE AND FITTINGS INDUSTRY | MSS | MSS SP-83 | Class 3000 Steel Pipe Unions Socket Welding and Threaded | 2014
7207 | 22 00 00 | PLUMBING, GENERAL PURPOSE | 05/24 | MANUFACTURERS STANDARDIZATION SOCIETY OF THE VALVE AND FITTINGS INDUSTRY | MSS | MSS SP-85 | Gray Iron Globe & Angle Valves Flanged and Threaded Ends | 2011
7208 | 22 00 00 | PLUMBING, GENERAL PURPOSE | 05/24 | MANUFACTURERS STANDARDIZATION SOCIETY OF THE VALVE AND FITTINGS INDUSTRY | MSS | MSS SP-110 | Ball Valves Threaded, Socket-Welding, Solder Joint, Grooved and Flared Ends | 2010
7209 | 22 00 00 | PLUMBING, GENERAL PURPOSE | 05/24 | NACE INTERNATIONAL | NACE | NACE SP0169 | Control of External Corrosion on Underground or Submerged Metallic Piping Systems | 2013
7210 | 22 00 00 | PLUMBING, GENERAL PURPOSE | 05/24 | NATIONAL ELECTRICAL MANUFACTURERS ASSOCIATION | NEMA | NEMA 250 | Enclosures for Electrical Equipment (1000 Volts Maximum) | 2020
7211 | 22 00 00 | PLUMBING, GENERAL PURPOSE | 05/24 | NATIONAL ELECTRICAL MANUFACTURERS ASSOCIATION | NEMA | NEMA MG 1 | Motors and Generators | 2021
7212 | 22 00 00 | PLUMBING, GENERAL PURPOSE | 05/24 | NATIONAL ELECTRICAL MANUFACTURERS ASSOCIATION | NEMA | NEMA MG 11 | Energy Management Guide for Selection and Use of Single Phase Motors | 1977; R 2012
7213 | 22 00 00 | PLUMBING, GENERAL PURPOSE | 05/24 | NATIONAL FIRE PROTECTION ASSOCIATION | NFPA | NFPA 31 | Standard for the Installation of Oil-Burning Equipment | 2024; TIA 23-1
7214 | 22 00 00 | PLUMBING, GENERAL PURPOSE | 05/24 | NATIONAL FIRE PROTECTION ASSOCIATION | NFPA | NFPA 54 | National Fuel Gas Code | 2024
7215 | 22 00 00 | PLUMBING, GENERAL PURPOSE | 05/24 | NATIONAL FIRE PROTECTION ASSOCIATION | NFPA | NFPA 90A | Standard for the Installation of Air Conditioning and Ventilating Systems | 2024
7216 | 22 00 00 | PLUMBING, GENERAL PURPOSE | 05/24 | NSF INTERNATIONAL | NSF | NSF 372 | Drinking Water System Components - Lead Content | 2022
7217 | 22 00 00 | PLUMBING, GENERAL PURPOSE | 05/24 | NSF INTERNATIONAL | NSF | NSF/ANSI 14 | Plastics Piping System Components and Related Materials | 2023
7218 | 22 00 00 | PLUMBING, GENERAL PURPOSE | 05/24 | NSF INTERNATIONAL | NSF | NSF/ANSI/CAN 61 | Drinking Water System Components - Health Effects | 2022
7219 | 22 00 00 | PLUMBING, GENERAL PURPOSE | 05/24 | PLASTIC PIPE AND FITTINGS ASSOCIATION | PPFA | PPFA Fire Man | Firestopping: Plastic Pipe in Fire Resistive Construction | 2016
7220 | 22 00 00 | PLUMBING, GENERAL PURPOSE | 05/24 | PLUMBING AND DRAINAGE INSTITUTE | PDI | PDI WH 201 | Water Hammer Arresters Standard | 2010
7221 | 22 00 00 | PLUMBING, GENERAL PURPOSE | 05/24 | POOL & HOT TUB ALLIANCE | PHTA | ANSI/APSP-16 | American National Standard for Suction Outlet Fitting Assemblies (SOFA) for Use in Pools, Spas and Hot Tubs | 2017
7222 | 22 00 00 | PLUMBING, GENERAL PURPOSE | 05/24 | SOCIETY OF AUTOMOTIVE ENGINEERS INTERNATIONAL | SAE | SAE J1508 | Hose Clamp Specifications | 2023
7223 | 22 00 00 | PLUMBING, GENERAL PURPOSE | 05/24 | U.S. DEPARTMENT OF ENERGY | DOE | Energy Star | Energy Star Energy Efficiency Labeling System (FEMP) | 1992; R 2006
7224 | 22 00 00 | PLUMBING, GENERAL PURPOSE | 05/24 | U.S. ENVIRONMENTAL PROTECTION AGENCY | EPA | EPA SM 9223 | Enzyme Substrate Coliform Test | 2004
7225 | 22 00 00 | PLUMBING, GENERAL PURPOSE | 05/24 | U.S. ENVIRONMENTAL PROTECTION AGENCY | EPA | PL 93-523 | Safe Drinking Water Act | 1974; A 1999
7226 | 22 00 00 | PLUMBING, GENERAL PURPOSE | 05/24 | U.S. NATIONAL ARCHIVES AND RECORDS ADMINISTRATION | NARA | 10 CFR 430 | Energy Conservation Program for Consumer Products
7227 | 22 00 00 | PLUMBING, GENERAL PURPOSE | 05/24 | U.S. NATIONAL ARCHIVES AND RECORDS ADMINISTRATION | NARA | 21 CFR 175 | Indirect Food Additives: Adhesives and Components of Coatings
7228 | 22 00 00 | PLUMBING, GENERAL PURPOSE | 05/24 | U.S. NATIONAL ARCHIVES AND RECORDS ADMINISTRATION | NARA | 40 CFR 141.80 | National Primary Drinking Water Regulations; Control of Lead and Copper; General Requirements
7229 | 22 00 00 | PLUMBING, GENERAL PURPOSE | 05/24 | UNDERWRITERS LABORATORIES | UL | UL 174 | UL Standard for Safety Household Electric Storage Tank Water Heaters | 2004; Reprint Oct 2023
7230 | 22 00 00 | PLUMBING, GENERAL PURPOSE | 05/24 | UNDERWRITERS LABORATORIES | UL | UL 399 | UL Standard for Safety Drinking Water Coolers | 2017; Reprint May 2019
7231 | 22 00 00 | PLUMBING, GENERAL PURPOSE | 05/24 | UNDERWRITERS LABORATORIES | UL | UL 430 | UL Standard for Safety Waste Disposers | 2015; Reprint Sep 2021
7232 | 22 00 00 | PLUMBING, GENERAL PURPOSE | 05/24 | UNDERWRITERS LABORATORIES | UL | UL 499 | UL Standard for Safety Electric Heating Appliances | 2014; Reprint May 2023
7233 | 22 00 00 | PLUMBING, GENERAL PURPOSE | 05/24 | UNDERWRITERS LABORATORIES | UL | UL 732 | UL Standard for Safety Oil-Fired Storage Tank Water Heaters | 2023
7234 | 22 00 00 | PLUMBING, GENERAL PURPOSE | 05/24 | UNDERWRITERS LABORATORIES | UL | UL 1951 | UL Standard for Safety Electric Plumbing Accessories | 2011; Reprint Jun 2020
7235 | 22 00 70 | PLUMBING FOR HEALTHCARE FACILITIES | 05/20 | AMERICAN NATIONAL STANDARDS INSTITUTE | ANSI | ANSI Z21.10.1/CSA 4.1 | Gas Water Heaters Vol. I, Storage Water Heaters with Input Ratings of 75,000 Btu Per Hour or Less | 2019
7236 | 22 00 70 | PLUMBING FOR HEALTHCARE FACILITIES | 05/20 | AMERICAN NATIONAL STANDARDS INSTITUTE | ANSI | ANSI Z21.10.3/CSA 4.3 | Gas-Fired Water Heaters Vol.III, Storage Water Heaters With Input Ratings Above 75,000 Btu Per Hour, Circulating and Instantaneous | 2019
7237 | 22 00 70 | PLUMBING FOR HEALTHCARE FACILITIES | 05/20 | AMERICAN NATIONAL STANDARDS INSTITUTE | ANSI | ANSI Z21.22/CSA 4.4 | Relief Valves for Hot Water Supply Systems | 2015; R 2020
7238 | 22 00 70 | PLUMBING FOR HEALTHCARE FACILITIES | 05/20 | AMERICAN SOCIETY OF HEATING, REFRIGERATING AND AIR-CONDITIONING ENGINEERS | ASHRAE | ASHRAE 90.1 - IP | Energy Standard for Buildings Except Low-Rise Residential Buildings | 2019
7239 | 22 00 70 | PLUMBING FOR HEALTHCARE FACILITIES | 05/20 | AMERICAN SOCIETY OF HEATING, REFRIGERATING AND AIR-CONDITIONING ENGINEERS | ASHRAE | ASHRAE 90.1 - SI | Energy Standard for Buildings Except Low-Rise Residential Buildings | 2019
7240 | 22 00 70 | PLUMBING FOR HEALTHCARE FACILITIES | 05/20 | AMERICAN SOCIETY OF MECHANICAL ENGINEERS | ASME | ASME A13.1 | Scheme for the Identification of Piping Systems | 2023
7241 | 22 00 70 | PLUMBING FOR HEALTHCARE FACILITIES | 05/20 | AMERICAN SOCIETY OF MECHANICAL ENGINEERS | ASME | ASME A112.1.2 | Air Gaps in Plumbing Systems (For Plumbing Fixtures and Water-Connected Receptors) | 2012; R 2017; R 2022
7242 | 22 00 70 | PLUMBING FOR HEALTHCARE FACILITIES | 05/20 | AMERICAN SOCIETY OF MECHANICAL ENGINEERS | ASME | ASME A112.6.1M | Floor Affixed Supports for Off-the-Floor Plumbing Fixtures for Public Use | 1997; R 2017
7243 | 22 00 70 | PLUMBING FOR HEALTHCARE FACILITIES | 05/20 | AMERICAN SOCIETY OF MECHANICAL ENGINEERS | ASME | ASME A112.6.3 | Floor Drains | 2022
7244 | 22 00 70 | PLUMBING FOR HEALTHCARE FACILITIES | 05/20 | AMERICAN SOCIETY OF MECHANICAL ENGINEERS | ASME | ASME A112.6.4 | Roof, Deck and Balcony Drains | 2022
7245 | 22 00 70 | PLUMBING FOR HEALTHCARE FACILITIES | 05/20 | AMERICAN SOCIETY OF MECHANICAL ENGINEERS | ASME | ASME A112.14.1 | Backwater Valves | 2003; R 2017; R 2022
7246 | 22 00 70 | PLUMBING FOR HEALTHCARE FACILITIES | 05/20 | AMERICAN SOCIETY OF MECHANICAL ENGINEERS | ASME | ASME A112.19.2/CSA B45.1 | Standard for Vitreous China Plumbing Fixtures and Hydraulic Requirements for Water Closets and Urinals | 2018; ERTA 2018
7247 | 22 00 70 | PLUMBING FOR HEALTHCARE FACILITIES | 05/20 | AMERICAN SOCIETY OF MECHANICAL ENGINEERS | ASME | ASME A112.19.3/CSA B45.4 | Stainless Steel Plumbing Fixtures | 2022
7248 | 22 00 70 | PLUMBING FOR HEALTHCARE FACILITIES | 05/20 | AMERICAN SOCIETY OF MECHANICAL ENGINEERS | ASME | ASME A112.36.2M | Cleanouts | 2022
7249 | 22 00 70 | PLUMBING FOR HEALTHCARE FACILITIES | 05/20 | AMERICAN SOCIETY OF MECHANICAL ENGINEERS | ASME | ASME B1.20.1 | Pipe Threads, General Purpose (Inch) | 2013; R 2018
7250 | 22 00 70 | PLUMBING FOR HEALTHCARE FACILITIES | 05/20 | AMERICAN SOCIETY OF MECHANICAL ENGINEERS | ASME | ASME B1.20.2M | Pipe Threads, 60 Deg. General Purpose (Metric) | 2006; R 2011
7251 | 22 00 70 | PLUMBING FOR HEALTHCARE FACILITIES | 05/20 | AMERICAN SOCIETY OF MECHANICAL ENGINEERS | ASME | ASME B16.5 | Pipe Flanges and Flanged Fittings NPS 1/2 Through NPS 24 Metric/Inch Standard | 2020
7252 | 22 00 70 | PLUMBING FOR HEALTHCARE FACILITIES | 05/20 | AMERICAN SOCIETY OF MECHANICAL ENGINEERS | ASME | ASME B16.18 | Cast Copper Alloy Solder Joint Pressure Fittings | 2021
7253 | 22 00 70 | PLUMBING FOR HEALTHCARE FACILITIES | 05/20 | AMERICAN SOCIETY OF MECHANICAL ENGINEERS | ASME | ASME B16.21 | Nonmetallic Flat Gaskets for Pipe Flanges | 2021
7254 | 22 00 70 | PLUMBING FOR HEALTHCARE FACILITIES | 05/20 | AMERICAN SOCIETY OF MECHANICAL ENGINEERS | ASME | ASME B16.22 | Wrought Copper and Copper Alloy Solder Joint Pressure Fittings | 2021
7255 | 22 00 70 | PLUMBING FOR HEALTHCARE FACILITIES | 05/20 | AMERICAN SOCIETY OF MECHANICAL ENGINEERS | ASME | ASME B16.23 | Cast Copper Alloy Solder Joint Drainage Fittings - DWV | 2021
7256 | 22 00 70 | PLUMBING FOR HEALTHCARE FACILITIES | 05/20 | AMERICAN SOCIETY OF MECHANICAL ENGINEERS | ASME | ASME B16.29 | Wrought Copper and Wrought Copper Alloy Solder-Joint Drainage Fittings - DWV | 2022
7257 | 22 00 70 | PLUMBING FOR HEALTHCARE FACILITIES | 05/20 | AMERICAN SOCIETY OF MECHANICAL ENGINEERS | ASME | ASME B16.34 | Valves - Flanged, Threaded and Welding End | 2021
7258 | 22 00 70 | PLUMBING FOR HEALTHCARE FACILITIES | 05/20 | AMERICAN SOCIETY OF MECHANICAL ENGINEERS | ASME | ASME B31.1 | Power Piping | 2022
7259 | 22 00 70 | PLUMBING FOR HEALTHCARE FACILITIES | 05/20 | AMERICAN SOCIETY OF MECHANICAL ENGINEERS | ASME | ASME B31.5 | Refrigeration Piping and Heat Transfer Components | 2022
7260 | 22 00 70 | PLUMBING FOR HEALTHCARE FACILITIES | 05/20 | AMERICAN SOCIETY OF MECHANICAL ENGINEERS | ASME | ASME B40.100 | Pressure Gauges and Gauge Attachments | 2022
7261 | 22 00 70 | PLUMBING FOR HEALTHCARE FACILITIES | 05/20 | AMERICAN SOCIETY OF MECHANICAL ENGINEERS | ASME | ASME BPVC SEC IV | BPVC Section IV-Rules for Construction of Heating Boilers | 2017
7262 | 22 00 70 | PLUMBING FOR HEALTHCARE FACILITIES | 05/20 | AMERICAN SOCIETY OF MECHANICAL ENGINEERS | ASME | ASME BPVC SEC IX | BPVC Section IX-Welding, Brazing and Fusing Qualifications | 2017; Errata 2018
7263 | 22 00 70 | PLUMBING FOR HEALTHCARE FACILITIES | 05/20 | AMERICAN SOCIETY OF MECHANICAL ENGINEERS | ASME | ASME BPVC SEC VIII D1 | BPVC Section VIII-Rules for Construction of Pressure Vessels Division 1 | 2019
7264 | 22 00 70 | PLUMBING FOR HEALTHCARE FACILITIES | 05/20 | AMERICAN SOCIETY OF MECHANICAL ENGINEERS | ASME | ASME CSD-1 | Control and Safety Devices for Automatically Fired Boilers | 2021
7265 | 22 00 70 | PLUMBING FOR HEALTHCARE FACILITIES | 05/20 | AMERICAN SOCIETY OF SANITARY ENGINEERING | ASSE | ASSE 1001 | Performance Requirements for Atmospheric Type Vacuum Breakers | 2021
7266 | 22 00 70 | PLUMBING FOR HEALTHCARE FACILITIES | 05/20 | AMERICAN SOCIETY OF SANITARY ENGINEERING | ASSE | ASSE 1003 | Performance Requirements for Water Pressure Reducing Valves for Domestic Water Distribution Systems - (ANSI approved 2010) | 2020
7267 | 22 00 70 | PLUMBING FOR HEALTHCARE FACILITIES | 05/20 | AMERICAN SOCIETY OF SANITARY ENGINEERING | ASSE | ASSE 1010 | Performance Requirements for Water Hammer Arresters | 2021
7268 | 22 00 70 | PLUMBING FOR HEALTHCARE FACILITIES | 05/20 | AMERICAN SOCIETY OF SANITARY ENGINEERING | ASSE | ASSE 1011 | Performance Requirements for Hose Connection Vacuum Breakers | 2017
7269 | 22 00 70 | PLUMBING FOR HEALTHCARE FACILITIES | 05/20 | AMERICAN SOCIETY OF SANITARY ENGINEERING | ASSE | ASSE 1012 | Performance Requirements for Backflow Preventer with an Intermediate Atmospheric Vent | 2023
7270 | 22 00 70 | PLUMBING FOR HEALTHCARE FACILITIES | 05/20 | AMERICAN SOCIETY OF SANITARY ENGINEERING | ASSE | ASSE 1013 | Performance Requirements for Reduced Pressure Principle Backflow Prevention Assemblies | 2021
7271 | 22 00 70 | PLUMBING FOR HEALTHCARE FACILITIES | 05/20 | AMERICAN SOCIETY OF SANITARY ENGINEERING | ASSE | ASSE 1017 | Performance Requirements for Temperature Actuated Mixing Valves for Hot Water Distribution Systems - (ANSI approved 2010) | 2023
7272 | 22 00 70 | PLUMBING FOR HEALTHCARE FACILITIES | 05/20 | AMERICAN SOCIETY OF SANITARY ENGINEERING | ASSE | ASSE 1018 | Performance Requirements for Trap Seal Primer Valves - Potable Water Supplied (ANSI Approved 2002 | 2023
7273 | 22 00 70 | PLUMBING FOR HEALTHCARE FACILITIES | 05/20 | AMERICAN SOCIETY OF SANITARY ENGINEERING | ASSE | ASSE 1019 | Performance Requirements for Wall Hydrant with Backflow Protection and Freeze Resistance | 2023
7274 | 22 00 70 | PLUMBING FOR HEALTHCARE FACILITIES | 05/20 | AMERICAN SOCIETY OF SANITARY ENGINEERING | ASSE | ASSE 1020 | Performance Requirements for Pressure Vacuum Breaker Assemblies | 2020
7275 | 22 00 70 | PLUMBING FOR HEALTHCARE FACILITIES | 05/20 | AMERICAN SOCIETY OF SANITARY ENGINEERING | ASSE | ASSE 1037 | Performance Requirements for Pressurized Flushing Devices for Plumbing Fixtures | 2015; R 2020
7276 | 22 00 70 | PLUMBING FOR HEALTHCARE FACILITIES | 05/20 | AMERICAN SOCIETY OF SANITARY ENGINEERING | ASSE | ASSE 1070 | Performance Requirements for Water Temperature Limiting Devices | 2020
7277 | 22 00 70 | PLUMBING FOR HEALTHCARE FACILITIES | 05/20 | AMERICAN WATER WORKS ASSOCIATION | AWWA | AWWA 10084 | Standard Methods for the Examination of Water and Wastewater | 2017
7278 | 22 00 70 | PLUMBING FOR HEALTHCARE FACILITIES | 05/20 | AMERICAN WATER WORKS ASSOCIATION | AWWA | AWWA B300 | Hypochlorites | 2018
7279 | 22 00 70 | PLUMBING FOR HEALTHCARE FACILITIES | 05/20 | AMERICAN WATER WORKS ASSOCIATION | AWWA | AWWA B301 | Liquid Chlorine | 2018
7280 | 22 00 70 | PLUMBING FOR HEALTHCARE FACILITIES | 05/20 | AMERICAN WATER WORKS ASSOCIATION | AWWA | AWWA C203 | Coal-Tar Protective Coatings and Linings for Steel Water Pipelines - Enamel and Tape - Hot-Applied | 2020
7281 | 22 00 70 | PLUMBING FOR HEALTHCARE FACILITIES | 05/20 | AMERICAN WATER WORKS ASSOCIATION | AWWA | AWWA C606 | Grooved and Shouldered Joints | 2022
7282 | 22 00 70 | PLUMBING FOR HEALTHCARE FACILITIES | 05/20 | AMERICAN WATER WORKS ASSOCIATION | AWWA | AWWA C651 | Standard for Disinfecting Water Mains | 2023
7283 | 22 00 70 | PLUMBING FOR HEALTHCARE FACILITIES | 05/20 | AMERICAN WATER WORKS ASSOCIATION | AWWA | AWWA C652 | Disinfection of Water-Storage Facilities | 2019
7284 | 22 00 70 | PLUMBING FOR HEALTHCARE FACILITIES | 05/20 | AMERICAN WATER WORKS ASSOCIATION | AWWA | AWWA C700 | Cold-Water Meters - Displacement Type, Metal Alloy Main Case | 2020
7285 | 22 00 70 | PLUMBING FOR HEALTHCARE FACILITIES | 05/20 | AMERICAN WATER WORKS ASSOCIATION | AWWA | AWWA C701 | Cold-Water Meters - Turbine Type for Customer Service | 2019
7286 | 22 00 70 | PLUMBING FOR HEALTHCARE FACILITIES | 05/20 | AMERICAN WATER WORKS ASSOCIATION | AWWA | AWWA D100 | Welded Steel Tanks for Water Storage | 2021
7287 | 22 00 70 | PLUMBING FOR HEALTHCARE FACILITIES | 05/20 | AMERICAN WELDING SOCIETY | AWS | AWS A5.8/A5.8M | Specification for Filler Metals for Brazing and Braze Welding | 2019
7288 | 22 00 70 | PLUMBING FOR HEALTHCARE FACILITIES | 05/20 | AMERICAN WELDING SOCIETY | AWS | AWS B2.1/B2.1M | Specification for Welding Procedure and Performance Qualification | 2021
7289 | 22 00 70 | PLUMBING FOR HEALTHCARE FACILITIES | 05/20 | AMERICAN WELDING SOCIETY | AWS | AWS B2.2/B2.2M | Specification for Brazing Procedure and Performance Qualification | 2016
7290 | 22 00 70 | PLUMBING FOR HEALTHCARE FACILITIES | 05/20 | ASTM INTERNATIONAL | ASTM | ASTM A47/A47M | Standard Specification for Ferritic Malleable Iron Castings | 1999; R 2022; E 2022
7291 | 22 00 70 | PLUMBING FOR HEALTHCARE FACILITIES | 05/20 | ASTM INTERNATIONAL | ASTM | ASTM A53/A53M | Standard Specification for Pipe, Steel, Black and Hot-Dipped, Zinc-Coated, Welded and Seamless | 2024
7292 | 22 00 70 | PLUMBING FOR HEALTHCARE FACILITIES | 05/20 | ASTM INTERNATIONAL | ASTM | ASTM A74 | Standard Specification for Cast Iron Soil Pipe and Fittings | 2021
7293 | 22 00 70 | PLUMBING FOR HEALTHCARE FACILITIES | 05/20 | ASTM INTERNATIONAL | ASTM | ASTM A105/A105M | Standard Specification for Carbon Steel Forgings for Piping Applications | 2023
7294 | 22 00 70 | PLUMBING FOR HEALTHCARE FACILITIES | 05/20 | ASTM INTERNATIONAL | ASTM | ASTM A183 | Standard Specification for Carbon Steel Track Bolts and Nuts | 2014; R 2020
7295 | 22 00 70 | PLUMBING FOR HEALTHCARE FACILITIES | 05/20 | ASTM INTERNATIONAL | ASTM | ASTM A193/A193M | Standard Specification for Alloy-Steel and Stainless Steel Bolting Materials for High-Temperature Service and Other Special Purpose Applications | 2024
7296 | 22 00 70 | PLUMBING FOR HEALTHCARE FACILITIES | 05/20 | ASTM INTERNATIONAL | ASTM | ASTM A312/A312M | Standard Specification for Seamless, Welded, and Heavily Cold Worked Austenitic Stainless Steel Pipes | 2022a
7297 | 22 00 70 | PLUMBING FOR HEALTHCARE FACILITIES | 05/20 | ASTM INTERNATIONAL | ASTM | ASTM A403/A403M | Standard Specification for Wrought Austenitic Stainless Steel Piping Fittings | 2022b
7298 | 22 00 70 | PLUMBING FOR HEALTHCARE FACILITIES | 05/20 | ASTM INTERNATIONAL | ASTM | ASTM A515/A515M | Standard Specification for Pressure Vessel Plates, Carbon Steel, for Intermediate- and Higher-Temperature Service | 2017; R2022
7299 | 22 00 70 | PLUMBING FOR HEALTHCARE FACILITIES | 05/20 | ASTM INTERNATIONAL | ASTM | ASTM A516/A516M | Standard Specification for Pressure Vessel Plates, Carbon Steel, for Moderate- and Lower-Temperature Service | 2017
7300 | 22 00 70 | PLUMBING FOR HEALTHCARE FACILITIES | 05/20 | ASTM INTERNATIONAL | ASTM | ASTM A518/A518M | Standard Specification for Corrosion-Resistant High-Silicon Iron Castings | 1999; R 2022
7301 | 22 00 70 | PLUMBING FOR HEALTHCARE FACILITIES | 05/20 | ASTM INTERNATIONAL | ASTM | ASTM A536 | Standard Specification for Ductile Iron Castings | 1984; R 2019; E 2019
7302 | 22 00 70 | PLUMBING FOR HEALTHCARE FACILITIES | 05/20 | ASTM INTERNATIONAL | ASTM | ASTM A755/A755M | Standard Specification for Steel Sheet, Metallic Coated by the Hot-Dip Process and Prepainted by the Coil-Coating Process for Exterior Exposed Building Products | 2018; R 2024
7303 | 22 00 70 | PLUMBING FOR HEALTHCARE FACILITIES | 05/20 | ASTM INTERNATIONAL | ASTM | ASTM A815/A815M | Standard Specification for Wrought Ferritic, Ferritic/Austenitic, and Martensitic Stainless Steel Piping Fittings | 2024
7304 | 22 00 70 | PLUMBING FOR HEALTHCARE FACILITIES | 05/20 | ASTM INTERNATIONAL | ASTM | ASTM A861 | Standard Specification for High-Silicon Iron Pipe and Fittings | 2004; R 2023
7305 | 22 00 70 | PLUMBING FOR HEALTHCARE FACILITIES | 05/20 | ASTM INTERNATIONAL | ASTM | ASTM A888 | Standard Specification for Hubless Cast Iron Soil Pipe and Fittings for Sanitary and Storm Drain, Waste, and Vent Piping Applications | 2024
7306 | 22 00 70 | PLUMBING FOR HEALTHCARE FACILITIES | 05/20 | ASTM INTERNATIONAL | ASTM | ASTM B32 | Standard Specification for Solder Metal | 2020
7307 | 22 00 70 | PLUMBING FOR HEALTHCARE FACILITIES | 05/20 | ASTM INTERNATIONAL | ASTM | ASTM B36/B36M | Standard Specification for Brass Plate, Sheet, Strip, and Rolled Bar | 2023
7308 | 22 00 70 | PLUMBING FOR HEALTHCARE FACILITIES | 05/20 | ASTM INTERNATIONAL | ASTM | ASTM B75/B75M | Standard Specification for Seamless Copper Tube | 2020
7309 | 22 00 70 | PLUMBING FOR HEALTHCARE FACILITIES | 05/20 | ASTM INTERNATIONAL | ASTM | ASTM B88 | Standard Specification for Seamless Copper Water Tube | 2022
7310 | 22 00 70 | PLUMBING FOR HEALTHCARE FACILITIES | 05/20 | ASTM INTERNATIONAL | ASTM | ASTM B88M | Standard Specification for Seamless Copper Water Tube (Metric) | 2020
7311 | 22 00 70 | PLUMBING FOR HEALTHCARE FACILITIES | 05/20 | ASTM INTERNATIONAL | ASTM | ASTM B111/B111M | Standard Specification for Copper and Copper-Alloy Seamless Condenser Tubes and Ferrule Stock | 2018
7312 | 22 00 70 | PLUMBING FOR HEALTHCARE FACILITIES | 05/20 | ASTM INTERNATIONAL | ASTM | ASTM B117 | Standard Practice for Operating Salt Spray (Fog) Apparatus | 2019
7313 | 22 00 70 | PLUMBING FOR HEALTHCARE FACILITIES | 05/20 | ASTM INTERNATIONAL | ASTM | ASTM B152/B152M | Standard Specification for Copper Sheet, Strip, Plate, and Rolled Bar | 2019
7314 | 22 00 70 | PLUMBING FOR HEALTHCARE FACILITIES | 05/20 | ASTM INTERNATIONAL | ASTM | ASTM B306 | Standard Specification for Copper Drainage Tube (DWV) | 2020
7315 | 22 00 70 | PLUMBING FOR HEALTHCARE FACILITIES | 05/20 | ASTM INTERNATIONAL | ASTM | ASTM B370 | Standard Specification for Copper Sheet and Strip for Building Construction | 2022
7316 | 22 00 70 | PLUMBING FOR HEALTHCARE FACILITIES | 05/20 | ASTM INTERNATIONAL | ASTM | ASTM B584 | Standard Specification for Copper Alloy Sand Castings for General Applications | 2022
7317 | 22 00 70 | PLUMBING FOR HEALTHCARE FACILITIES | 05/20 | ASTM INTERNATIONAL | ASTM | ASTM B813 | Standard Specification for Liquid and Paste Fluxes for Soldering of Copper and Copper Alloy Tube | 2016
7318 | 22 00 70 | PLUMBING FOR HEALTHCARE FACILITIES | 05/20 | ASTM INTERNATIONAL | ASTM | ASTM C564 | Standard Specification for Rubber Gaskets for Cast Iron Soil Pipe and Fittings | 2020a
7319 | 22 00 70 | PLUMBING FOR HEALTHCARE FACILITIES | 05/20 | ASTM INTERNATIONAL | ASTM | ASTM C920 | Standard Specification for Elastomeric Joint Sealants | 2018
7320 | 22 00 70 | PLUMBING FOR HEALTHCARE FACILITIES | 05/20 | ASTM INTERNATIONAL | ASTM | ASTM C1053 | Standard Specification for Borosilicate Glass Pipe and Fittings for Drain, Waste, and Vent (DWV) Applications | 2000; R 2010
7321 | 22 00 70 | PLUMBING FOR HEALTHCARE FACILITIES | 05/20 | ASTM INTERNATIONAL | ASTM | ASTM D635 | Standard Test Method for Rate of Burning and/or Extent and Time of Burning of Plastics in a Horizontal Position | 2018
7322 | 22 00 70 | PLUMBING FOR HEALTHCARE FACILITIES | 05/20 | ASTM INTERNATIONAL | ASTM | ASTM D1784 | Standard Specification for Rigid Poly(Vinyl Chloride) (PVC) Compounds and Chlorinated Poly(Vinyl Chloride) (CPVC) Compounds | 2020
7323 | 22 00 70 | PLUMBING FOR HEALTHCARE FACILITIES | 05/20 | ASTM INTERNATIONAL | ASTM | ASTM D1785 | Standard Specification for Poly(Vinyl Chloride) (PVC), Plastic Pipe, Schedules 40, 80, and 120 | 2021
7324 | 22 00 70 | PLUMBING FOR HEALTHCARE FACILITIES | 05/20 | ASTM INTERNATIONAL | ASTM | ASTM D2000 | Standard Classification System for Rubber Products in Automotive Applications | 2018
7325 | 22 00 70 | PLUMBING FOR HEALTHCARE FACILITIES | 05/20 | ASTM INTERNATIONAL | ASTM | ASTM D2564 | Standard Specification for Solvent Cements for Poly(Vinyl Chloride) (PVC) Plastic Piping Systems | 2020
7326 | 22 00 70 | PLUMBING FOR HEALTHCARE FACILITIES | 05/20 | ASTM INTERNATIONAL | ASTM | ASTM D2657 | Heat Fusion Joining Polyolefin Pipe and Fittings | 2007; R 2015
7327 | 22 00 70 | PLUMBING FOR HEALTHCARE FACILITIES | 05/20 | ASTM INTERNATIONAL | ASTM | ASTM D2665 | Standard Specification for Poly(Vinyl Chloride) (PVC) Plastic Drain, Waste, and Vent Pipe and Fittings | 2014
7328 | 22 00 70 | PLUMBING FOR HEALTHCARE FACILITIES | 05/20 | ASTM INTERNATIONAL | ASTM | ASTM D2729 | Standard Specification for Poly(Vinyl Chloride) (PVC) Sewer Pipe and Fittings | 2017
7329 | 22 00 70 | PLUMBING FOR HEALTHCARE FACILITIES | 05/20 | ASTM INTERNATIONAL | ASTM | ASTM D2846/D2846M | Standard Specification for Chlorinated Poly(Vinyl Chloride) (CPVC) Plastic Hot- and Cold-Water Distribution Systems | 2019
7330 | 22 00 70 | PLUMBING FOR HEALTHCARE FACILITIES | 05/20 | ASTM INTERNATIONAL | ASTM | ASTM D2855 | Standard Practice for the Two-Step (Primer and Solvent Cement) Method of Joining Poly (Vinyl Chloride) (PVC) or Chlorinated Poly (Vinyl Chloride) (CPVC) Pipe and Piping Components with Tapered Sockets | 2020
7331 | 22 00 70 | PLUMBING FOR HEALTHCARE FACILITIES | 05/20 | ASTM INTERNATIONAL | ASTM | ASTM D3139 | Joints for Plastic Pressure Pipes Using Flexible Elastomeric Seals | 2019
7332 | 22 00 70 | PLUMBING FOR HEALTHCARE FACILITIES | 05/20 | ASTM INTERNATIONAL | ASTM | ASTM D3212 | Standard Specification for Joints for Drain and Sewer Plastic Pipes Using Flexible Elastomeric Seals | 2020
7333 | 22 00 70 | PLUMBING FOR HEALTHCARE FACILITIES | 05/20 | ASTM INTERNATIONAL | ASTM | ASTM D3311 | Standard Specification for Drain, Waste, and Vent (DWV) Plastic Fittings Patterns | 2017
7334 | 22 00 70 | PLUMBING FOR HEALTHCARE FACILITIES | 05/20 | ASTM INTERNATIONAL | ASTM | ASTM D4101 | Standard Classification System and Basis for Specification for Polypropylene Injection and Extrusion Materials | 2017
7335 | 22 00 70 | PLUMBING FOR HEALTHCARE FACILITIES | 05/20 | ASTM INTERNATIONAL | ASTM | ASTM D4586/D4586M | Asphalt Roof Cement, Asbestos-Free | 2007; R 2018
7336 | 22 00 70 | PLUMBING FOR HEALTHCARE FACILITIES | 05/20 | ASTM INTERNATIONAL | ASTM | ASTM E1 | Standard Specification for ASTM Liquid-in-Glass Thermometers | 2014
7337 | 22 00 70 | PLUMBING FOR HEALTHCARE FACILITIES | 05/20 | ASTM INTERNATIONAL | ASTM | ASTM E2129 | Standard Practice for Data Collection for Sustainability Assessment of Building Products | 2018
7338 | 22 00 70 | PLUMBING FOR HEALTHCARE FACILITIES | 05/20 | ASTM INTERNATIONAL | ASTM | ASTM F402 | Standard Practice for Safe Handling of Solvent Cements, Primers, and Cleaners Used for Joining Thermoplastic Pipe and Fittings | 2018
7339 | 22 00 70 | PLUMBING FOR HEALTHCARE FACILITIES | 05/20 | ASTM INTERNATIONAL | ASTM | ASTM F477 | Standard Specification for Elastomeric Seals (Gaskets) for Joining Plastic Pipe | 2014; R 2021
7340 | 22 00 70 | PLUMBING FOR HEALTHCARE FACILITIES | 05/20 | ASTM INTERNATIONAL | ASTM | ASTM F656 | Standard Specification for Primers for Use in Solvent Cement Joints of Poly(Vinyl Chloride) (PVC) Plastic Pipe and Fittings | 2021
7341 | 22 00 70 | PLUMBING FOR HEALTHCARE FACILITIES | 05/20 | ASTM INTERNATIONAL | ASTM | ASTM F1290 | Standard Practice for Electrofusion Joining Polyolefin Pipe and Fittings | 2019
7342 | 22 00 70 | PLUMBING FOR HEALTHCARE FACILITIES | 05/20 | ASTM INTERNATIONAL | ASTM | ASTM F1412 | Standard Specification for Polyolefin Pipe and Fittings for Corrosive Waste Drainage Systems | 2022
7343 | 22 00 70 | PLUMBING FOR HEALTHCARE FACILITIES | 05/20 | ASTM INTERNATIONAL | ASTM | ASTM F2618 | Standard Specification for Chlorinated Poly (Vinyl Chloride) (CPVC) Pipe and Fittings for Chemical Waste Drainage Systems | 2024
7344 | 22 00 70 | PLUMBING FOR HEALTHCARE FACILITIES | 05/20 | CAST IRON SOIL PIPE INSTITUTE | CISPI | CISPI 301 | Hubless Cast Iron Soil Pipe and Fittings for Sanitary and Storm Drain, Waste, and Vent Piping Applications | 2018
7345 | 22 00 70 | PLUMBING FOR HEALTHCARE FACILITIES | 05/20 | CAST IRON SOIL PIPE INSTITUTE | CISPI | CISPI 310 | Coupling for Use in Connection with Hubless Cast Iron Soil Pipe and Fittings for Sanitary and Storm Drain, Waste, and Vent Piping Applications | 2012
7346 | 22 00 70 | PLUMBING FOR HEALTHCARE FACILITIES | 05/20 | COPPER DEVELOPMENT ASSOCIATION | CDA | CDA A4015 | Copper Tube Handbook | 2016; 14/17
7347 | 22 00 70 | PLUMBING FOR HEALTHCARE FACILITIES | 05/20 | CSA GROUP | CSA | CSA B45.5-17/IAPMO Z124 | Plastic Plumbing Fixtures | 2017; Errata 2017; Errata 2018
7348 | 22 00 70 | PLUMBING FOR HEALTHCARE FACILITIES | 05/20 | FOUNDATION FOR CROSS-CONNECTION CONTROL AND HYDRAULIC RESEARCH | FCCCHR | FCCCHR Manual | Manual of Cross-Connection Control | 10th Edition
7349 | 22 00 70 | PLUMBING FOR HEALTHCARE FACILITIES | 05/20 | INTERNATIONAL ASSOCIATION OF PLUMBING AND MECHANICAL OFFICIALS | IAPMO | IAPMO Z124.5 | Plastic Toilet Seats | 2013; E 2013; R 2018
7350 | 22 00 70 | PLUMBING FOR HEALTHCARE FACILITIES | 05/20 | INTERNATIONAL CODE COUNCIL | ICC | ICC A117.1 | Standard And Commentary Accessible and Usable Buildings and Facilities | 2017
7351 | 22 00 70 | PLUMBING FOR HEALTHCARE FACILITIES | 05/20 | INTERNATIONAL CODE COUNCIL | ICC | ICC IPC | International Plumbing Code | 2024
7352 | 22 00 70 | PLUMBING FOR HEALTHCARE FACILITIES | 05/20 | INTERNATIONAL SAFETY EQUIPMENT ASSOCIATION | ISEA | ANSI/ISEA Z358.1 | American National Standard for Emergency Eyewash and Shower Equipment | 2014; R 2020
7353 | 22 00 70 | PLUMBING FOR HEALTHCARE FACILITIES | 05/20 | MANUFACTURERS STANDARDIZATION SOCIETY OF THE VALVE AND FITTINGS INDUSTRY | MSS | MSS SP-25 | Standard Marking System for Valves, Fittings, Flanges and Unions | 2018
7354 | 22 00 70 | PLUMBING FOR HEALTHCARE FACILITIES | 05/20 | MANUFACTURERS STANDARDIZATION SOCIETY OF THE VALVE AND FITTINGS INDUSTRY | MSS | MSS SP-58 | Pipe Hangers and Supports - Materials, Design and Manufacture, Selection, Application, and Installation | 2018
7355 | 22 00 70 | PLUMBING FOR HEALTHCARE FACILITIES | 05/20 | MANUFACTURERS STANDARDIZATION SOCIETY OF THE VALVE AND FITTINGS INDUSTRY | MSS | MSS SP-67 | Butterfly Valves | 2022
7356 | 22 00 70 | PLUMBING FOR HEALTHCARE FACILITIES | 05/20 | MANUFACTURERS STANDARDIZATION SOCIETY OF THE VALVE AND FITTINGS INDUSTRY | MSS | MSS SP-70 | Gray Iron Gate Valves, Flanged and Threaded Ends | 2011
7357 | 22 00 70 | PLUMBING FOR HEALTHCARE FACILITIES | 05/20 | MANUFACTURERS STANDARDIZATION SOCIETY OF THE VALVE AND FITTINGS INDUSTRY | MSS | MSS SP-71 | Gray Iron Swing Check Valves, Flanged and Threaded Ends | 2018
7358 | 22 00 70 | PLUMBING FOR HEALTHCARE FACILITIES | 05/20 | MANUFACTURERS STANDARDIZATION SOCIETY OF THE VALVE AND FITTINGS INDUSTRY | MSS | MSS SP-72 | Ball Valves with Flanged or Butt-Welding Ends for General Service | 2010a
7359 | 22 00 70 | PLUMBING FOR HEALTHCARE FACILITIES | 05/20 | MANUFACTURERS STANDARDIZATION SOCIETY OF THE VALVE AND FITTINGS INDUSTRY | MSS | MSS SP-78 | Cast Iron Plug Valves, Flanged and Threaded Ends | 2011
7360 | 22 00 70 | PLUMBING FOR HEALTHCARE FACILITIES | 05/20 | MANUFACTURERS STANDARDIZATION SOCIETY OF THE VALVE AND FITTINGS INDUSTRY | MSS | MSS SP-80 | Bronze Gate, Globe, Angle and Check Valves | 2019
7361 | 22 00 70 | PLUMBING FOR HEALTHCARE FACILITIES | 05/20 | MANUFACTURERS STANDARDIZATION SOCIETY OF THE VALVE AND FITTINGS INDUSTRY | MSS | MSS SP-85 | Gray Iron Globe & Angle Valves Flanged and Threaded Ends | 2011
7362 | 22 00 70 | PLUMBING FOR HEALTHCARE FACILITIES | 05/20 | MANUFACTURERS STANDARDIZATION SOCIETY OF THE VALVE AND FITTINGS INDUSTRY | MSS | MSS SP-110 | Ball Valves Threaded, Socket-Welding, Solder Joint, Grooved and Flared Ends | 2010
7363 | 22 00 70 | PLUMBING FOR HEALTHCARE FACILITIES | 05/20 | NACE INTERNATIONAL | NACE | NACE SP0169 | Control of External Corrosion on Underground or Submerged Metallic Piping Systems | 2013
7364 | 22 00 70 | PLUMBING FOR HEALTHCARE FACILITIES | 05/20 | NATIONAL ELECTRICAL MANUFACTURERS ASSOCIATION | NEMA | NEMA 250 | Enclosures for Electrical Equipment (1000 Volts Maximum) | 2020
7365 | 22 00 70 | PLUMBING FOR HEALTHCARE FACILITIES | 05/20 | NATIONAL ELECTRICAL MANUFACTURERS ASSOCIATION | NEMA | NEMA MG 1 | Motors and Generators | 2021
7366 | 22 00 70 | PLUMBING FOR HEALTHCARE FACILITIES | 05/20 | NATIONAL ELECTRICAL MANUFACTURERS ASSOCIATION | NEMA | NEMA MG 11 | Energy Management Guide for Selection and Use of Single Phase Motors | 1977; R 2012
7367 | 22 00 70 | PLUMBING FOR HEALTHCARE FACILITIES | 05/20 | NATIONAL ELECTRICAL MANUFACTURERS ASSOCIATION | NEMA | NEMA Z535.1 | Safety Colors | 2022
7368 | 22 00 70 | PLUMBING FOR HEALTHCARE FACILITIES | 05/20 | NATIONAL FIRE PROTECTION ASSOCIATION | NFPA | NFPA 31 | Standard for the Installation of Oil-Burning Equipment | 2024; TIA 23-1
7369 | 22 00 70 | PLUMBING FOR HEALTHCARE FACILITIES | 05/20 | NATIONAL FIRE PROTECTION ASSOCIATION | NFPA | NFPA 54 | National Fuel Gas Code | 2024
7370 | 22 00 70 | PLUMBING FOR HEALTHCARE FACILITIES | 05/20 | NATIONAL FIRE PROTECTION ASSOCIATION | NFPA | NFPA 58 | Liquefied Petroleum Gas Code | 2024; TIA 23-1
7371 | 22 00 70 | PLUMBING FOR HEALTHCARE FACILITIES | 05/20 | NATIONAL FIRE PROTECTION ASSOCIATION | NFPA | NFPA 90A | Standard for the Installation of Air Conditioning and Ventilating Systems | 2024
7372 | 22 00 70 | PLUMBING FOR HEALTHCARE FACILITIES | 05/20 | NSF INTERNATIONAL | NSF | NSF/ANSI 14 | Plastics Piping System Components and Related Materials | 2023
7373 | 22 00 70 | PLUMBING FOR HEALTHCARE FACILITIES | 05/20 | NSF INTERNATIONAL | NSF | NSF/ANSI 42 | Drinking Water Treatment Units - Aesthetic Effects | 2023
7374 | 22 00 70 | PLUMBING FOR HEALTHCARE FACILITIES | 05/20 | NSF INTERNATIONAL | NSF | NSF/ANSI 53 | Drinking Water Treatment Units | 2019
7375 | 22 00 70 | PLUMBING FOR HEALTHCARE FACILITIES | 05/20 | NSF INTERNATIONAL | NSF | NSF/ANSI 372 | Drinking Water System Components - Lead Content | 2016
7376 | 22 00 70 | PLUMBING FOR HEALTHCARE FACILITIES | 05/20 | NSF INTERNATIONAL | NSF | NSF/ANSI/CAN 61 | Drinking Water System Components - Health Effects | 2022
7377 | 22 00 70 | PLUMBING FOR HEALTHCARE FACILITIES | 05/20 | PLASTIC PIPE AND FITTINGS ASSOCIATION | PPFA | PPFA Fire Man | Firestopping: Plastic Pipe in Fire Resistive Construction | 2016
7378 | 22 00 70 | PLUMBING FOR HEALTHCARE FACILITIES | 05/20 | PLUMBING AND DRAINAGE INSTITUTE | PDI | PDI G 101 | Testing and Rating Procedure for Hydro Mechanical Grease Interceptors with Appendix of Installation and Maintenance | 2010
7379 | 22 00 70 | PLUMBING FOR HEALTHCARE FACILITIES | 05/20 | PLUMBING AND DRAINAGE INSTITUTE | PDI | PDI WH 201 | Water Hammer Arresters Standard | 2010
7380 | 22 00 70 | PLUMBING FOR HEALTHCARE FACILITIES | 05/20 | SOCIETY OF AUTOMOTIVE ENGINEERS INTERNATIONAL | SAE | SAE J1508 | Hose Clamp Specifications | 2023
7381 | 22 00 70 | PLUMBING FOR HEALTHCARE FACILITIES | 05/20 | U.S. DEPARTMENT OF ENERGY | DOE | Energy Star | Energy Star Energy Efficiency Labeling System (FEMP) | 1992; R 2006
7382 | 22 00 70 | PLUMBING FOR HEALTHCARE FACILITIES | 05/20 | U.S. ENVIRONMENTAL PROTECTION AGENCY | EPA | PL 93-523 | Safe Drinking Water Act | 1974; A 1999
7383 | 22 00 70 | PLUMBING FOR HEALTHCARE FACILITIES | 05/20 | U.S. NATIONAL ARCHIVES AND RECORDS ADMINISTRATION | NARA | 10 CFR 430 | Energy Conservation Program for Consumer Products
7384 | 22 00 70 | PLUMBING FOR HEALTHCARE FACILITIES | 05/20 | U.S. NATIONAL ARCHIVES AND RECORDS ADMINISTRATION | NARA | 29 CFR 1910.144 | Safety Color Code for Marking Physical Hazards
7385 | 22 00 70 | PLUMBING FOR HEALTHCARE FACILITIES | 05/20 | U.S. NATIONAL ARCHIVES AND RECORDS ADMINISTRATION | NARA | 40 CFR 50.12 | National Primary and Secondary Ambient Air Quality Standards for Lead
7386 | 22 00 70 | PLUMBING FOR HEALTHCARE FACILITIES | 05/20 | U.S. NATIONAL ARCHIVES AND RECORDS ADMINISTRATION | NARA | 40 CFR 141.74 | National Primary Drinking Water Regulations | 2019
7387 | 22 00 70 | PLUMBING FOR HEALTHCARE FACILITIES | 05/20 | U.S. NATIONAL ARCHIVES AND RECORDS ADMINISTRATION | NARA | 40 CFR 143 | National Secondary Drinking Water Regulations
7388 | 22 00 70 | PLUMBING FOR HEALTHCARE FACILITIES | 05/20 | UNDERWRITERS LABORATORIES | UL | UL 174 | UL Standard for Safety Household Electric Storage Tank Water Heaters | 2004; Reprint Oct 2023
7389 | 22 00 70 | PLUMBING FOR HEALTHCARE FACILITIES | 05/20 | UNDERWRITERS LABORATORIES | UL | UL 399 | UL Standard for Safety Drinking Water Coolers | 2017; Reprint May 2019
7390 | 22 00 70 | PLUMBING FOR HEALTHCARE FACILITIES | 05/20 | UNDERWRITERS LABORATORIES | UL | UL 499 | UL Standard for Safety Electric Heating Appliances | 2014; Reprint May 2023
7391 | 22 00 70 | PLUMBING FOR HEALTHCARE FACILITIES | 05/20 | UNDERWRITERS LABORATORIES | UL | UL 508 | UL Standard for Safety Industrial Control Equipment | 2018; Reprint Jul 2021
7392 | 22 00 70 | PLUMBING FOR HEALTHCARE FACILITIES | 05/20 | UNDERWRITERS LABORATORIES | UL | UL 732 | UL Standard for Safety Oil-Fired Storage Tank Water Heaters | 2023
7393 | 22 00 70 | PLUMBING FOR HEALTHCARE FACILITIES | 05/20 | UNDERWRITERS LABORATORIES | UL | UL 778 | UL Standard for Safety Motor-Operated Water Pumps | 2016; Reprint Jun 2021
7394 | 22 00 70 | PLUMBING FOR HEALTHCARE FACILITIES | 05/20 | UNDERWRITERS LABORATORIES | UL | UL 1951 | UL Standard for Safety Electric Plumbing Accessories | 2011; Reprint Jun 2020
7395 | 22 05 48.00 20 | MECHANICAL SOUND, VIBRATION, AND SEISMIC CONTROL | 04/06, CHG 1: 05/15 | AIR-CONDITIONING, HEATING AND REFRIGERATION INSTITUTE | AHRI | AHRI 575 | Method of Measuring Machinery Sound Within an Equipment Space | 2017
7396 | 22 05 48.00 20 | MECHANICAL SOUND, VIBRATION, AND SEISMIC CONTROL | 04/06, CHG 1: 05/15 | AIR-CONDITIONING, HEATING AND REFRIGERATION INSTITUTE | AHRI | ANSI/AHRI 370 | Sound Rating of Large Outdoor Refrigerating and Air-Conditioning Equipment | 2015; Addendum 1 2016
7397 | 22 05 48.00 20 | MECHANICAL SOUND, VIBRATION, AND SEISMIC CONTROL | 04/06, CHG 1: 05/15 | AMERICAN INSTITUTE OF STEEL CONSTRUCTION | AISC | AISC 360 | Specification for Structural Steel Buildings | 2016
7398 | 22 05 48.00 20 | MECHANICAL SOUND, VIBRATION, AND SEISMIC CONTROL | 04/06, CHG 1: 05/15 | AMERICAN WELDING SOCIETY | AWS | AWS D1.1/D1.1M | Structural Welding Code - Steel | 2020; Errata 1 2021
7399 | 22 05 48.00 20 | MECHANICAL SOUND, VIBRATION, AND SEISMIC CONTROL | 04/06, CHG 1: 05/15 | ASTM INTERNATIONAL | ASTM | ASTM A36/A36M | Standard Specification for Carbon Structural Steel | 2019
7400 | 22 05 48.00 20 | MECHANICAL SOUND, VIBRATION, AND SEISMIC CONTROL | 04/06, CHG 1: 05/15 | ASTM INTERNATIONAL | ASTM | ASTM A123/A123M | Standard Specification for Zinc (Hot-Dip Galvanized) Coatings on Iron and Steel Products | 2017
7401 | 22 05 48.00 20 | MECHANICAL SOUND, VIBRATION, AND SEISMIC CONTROL | 04/06, CHG 1: 05/15 | ASTM INTERNATIONAL | ASTM | ASTM A653/A653M | Standard Specification for Steel Sheet, Zinc-Coated (Galvanized) or Zinc-Iron Alloy-Coated (Galvannealed) by the Hot-Dip Process | 2023
7402 | 22 05 48.00 20 | MECHANICAL SOUND, VIBRATION, AND SEISMIC CONTROL | 04/06, CHG 1: 05/15 | ASTM INTERNATIONAL | ASTM | ASTM C94/C94M | Standard Specification for Ready-Mixed Concrete | 2024a
7403 | 22 05 48.00 20 | MECHANICAL SOUND, VIBRATION, AND SEISMIC CONTROL | 04/06, CHG 1: 05/15 | ASTM INTERNATIONAL | ASTM | ASTM D471 | Standard Test Method for Rubber Property - Effect of Liquids | 2016a
7404 | 22 05 48.00 20 | MECHANICAL SOUND, VIBRATION, AND SEISMIC CONTROL | 04/06, CHG 1: 05/15 | ASTM INTERNATIONAL | ASTM | ASTM D2240 | Standard Test Method for Rubber Property - Durometer Hardness | 2015; E 2017
7405 | 22 05 48.00 20 | MECHANICAL SOUND, VIBRATION, AND SEISMIC CONTROL | 04/06, CHG 1: 05/15 | ASTM INTERNATIONAL | ASTM | ASTM E84 | Standard Test Method for Surface Burning Characteristics of Building Materials | 2023
7406 | 22 05 48.00 20 | MECHANICAL SOUND, VIBRATION, AND SEISMIC CONTROL | 04/06, CHG 1: 05/15 | SHEET METAL AND AIR CONDITIONING CONTRACTORS' NATIONAL ASSOCIATION | SMACNA | SMACNA 1403 | Accepted Industry Practice for Industrial Duct Construction, 2nd Edition | 2008
7407 | 22 05 48.00 20 | MECHANICAL SOUND, VIBRATION, AND SEISMIC CONTROL | 04/06, CHG 1: 05/15 | SHEET METAL AND AIR CONDITIONING CONTRACTORS' NATIONAL ASSOCIATION | SMACNA | SMACNA 1793 | Architectural Sheet Metal Manual, 7th Edition | 2012
7408 | 22 05 48.00 20 | MECHANICAL SOUND, VIBRATION, AND SEISMIC CONTROL | 04/06, CHG 1: 05/15 | SHEET METAL AND AIR CONDITIONING CONTRACTORS' NATIONAL ASSOCIATION | SMACNA | SMACNA 1966 | HVAC Duct Construction Standards Metal and Flexible, 4th Edition | 2020
7409 | 22 05 48.00 20 | MECHANICAL SOUND, VIBRATION, AND SEISMIC CONTROL | 04/06, CHG 1: 05/15 | SHEET METAL AND AIR CONDITIONING CONTRACTORS' NATIONAL ASSOCIATION | SMACNA | SMACNA 1981 | Seismic Restraint Manual Guidelines for Mechanical Systems, 3rd Edition | 2008
7410 | 22 13 29 | SANITARY SEWERAGE PUMPS | 02/11 | AMERICAN BEARING MANUFACTURERS ASSOCIATION | ABMA | ABMA 9 | Load Ratings and Fatigue Life for Ball Bearings | 2015
7411 | 22 13 29 | SANITARY SEWERAGE PUMPS | 02/11 | AMERICAN BEARING MANUFACTURERS ASSOCIATION | ABMA | ABMA 11 | Load Ratings and Fatigue Life for Roller Bearings | 2014
7412 | 22 13 29 | SANITARY SEWERAGE PUMPS | 02/11 | AMERICAN SOCIETY OF MECHANICAL ENGINEERS | ASME | ASME B40.100 | Pressure Gauges and Gauge Attachments | 2022
7413 | 22 13 29 | SANITARY SEWERAGE PUMPS | 02/11 | ASTM INTERNATIONAL | ASTM | ASTM A153/A153M | Standard Specification for Zinc Coating (Hot-Dip) on Iron and Steel Hardware | 2023
7414 | 22 13 29 | SANITARY SEWERAGE PUMPS | 02/11 | NATIONAL ELECTRICAL MANUFACTURERS ASSOCIATION | NEMA | NEMA ICS 1 | Standard for Industrial Control and Systems: General Requirements | 2022
7415 | 22 13 29 | SANITARY SEWERAGE PUMPS | 02/11 | NATIONAL ELECTRICAL MANUFACTURERS ASSOCIATION | NEMA | NEMA MG 1 | Motors and Generators | 2021
7416 | 22 13 29 | SANITARY SEWERAGE PUMPS | 02/11 | NATIONAL FIRE PROTECTION ASSOCIATION | NFPA | NFPA 70 | National Electrical Code | 2023
7417 | 22 14 29.00 | SUMP PUMPS | 02/23 | AMERICAN BEARING MANUFACTURERS ASSOCIATION | ABMA | ABMA 9 | Load Ratings and Fatigue Life for Ball Bearings | 2015
7418 | 22 14 29.00 | SUMP PUMPS | 02/23 | AMERICAN BEARING MANUFACTURERS ASSOCIATION | ABMA | ABMA 11 | Load Ratings and Fatigue Life for Roller Bearings | 2014
7419 | 22 14 29.00 | SUMP PUMPS | 02/23 | ASTM INTERNATIONAL | ASTM | ASTM A53/A53M | Standard Specification for Pipe, Steel, Black and Hot-Dipped, Zinc-Coated, Welded and Seamless | 2024
7420 | 22 14 29.00 | SUMP PUMPS | 02/23 | HYDRAULIC INSTITUTE | HI | HI ANSI/HI 11.6 | Rotodynamic Submersible Pumps for Hydraulic Performance, Hydrostatic Pressure, Mechanical, and Electrical Acceptance Tests | 2016
7421 | 22 14 29.00 | SUMP PUMPS | 02/23 | HYDRAULIC INSTITUTE | HI | HI M100 | HI Pump Standards Set | 2009
7422 | 22 14 29.00 | SUMP PUMPS | 02/23 | INTERNATIONAL ORGANIZATION FOR STANDARDIZATION | ISO | ISO 1940-1 | Mechanical Vibration - Balance Quality Requirements for Rotors in a Constant (Rigid) State - Part 1: Specification and Verification of Balance Tolerances | 2003; R 2008
7423 | 22 14 29.00 | SUMP PUMPS | 02/23 | INTERNATIONAL ORGANIZATION FOR STANDARDIZATION | ISO | ISO 2858 | End Suction Centrifugal Pump (Rating 16 Bar) Designation Nominal Duty Point and Dimensions - International Restrictions | 1975
7424 | 22 14 29.00 | SUMP PUMPS | 02/23 | INTERNATIONAL ORGANIZATION FOR STANDARDIZATION | ISO | ISO 5199 | Technical Specifications for Centrifugal Pumps, Class II | 2002
7425 | 22 14 29.00 | SUMP PUMPS | 02/23 | NATIONAL ELECTRICAL MANUFACTURERS ASSOCIATION | NEMA | NEMA 250 | Enclosures for Electrical Equipment (1000 Volts Maximum) | 2020
7426 | 22 14 29.00 | SUMP PUMPS | 02/23 | NATIONAL ELECTRICAL MANUFACTURERS ASSOCIATION | NEMA | NEMA MG 1 | Motors and Generators | 2021
7427 | 22 15 19.13 20 | LARGE NONLUBRICATED RECIPROCATING AIR COMPRESSORS (OVER 300 HP) | 11/09 | AMERICAN PETROLEUM INSTITUTE | API | API Std 618 | Reciprocating Compressors for Petroleum, Chemical, and Gas Industry Services | 2007; R 2016
7428 | 22 15 19.13 20 | LARGE NONLUBRICATED RECIPROCATING AIR COMPRESSORS (OVER 300 HP) | 11/09 | AMERICAN SOCIETY OF MECHANICAL ENGINEERS | ASME | ASME B1.20.1 | Pipe Threads, General Purpose (Inch) | 2013; R 2018
7429 | 22 15 19.13 20 | LARGE NONLUBRICATED RECIPROCATING AIR COMPRESSORS (OVER 300 HP) | 11/09 | AMERICAN SOCIETY OF MECHANICAL ENGINEERS | ASME | ASME B16.1 | Gray Iron Pipe Flanges and Flanged Fittings Classes 25, 125, and 250 | 2020
7430 | 22 15 19.13 20 | LARGE NONLUBRICATED RECIPROCATING AIR COMPRESSORS (OVER 300 HP) | 11/09 | AMERICAN SOCIETY OF MECHANICAL ENGINEERS | ASME | ASME B16.5 | Pipe Flanges and Flanged Fittings NPS 1/2 Through NPS 24 Metric/Inch Standard | 2020
7431 | 22 15 19.13 20 | LARGE NONLUBRICATED RECIPROCATING AIR COMPRESSORS (OVER 300 HP) | 11/09 | AMERICAN SOCIETY OF MECHANICAL ENGINEERS | ASME | ASME B16.9 | Factory-Made Wrought Buttwelding Fittings | 2018
7432 | 22 15 19.13 20 | LARGE NONLUBRICATED RECIPROCATING AIR COMPRESSORS (OVER 300 HP) | 11/09 | AMERICAN SOCIETY OF MECHANICAL ENGINEERS | ASME | ASME B40.100 | Pressure Gauges and Gauge Attachments | 2022
7433 | 22 15 19.13 20 | LARGE NONLUBRICATED RECIPROCATING AIR COMPRESSORS (OVER 300 HP) | 11/09 | AMERICAN SOCIETY OF MECHANICAL ENGINEERS | ASME | ASME BPVC SEC VIII D1 | BPVC Section VIII-Rules for Construction of Pressure Vessels Division 1 | 2019
7434 | 22 15 19.13 20 | LARGE NONLUBRICATED RECIPROCATING AIR COMPRESSORS (OVER 300 HP) | 11/09 | AMERICAN SOCIETY OF MECHANICAL ENGINEERS | ASME | ASME PTC 9 | Displacement Compressors, Vacuum Pumps and Blowers (for historical reference only) | 1970; R 1997
7435 | 22 15 19.13 20 | LARGE NONLUBRICATED RECIPROCATING AIR COMPRESSORS (OVER 300 HP) | 11/09 | ASTM INTERNATIONAL | ASTM | ASTM A36/A36M | Standard Specification for Carbon Structural Steel | 2019
7436 | 22 15 19.13 20 | LARGE NONLUBRICATED RECIPROCATING AIR COMPRESSORS (OVER 300 HP) | 11/09 | ASTM INTERNATIONAL | ASTM | ASTM A53/A53M | Standard Specification for Pipe, Steel, Black and Hot-Dipped, Zinc-Coated, Welded and Seamless | 2024
7437 | 22 15 19.13 20 | LARGE NONLUBRICATED RECIPROCATING AIR COMPRESSORS (OVER 300 HP) | 11/09 | ASTM INTERNATIONAL | ASTM | ASTM A123/A123M | Standard Specification for Zinc (Hot-Dip Galvanized) Coatings on Iron and Steel Products | 2017
7438 | 22 15 19.13 20 | LARGE NONLUBRICATED RECIPROCATING AIR COMPRESSORS (OVER 300 HP) | 11/09 | ASTM INTERNATIONAL | ASTM | ASTM A153/A153M | Standard Specification for Zinc Coating (Hot-Dip) on Iron and Steel Hardware | 2023
7439 | 22 15 19.13 20 | LARGE NONLUBRICATED RECIPROCATING AIR COMPRESSORS (OVER 300 HP) | 11/09 | ASTM INTERNATIONAL | ASTM | ASTM A307 | Standard Specification for Carbon Steel Bolts, Studs, and Threaded Rod 60 000 PSI Tensile Strength | 2021
7440 | 22 15 19.13 20 | LARGE NONLUBRICATED RECIPROCATING AIR COMPRESSORS (OVER 300 HP) | 11/09 | ASTM INTERNATIONAL | ASTM | ASTM B111/B111M | Standard Specification for Copper and Copper-Alloy Seamless Condenser Tubes and Ferrule Stock | 2018
7441 | 22 15 19.13 20 | LARGE NONLUBRICATED RECIPROCATING AIR COMPRESSORS (OVER 300 HP) | 11/09 | ASTM INTERNATIONAL | ASTM | ASTM B171/B171M | Standard Specification for Copper-Alloy Plate and Sheet for Pressure Vessels, Condensers and Heat Exchangers | 2012
7442 | 22 15 19.13 20 | LARGE NONLUBRICATED RECIPROCATING AIR COMPRESSORS (OVER 300 HP) | 11/09 | ASTM INTERNATIONAL | ASTM | ASTM B209 | Standard Specification for Aluminum and Aluminum-Alloy Sheet and Plate | 2014
7443 | 22 15 19.13 20 | LARGE NONLUBRICATED RECIPROCATING AIR COMPRESSORS (OVER 300 HP) | 11/09 | ASTM INTERNATIONAL | ASTM | ASTM B209M | Standard Specification for Aluminum and Aluminum-Alloy Sheet and Plate (Metric) | 2014
7444 | 22 15 19.13 20 | LARGE NONLUBRICATED RECIPROCATING AIR COMPRESSORS (OVER 300 HP) | 11/09 | ASTM INTERNATIONAL | ASTM | ASTM C553 | Standard Specification for Mineral Fiber Blanket Thermal Insulation for Commercial and Industrial Applications | 2013; R 2019
7445 | 22 15 19.13 20 | LARGE NONLUBRICATED RECIPROCATING AIR COMPRESSORS (OVER 300 HP) | 11/09 | ASTM INTERNATIONAL | ASTM | ASTM E84 | Standard Test Method for Surface Burning Characteristics of Building Materials | 2023
7446 | 22 15 19.13 20 | LARGE NONLUBRICATED RECIPROCATING AIR COMPRESSORS (OVER 300 HP) | 11/09 | COMPRESSED GAS ASSOCIATION | CGA | CGA G-7.1 | Commodity Specification for Air; 5th Edition | 2011
7447 | 22 15 19.13 20 | LARGE NONLUBRICATED RECIPROCATING AIR COMPRESSORS (OVER 300 HP) | 11/09 | INSTITUTE OF ELECTRICAL AND ELECTRONICS ENGINEERS | IEEE | IEEE 112 | Standard Test Procedure for Polyphase Induction Motors and Generators | 2017
7448 | 22 15 19.13 20 | LARGE NONLUBRICATED RECIPROCATING AIR COMPRESSORS (OVER 300 HP) | 11/09 | INTERNATIONAL ORGANIZATION FOR STANDARDIZATION | ISO | ISO 2151 | Acoustics - Noise Test Code for Compressors and Vacuum Pumps - Engineering Method (Grade 2) | 2004
7449 | 22 15 19.13 20 | LARGE NONLUBRICATED RECIPROCATING AIR COMPRESSORS (OVER 300 HP) | 11/09 | NATIONAL ELECTRICAL MANUFACTURERS ASSOCIATION | NEMA | NEMA ICS 2 | Industrial Control and Systems Controllers, Contactors, and Overload Relays Rated 600 V | 2000; R 2020
7450 | 22 15 19.13 20 | LARGE NONLUBRICATED RECIPROCATING AIR COMPRESSORS (OVER 300 HP) | 11/09 | NATIONAL ELECTRICAL MANUFACTURERS ASSOCIATION | NEMA | NEMA ICS 6 | Industrial Control and Systems: Enclosures | 1993; R 2016
7451 | 22 15 19.13 20 | LARGE NONLUBRICATED RECIPROCATING AIR COMPRESSORS (OVER 300 HP) | 11/09 | NATIONAL ELECTRICAL MANUFACTURERS ASSOCIATION | NEMA | NEMA MG 1 | Motors and Generators | 2021
7452 | 22 15 19.13 20 | LARGE NONLUBRICATED RECIPROCATING AIR COMPRESSORS (OVER 300 HP) | 11/09 | U.S. DEPARTMENT OF DEFENSE | DOD | MIL-A-3316 | Adhesives, Fire-Resistant, Thermal Insulation | 1987; Rev C; Am 2 1990
7453 | 22 15 19.13 20 | LARGE NONLUBRICATED RECIPROCATING AIR COMPRESSORS (OVER 300 HP) | 11/09 | U.S. DEPARTMENT OF DEFENSE | DOD | MIL-T-19646 | Thermometer, Gas Actuated, Remote Reading | 1990; Rev A; Notice 1 2021
7454 | 22 15 19.13 20 | LARGE NONLUBRICATED RECIPROCATING AIR COMPRESSORS (OVER 300 HP) | 11/09 | U.S. NATIONAL ARCHIVES AND RECORDS ADMINISTRATION | NARA | 29 CFR 1910.219 | Mechanical Power Transmission Apparatus
7455 | 22 15 19.19 20 | NONLUBRICATED ROTARY SCREW AIR COMPRESSORS (100 HP AND LARGER) | 05/11 | AMERICAN BEARING MANUFACTURERS ASSOCIATION | ABMA | ABMA 9 | Load Ratings and Fatigue Life for Ball Bearings | 2015
7456 | 22 15 19.19 20 | NONLUBRICATED ROTARY SCREW AIR COMPRESSORS (100 HP AND LARGER) | 05/11 | AMERICAN BEARING MANUFACTURERS ASSOCIATION | ABMA | ABMA 11 | Load Ratings and Fatigue Life for Roller Bearings | 2014
7457 | 22 15 19.19 20 | NONLUBRICATED ROTARY SCREW AIR COMPRESSORS (100 HP AND LARGER) | 05/11 | AMERICAN GEAR MANUFACTURERS ASSOCIATION | AGMA | AGMA 2011 | Cylindrical Wormgearing Tolerance and Inspection Methods | 2014B
7458 | 22 15 19.19 20 | NONLUBRICATED ROTARY SCREW AIR COMPRESSORS (100 HP AND LARGER) | 05/11 | AMERICAN GEAR MANUFACTURERS ASSOCIATION | AGMA | ANSI/AGMA 2009 | Bevel Gear Classification, Tolerances, and Inspection Methods | 2001B; R 2008
7459 | 22 15 19.19 20 | NONLUBRICATED ROTARY SCREW AIR COMPRESSORS (100 HP AND LARGER) | 05/11 | AMERICAN PETROLEUM INSTITUTE | API | API Std 619 | Rotary-Type Positive Displacement Compressors for Petroleum, Petrochemical, and Natural Gas Industries | 2010
7460 | 22 15 19.19 20 | NONLUBRICATED ROTARY SCREW AIR COMPRESSORS (100 HP AND LARGER) | 05/11 | AMERICAN SOCIETY OF MECHANICAL ENGINEERS | ASME | ASME B1.20.1 | Pipe Threads, General Purpose (Inch) | 2013; R 2018
7461 | 22 15 19.19 20 | NONLUBRICATED ROTARY SCREW AIR COMPRESSORS (100 HP AND LARGER) | 05/11 | AMERICAN SOCIETY OF MECHANICAL ENGINEERS | ASME | ASME B16.1 | Gray Iron Pipe Flanges and Flanged Fittings Classes 25, 125, and 250 | 2020
7462 | 22 15 19.19 20 | NONLUBRICATED ROTARY SCREW AIR COMPRESSORS (100 HP AND LARGER) | 05/11 | AMERICAN SOCIETY OF MECHANICAL ENGINEERS | ASME | ASME B16.5 | Pipe Flanges and Flanged Fittings NPS 1/2 Through NPS 24 Metric/Inch Standard | 2020
7463 | 22 15 19.19 20 | NONLUBRICATED ROTARY SCREW AIR COMPRESSORS (100 HP AND LARGER) | 05/11 | AMERICAN SOCIETY OF MECHANICAL ENGINEERS | ASME | ASME B40.100 | Pressure Gauges and Gauge Attachments | 2022
7464 | 22 15 19.19 20 | NONLUBRICATED ROTARY SCREW AIR COMPRESSORS (100 HP AND LARGER) | 05/11 | AMERICAN SOCIETY OF MECHANICAL ENGINEERS | ASME | ASME BPVC SEC VIII D1 | BPVC Section VIII-Rules for Construction of Pressure Vessels Division 1 | 2019
7465 | 22 15 19.19 20 | NONLUBRICATED ROTARY SCREW AIR COMPRESSORS (100 HP AND LARGER) | 05/11 | AMERICAN SOCIETY OF MECHANICAL ENGINEERS | ASME | ASME PTC 9 | Displacement Compressors, Vacuum Pumps and Blowers (for historical reference only) | 1970; R 1997
7466 | 22 15 19.19 20 | NONLUBRICATED ROTARY SCREW AIR COMPRESSORS (100 HP AND LARGER) | 05/11 | ASTM INTERNATIONAL | ASTM | ASTM A36/A36M | Standard Specification for Carbon Structural Steel | 2019
7467 | 22 15 19.19 20 | NONLUBRICATED ROTARY SCREW AIR COMPRESSORS (100 HP AND LARGER) | 05/11 | ASTM INTERNATIONAL | ASTM | ASTM B111/B111M | Standard Specification for Copper and Copper-Alloy Seamless Condenser Tubes and Ferrule Stock | 2018
7468 | 22 15 19.19 20 | NONLUBRICATED ROTARY SCREW AIR COMPRESSORS (100 HP AND LARGER) | 05/11 | ASTM INTERNATIONAL | ASTM | ASTM B171/B171M | Standard Specification for Copper-Alloy Plate and Sheet for Pressure Vessels, Condensers and Heat Exchangers | 2012
7469 | 22 15 19.19 20 | NONLUBRICATED ROTARY SCREW AIR COMPRESSORS (100 HP AND LARGER) | 05/11 | ASTM INTERNATIONAL | ASTM | ASTM B209 | Standard Specification for Aluminum and Aluminum-Alloy Sheet and Plate | 2014
7470 | 22 15 19.19 20 | NONLUBRICATED ROTARY SCREW AIR COMPRESSORS (100 HP AND LARGER) | 05/11 | ASTM INTERNATIONAL | ASTM | ASTM B209M | Standard Specification for Aluminum and Aluminum-Alloy Sheet and Plate (Metric) | 2014
7471 | 22 15 19.19 20 | NONLUBRICATED ROTARY SCREW AIR COMPRESSORS (100 HP AND LARGER) | 05/11 | ASTM INTERNATIONAL | ASTM | ASTM C553 | Standard Specification for Mineral Fiber Blanket Thermal Insulation for Commercial and Industrial Applications | 2013; R 2019
7472 | 22 15 19.19 20 | NONLUBRICATED ROTARY SCREW AIR COMPRESSORS (100 HP AND LARGER) | 05/11 | ASTM INTERNATIONAL | ASTM | ASTM E84 | Standard Test Method for Surface Burning Characteristics of Building Materials | 2023
7473 | 22 15 19.19 20 | NONLUBRICATED ROTARY SCREW AIR COMPRESSORS (100 HP AND LARGER) | 05/11 | COMPRESSED GAS ASSOCIATION | CGA | CGA G-7.1 | Commodity Specification for Air; 5th Edition | 2011
7474 | 22 15 19.19 20 | NONLUBRICATED ROTARY SCREW AIR COMPRESSORS (100 HP AND LARGER) | 05/11 | INSTITUTE OF ELECTRICAL AND ELECTRONICS ENGINEERS | IEEE | IEEE 112 | Standard Test Procedure for Polyphase Induction Motors and Generators | 2017
7475 | 22 15 19.19 20 | NONLUBRICATED ROTARY SCREW AIR COMPRESSORS (100 HP AND LARGER) | 05/11 | INTERNATIONAL ORGANIZATION FOR STANDARDIZATION | ISO | ISO 2151 | Acoustics - Noise Test Code for Compressors and Vacuum Pumps - Engineering Method (Grade 2) | 2004
7476 | 22 15 19.19 20 | NONLUBRICATED ROTARY SCREW AIR COMPRESSORS (100 HP AND LARGER) | 05/11 | NATIONAL ELECTRICAL MANUFACTURERS ASSOCIATION | NEMA | NEMA ICS 2 | Industrial Control and Systems Controllers, Contactors, and Overload Relays Rated 600 V | 2000; R 2020
7477 | 22 15 19.19 20 | NONLUBRICATED ROTARY SCREW AIR COMPRESSORS (100 HP AND LARGER) | 05/11 | NATIONAL ELECTRICAL MANUFACTURERS ASSOCIATION | NEMA | NEMA ICS 6 | Industrial Control and Systems: Enclosures | 1993; R 2016
7478 | 22 15 19.19 20 | NONLUBRICATED ROTARY SCREW AIR COMPRESSORS (100 HP AND LARGER) | 05/11 | NATIONAL ELECTRICAL MANUFACTURERS ASSOCIATION | NEMA | NEMA MG 1 | Motors and Generators | 2021
7479 | 22 15 19.19 20 | NONLUBRICATED ROTARY SCREW AIR COMPRESSORS (100 HP AND LARGER) | 05/11 | U.S. DEPARTMENT OF DEFENSE | DOD | MIL-A-3316 | Adhesives, Fire-Resistant, Thermal Insulation | 1987; Rev C; Am 2 1990
7480 | 22 15 19.19 20 | NONLUBRICATED ROTARY SCREW AIR COMPRESSORS (100 HP AND LARGER) | 05/11 | U.S. DEPARTMENT OF DEFENSE | DOD | MIL-T-19646 | Thermometer, Gas Actuated, Remote Reading | 1990; Rev A; Notice 1 2021
7481 | 22 15 19.19 20 | NONLUBRICATED ROTARY SCREW AIR COMPRESSORS (100 HP AND LARGER) | 05/11 | U.S. NATIONAL ARCHIVES AND RECORDS ADMINISTRATION | NARA | 29 CFR 1910.219 | Mechanical Power Transmission Apparatus
7482 | 22 15 26.00 20 | HIGH AND MEDIUM PRESSURE COMPRESSED AIR PIPING | 04/06 | AIR-CONDITIONING, HEATING AND REFRIGERATION INSTITUTE | AHRI | ANSI/AHRI 520 | Performance Rating of Positive Displacement Condensing Units | 2004
7483 | 22 15 26.00 20 | HIGH AND MEDIUM PRESSURE COMPRESSED AIR PIPING | 04/06 | AMERICAN SOCIETY OF MECHANICAL ENGINEERS | ASME | ASME A13.1 | Scheme for the Identification of Piping Systems | 2023
7484 | 22 15 26.00 20 | HIGH AND MEDIUM PRESSURE COMPRESSED AIR PIPING | 04/06 | AMERICAN SOCIETY OF MECHANICAL ENGINEERS | ASME | ASME B1.20.1 | Pipe Threads, General Purpose (Inch) | 2013; R 2018
7485 | 22 15 26.00 20 | HIGH AND MEDIUM PRESSURE COMPRESSED AIR PIPING | 04/06 | AMERICAN SOCIETY OF MECHANICAL ENGINEERS | ASME | ASME B16.9 | Factory-Made Wrought Buttwelding Fittings | 2018
7486 | 22 15 26.00 20 | HIGH AND MEDIUM PRESSURE COMPRESSED AIR PIPING | 04/06 | AMERICAN SOCIETY OF MECHANICAL ENGINEERS | ASME | ASME B16.11 | Forged Fittings, Socket-Welding and Threaded | 2022
7487 | 22 15 26.00 20 | HIGH AND MEDIUM PRESSURE COMPRESSED AIR PIPING | 04/06 | AMERICAN SOCIETY OF MECHANICAL ENGINEERS | ASME | ASME B16.20 | Metallic Gaskets for Pipe Flanges | 2023
7488 | 22 15 26.00 20 | HIGH AND MEDIUM PRESSURE COMPRESSED AIR PIPING | 04/06 | AMERICAN SOCIETY OF MECHANICAL ENGINEERS | ASME | ASME B16.34 | Valves - Flanged, Threaded and Welding End | 2021
7489 | 22 15 26.00 20 | HIGH AND MEDIUM PRESSURE COMPRESSED AIR PIPING | 04/06 | AMERICAN SOCIETY OF MECHANICAL ENGINEERS | ASME | ASME B16.39 | Standard for Malleable Iron Threaded Pipe Unions; Classes 150, 250, and 300 | 2020
7490 | 22 15 26.00 20 | HIGH AND MEDIUM PRESSURE COMPRESSED AIR PIPING | 04/06 | AMERICAN SOCIETY OF MECHANICAL ENGINEERS | ASME | ASME B31.1 | Power Piping | 2022
7491 | 22 15 26.00 20 | HIGH AND MEDIUM PRESSURE COMPRESSED AIR PIPING | 04/06 | AMERICAN SOCIETY OF MECHANICAL ENGINEERS | ASME | ASME B36.10M | Welded and Seamless Wrought Steel Pipe | 2022
7492 | 22 15 26.00 20 | HIGH AND MEDIUM PRESSURE COMPRESSED AIR PIPING | 04/06 | AMERICAN SOCIETY OF MECHANICAL ENGINEERS | ASME | ASME B40.100 | Pressure Gauges and Gauge Attachments | 2022
7493 | 22 15 26.00 20 | HIGH AND MEDIUM PRESSURE COMPRESSED AIR PIPING | 04/06 | AMERICAN SOCIETY OF MECHANICAL ENGINEERS | ASME | ASME B46.1 | Surface Texture, Surface Roughness, Waviness and Lay | 2020
7494 | 22 15 26.00 20 | HIGH AND MEDIUM PRESSURE COMPRESSED AIR PIPING | 04/06 | AMERICAN SOCIETY OF MECHANICAL ENGINEERS | ASME | ASME BPVC SEC IX | BPVC Section IX-Welding, Brazing and Fusing Qualifications | 2017; Errata 2018
7495 | 22 15 26.00 20 | HIGH AND MEDIUM PRESSURE COMPRESSED AIR PIPING | 04/06 | AMERICAN SOCIETY OF MECHANICAL ENGINEERS | ASME | ASME BPVC SEC VIII D1 | BPVC Section VIII-Rules for Construction of Pressure Vessels Division 1 | 2019
7496 | 22 15 26.00 20 | HIGH AND MEDIUM PRESSURE COMPRESSED AIR PIPING | 04/06 | AMERICAN WELDING SOCIETY | AWS | AWS D1.1/D1.1M | Structural Welding Code - Steel | 2020; Errata 1 2021
7497 | 22 15 26.00 20 | HIGH AND MEDIUM PRESSURE COMPRESSED AIR PIPING | 04/06 | AMERICAN WELDING SOCIETY | AWS | AWS Z49.1 | Safety in Welding and Cutting and Allied Processes | 2021
7498 | 22 15 26.00 20 | HIGH AND MEDIUM PRESSURE COMPRESSED AIR PIPING | 04/06 | ASTM INTERNATIONAL | ASTM | ASTM A53/A53M | Standard Specification for Pipe, Steel, Black and Hot-Dipped, Zinc-Coated, Welded and Seamless | 2024
7499 | 22 15 26.00 20 | HIGH AND MEDIUM PRESSURE COMPRESSED AIR PIPING | 04/06 | ASTM INTERNATIONAL | ASTM | ASTM A106/A106M | Standard Specification for Seamless Carbon Steel Pipe for High-Temperature Service | 2019a
7500 | 22 15 26.00 20 | HIGH AND MEDIUM PRESSURE COMPRESSED AIR PIPING | 04/06 | ASTM INTERNATIONAL | ASTM | ASTM A182/A182M | Standard Specification for Forged or Rolled Alloy and Stainless Steel Pipe Flanges, Forged Fittings, and Valves and Parts for High-Temperature Service | 2024
7501 | 22 15 26.00 20 | HIGH AND MEDIUM PRESSURE COMPRESSED AIR PIPING | 04/06 | ASTM INTERNATIONAL | ASTM | ASTM A193/A193M | Standard Specification for Alloy-Steel and Stainless Steel Bolting Materials for High-Temperature Service and Other Special Purpose Applications | 2024
7502 | 22 15 26.00 20 | HIGH AND MEDIUM PRESSURE COMPRESSED AIR PIPING | 04/06 | ASTM INTERNATIONAL | ASTM | ASTM A194/A194M | Standard Specification for Carbon Steel, Alloy Steel, and Stainless Steel Nuts for Bolts for High-Pressure or High-Temperature Service, or Both | 2024
7503 | 22 15 26.00 20 | HIGH AND MEDIUM PRESSURE COMPRESSED AIR PIPING | 04/06 | ASTM INTERNATIONAL | ASTM | ASTM A269/A269M | Standard Specification for Seamless and Welded Austenitic Stainless Steel Tubing for General Service | 2024
7504 | 22 15 26.00 20 | HIGH AND MEDIUM PRESSURE COMPRESSED AIR PIPING | 04/06 | ASTM INTERNATIONAL | ASTM | ASTM A312/A312M | Standard Specification for Seamless, Welded, and Heavily Cold Worked Austenitic Stainless Steel Pipes | 2022a
7505 | 22 15 26.00 20 | HIGH AND MEDIUM PRESSURE COMPRESSED AIR PIPING | 04/06 | ASTM INTERNATIONAL | ASTM | ASTM A351/A351M | Standard Specification for Castings, Austenitic, for Pressure-Containing Parts | 2024
7506 | 22 15 26.00 20 | HIGH AND MEDIUM PRESSURE COMPRESSED AIR PIPING | 04/06 | ASTM INTERNATIONAL | ASTM | ASTM A380/A380M | Standard Practice for Cleaning, Descaling, and Passivation of Stainless Steel Parts, Equipment, and Systems | 2017
7507 | 22 15 26.00 20 | HIGH AND MEDIUM PRESSURE COMPRESSED AIR PIPING | 04/06 | ASTM INTERNATIONAL | ASTM | ASTM A403/A403M | Standard Specification for Wrought Austenitic Stainless Steel Piping Fittings | 2022b
7508 | 22 15 26.00 20 | HIGH AND MEDIUM PRESSURE COMPRESSED AIR PIPING | 04/06 | ASTM INTERNATIONAL | ASTM | ASTM B127 | Standard Specification for Nickel-Copper Alloy (UNS N04400) Plate, Sheet, and Strip | 2019
7509 | 22 15 26.00 20 | HIGH AND MEDIUM PRESSURE COMPRESSED AIR PIPING | 04/06 | ASTM INTERNATIONAL | ASTM | ASTM B164 | Standard Specification for Nickel-Copper Alloy Rod, Bar, and Wire | 2003; R 2014
7510 | 22 15 26.00 20 | HIGH AND MEDIUM PRESSURE COMPRESSED AIR PIPING | 04/06 | ASTM INTERNATIONAL | ASTM | ASTM B165 | Standard Specification for Nickel-Copper Alloy (UNS N04400)* Seamless Pipe and Tube | 2019
7511 | 22 15 26.00 20 | HIGH AND MEDIUM PRESSURE COMPRESSED AIR PIPING | 04/06 | ASTM INTERNATIONAL | ASTM | ASTM B564 | Standard Specification for Nickel Alloy Forgings | 2022
7512 | 22 15 26.00 20 | HIGH AND MEDIUM PRESSURE COMPRESSED AIR PIPING | 04/06 | ASTM INTERNATIONAL | ASTM | ASTM E11 | Standard Specification for Woven Wire Test Sieve Cloth and Test Sieves | 2024
7513 | 22 15 26.00 20 | HIGH AND MEDIUM PRESSURE COMPRESSED AIR PIPING | 04/06 | ASTM INTERNATIONAL | ASTM | ASTM E381 | Standard Method of Macroetch Testing Steel Bars, Billets, Blooms, and Forgings | 2022
7514 | 22 15 26.00 20 | HIGH AND MEDIUM PRESSURE COMPRESSED AIR PIPING | 04/06 | MANUFACTURERS STANDARDIZATION SOCIETY OF THE VALVE AND FITTINGS INDUSTRY | MSS | MSS SP-58 | Pipe Hangers and Supports - Materials, Design and Manufacture, Selection, Application, and Installation | 2018
7515 | 22 15 26.00 20 | HIGH AND MEDIUM PRESSURE COMPRESSED AIR PIPING | 04/06 | MANUFACTURERS STANDARDIZATION SOCIETY OF THE VALVE AND FITTINGS INDUSTRY | MSS | MSS SP-71 | Gray Iron Swing Check Valves, Flanged and Threaded Ends | 2018
7516 | 22 15 26.00 20 | HIGH AND MEDIUM PRESSURE COMPRESSED AIR PIPING | 04/06 | MANUFACTURERS STANDARDIZATION SOCIETY OF THE VALVE AND FITTINGS INDUSTRY | MSS | MSS SP-80 | Bronze Gate, Globe, Angle and Check Valves | 2019
7517 | 22 15 26.00 20 | HIGH AND MEDIUM PRESSURE COMPRESSED AIR PIPING | 04/06 | NATIONAL ELECTRICAL MANUFACTURERS ASSOCIATION | NEMA | NEMA ICS 2 | Industrial Control and Systems Controllers, Contactors, and Overload Relays Rated 600 V | 2000; R 2020
7518 | 22 15 26.00 20 | HIGH AND MEDIUM PRESSURE COMPRESSED AIR PIPING | 04/06 | NATIONAL ELECTRICAL MANUFACTURERS ASSOCIATION | NEMA | NEMA ICS 6 | Industrial Control and Systems: Enclosures | 1993; R 2016
7519 | 22 15 26.00 20 | HIGH AND MEDIUM PRESSURE COMPRESSED AIR PIPING | 04/06 | NATIONAL ELECTRICAL MANUFACTURERS ASSOCIATION | NEMA | NEMA MG 1 | Motors and Generators | 2021
7520 | 22 15 26.00 20 | HIGH AND MEDIUM PRESSURE COMPRESSED AIR PIPING | 04/06 | NATIONAL FLUID POWER ASSOCIATION | NFLPA | ANSI/NFLPA T3.12.3 | Pneumatic Fluid Power - Pressure Regulator - Industrial Type | 1992; Rev 2
7521 | 22 15 26.00 20 | HIGH AND MEDIUM PRESSURE COMPRESSED AIR PIPING | 04/06 | SHEET METAL AND AIR CONDITIONING CONTRACTORS' NATIONAL ASSOCIATION | SMACNA | SMACNA 1981 | Seismic Restraint Manual Guidelines for Mechanical Systems, 3rd Edition | 2008
7522 | 22 15 26.00 20 | HIGH AND MEDIUM PRESSURE COMPRESSED AIR PIPING | 04/06 | SOCIETY FOR PROTECTIVE COATINGS | SSPC | SSPC SP 10/NACE No. 2 | Near-White Blast Cleaning | 2015
7523 | 22 15 26.00 20 | HIGH AND MEDIUM PRESSURE COMPRESSED AIR PIPING | 04/06 | SOCIETY OF AUTOMOTIVE ENGINEERS INTERNATIONAL | SAE | SAE AMS7276 | Rings, Sealing Fluorocarbon (FKM) Rubber High-Temperature Fluid Resistant Low Compression Set 70 to 80 | 2020; Rev J
7524 | 22 15 26.00 20 | HIGH AND MEDIUM PRESSURE COMPRESSED AIR PIPING | 04/06 | SOCIETY OF AUTOMOTIVE ENGINEERS INTERNATIONAL | SAE | SAE AS4841 | Fittings, 37 Degree Flared, Fluid Connection | 2021; Rev D
7525 | 22 15 26.00 20 | HIGH AND MEDIUM PRESSURE COMPRESSED AIR PIPING | 04/06 | SOCIETY OF AUTOMOTIVE ENGINEERS INTERNATIONAL | SAE | SAE AS4842 | Fittings and Bosses, Pipe Threaded, Fluid Connection | 2016; Rev A
7526 | 22 15 26.00 20 | HIGH AND MEDIUM PRESSURE COMPRESSED AIR PIPING | 04/06 | SOCIETY OF AUTOMOTIVE ENGINEERS INTERNATIONAL | SAE | SAE AS4842/1 | Fittings, 37 Degree Flared to Pipe Threaded, Fluid Connection | 2016; Rev A
7527 | 22 15 26.00 20 | HIGH AND MEDIUM PRESSURE COMPRESSED AIR PIPING | 04/06 | SOCIETY OF AUTOMOTIVE ENGINEERS INTERNATIONAL | SAE | SAE AS4843 | Fittings, Beaded, Fluid Connection | 2016; Rev A
7528 | 22 15 26.00 20 | HIGH AND MEDIUM PRESSURE COMPRESSED AIR PIPING | 04/06 | SOCIETY OF AUTOMOTIVE ENGINEERS INTERNATIONAL | SAE | SAE AS4843/1 | Fittings, Beaded to 37 Degree Flared, Fluid Connection | 2016; Rev A
7529 | 22 15 26.00 20 | HIGH AND MEDIUM PRESSURE COMPRESSED AIR PIPING | 04/06 | SOCIETY OF AUTOMOTIVE ENGINEERS INTERNATIONAL | SAE | SAE AS4843/2 | Fittings, Beaded to Pipe Threaded, Fluid Connection | 2016; Rev A
7530 | 22 15 26.00 20 | HIGH AND MEDIUM PRESSURE COMPRESSED AIR PIPING | 04/06 | SOCIETY OF AUTOMOTIVE ENGINEERS INTERNATIONAL | SAE | SAE AS4875 | Fittings, Straight Threaded Boss, Fluid Connection | 2016; Rev A
7531 | 22 15 26.00 20 | HIGH AND MEDIUM PRESSURE COMPRESSED AIR PIPING | 04/06 | SOCIETY OF AUTOMOTIVE ENGINEERS INTERNATIONAL | SAE | SAE AS4875/1 | Fittings, Straight Thread Boss or Flanged to 37 Degree Flared, Fluid Connection | 2021; Rev B
7532 | 22 15 26.00 20 | HIGH AND MEDIUM PRESSURE COMPRESSED AIR PIPING | 04/06 | SOCIETY OF AUTOMOTIVE ENGINEERS INTERNATIONAL | SAE | SAE AS4875/2 | Fittings, Flanged to Beaded, Fluid Connection | 2016; Rev A
7533 | 22 15 26.00 20 | HIGH AND MEDIUM PRESSURE COMPRESSED AIR PIPING | 04/06 | SOCIETY OF AUTOMOTIVE ENGINEERS INTERNATIONAL | SAE | SAE J514 | Hydraulic Tube Fittings | 2012
7534 | 22 15 26.00 20 | HIGH AND MEDIUM PRESSURE COMPRESSED AIR PIPING | 04/06 | U.S. DEPARTMENT OF DEFENSE | DOD | MIL-C-15726 | Copper-Nickel Alloy, Sheet, Plate, Strip, Bar, Rod, and Wire | 1988; Rev F; Am 1 1991; Notice 1 2020
7535 | 22 15 26.00 20 | HIGH AND MEDIUM PRESSURE COMPRESSED AIR PIPING | 04/06 | U.S. DEPARTMENT OF DEFENSE | DOD | MIL-T-16420 | Tube, Copper-Nickel Alloy, Seamless and Welded (Copper Alloy Numbers 715 and 706) | 1978; Rev K; Am 1 1988
7536 | 22 15 26.00 20 | HIGH AND MEDIUM PRESSURE COMPRESSED AIR PIPING | 04/06 | U.S. GENERAL SERVICES ADMINISTRATION | GSA | CID A-A-1689 | Tape, Pressure-Sensitive Adhesive, (Plastic Film) | Rev B
7537 | 22 15 26.00 20 | HIGH AND MEDIUM PRESSURE COMPRESSED AIR PIPING | 04/06 | U.S. GENERAL SERVICES ADMINISTRATION | GSA | CID A-A-58092 | Tape, Antiseize, Polytetrafluoroethylene | Basic; Notice 1; Notice 2
7538 | 22 15 26.00 20 | HIGH AND MEDIUM PRESSURE COMPRESSED AIR PIPING | 04/06 | U.S. GENERAL SERVICES ADMINISTRATION | GSA | CID A-A-60001 | Traps, Steam | Rev A
7539 | 22 15 26.00 20 | HIGH AND MEDIUM PRESSURE COMPRESSED AIR PIPING | 04/06 | U.S. GENERAL SERVICES ADMINISTRATION | GSA | FS QQ-B-654 | Brazing Alloys, Silver | Rev A; Notice 1; Notice 2
7540 | 22 15 26.00 20 | HIGH AND MEDIUM PRESSURE COMPRESSED AIR PIPING | 04/06 | U.S. GENERAL SERVICES ADMINISTRATION | GSA | FS WW-S-2739 | Strainers, Sediment: Pipeline, Water, Air, Gas, Oil, or Steam | Basic; Notice 1; Notice 2
7541 | 22 15 26.00 20 | HIGH AND MEDIUM PRESSURE COMPRESSED AIR PIPING | 04/06 | U.S. NATIONAL ARCHIVES AND RECORDS ADMINISTRATION | NARA | 29 CFR 1910.219 | Mechanical Power Transmission Apparatus
7542 | 22 15 26.00 20 | HIGH AND MEDIUM PRESSURE COMPRESSED AIR PIPING | 04/06 | U.S. NAVAL SEA SYSTEMS COMMAND | NAVSEA | QPL-24109 | Valve, Globe, Angle, Quick Change Cartridge Trim, High Pressure (H.P.) Hydraulic and Pneumatic (Sizes 1/8 - 1-1/4 Inches) | 2014
7543 | 22 16 19.26 20 | LARGE CENTRIFUGAL AIR COMPRESSORS (OVER 200 HP) | 11/09 | AMERICAN GEAR MANUFACTURERS ASSOCIATION | AGMA | AGMA 2011 | Cylindrical Wormgearing Tolerance and Inspection Methods | 2014B
7544 | 22 16 19.26 20 | LARGE CENTRIFUGAL AIR COMPRESSORS (OVER 200 HP) | 11/09 | AMERICAN GEAR MANUFACTURERS ASSOCIATION | AGMA | ANSI/AGMA 2009 | Bevel Gear Classification, Tolerances, and Inspection Methods | 2001B; R 2008
7545 | 22 16 19.26 20 | LARGE CENTRIFUGAL AIR COMPRESSORS (OVER 200 HP) | 11/09 | AMERICAN PETROLEUM INSTITUTE | API | API Std 672 | Packaged, Integrally Geared Centrifugal Air Compressors for Petroleum, Chemical, and Gas Industry Services | 2004; Errata 2007; Errata 2010
7546 | 22 16 19.26 20 | LARGE CENTRIFUGAL AIR COMPRESSORS (OVER 200 HP) | 11/09 | AMERICAN SOCIETY OF MECHANICAL ENGINEERS | ASME | ASME B1.20.1 | Pipe Threads, General Purpose (Inch) | 2013; R 2018
7547 | 22 16 19.26 20 | LARGE CENTRIFUGAL AIR COMPRESSORS (OVER 200 HP) | 11/09 | AMERICAN SOCIETY OF MECHANICAL ENGINEERS | ASME | ASME B16.1 | Gray Iron Pipe Flanges and Flanged Fittings Classes 25, 125, and 250 | 2020
7548 | 22 16 19.26 20 | LARGE CENTRIFUGAL AIR COMPRESSORS (OVER 200 HP) | 11/09 | AMERICAN SOCIETY OF MECHANICAL ENGINEERS | ASME | ASME B16.5 | Pipe Flanges and Flanged Fittings NPS 1/2 Through NPS 24 Metric/Inch Standard | 2020
7549 | 22 16 19.26 20 | LARGE CENTRIFUGAL AIR COMPRESSORS (OVER 200 HP) | 11/09 | AMERICAN SOCIETY OF MECHANICAL ENGINEERS | ASME | ASME B40.100 | Pressure Gauges and Gauge Attachments | 2022
7550 | 22 16 19.26 20 | LARGE CENTRIFUGAL AIR COMPRESSORS (OVER 200 HP) | 11/09 | AMERICAN SOCIETY OF MECHANICAL ENGINEERS | ASME | ASME BPVC SEC VIII D1 | BPVC Section VIII-Rules for Construction of Pressure Vessels Division 1 | 2019
7551 | 22 16 19.26 20 | LARGE CENTRIFUGAL AIR COMPRESSORS (OVER 200 HP) | 11/09 | AMERICAN SOCIETY OF MECHANICAL ENGINEERS | ASME | ASME PTC 10 | Performance Test Code on Compressors and Exhausters | 2022
7552 | 22 16 19.26 20 | LARGE CENTRIFUGAL AIR COMPRESSORS (OVER 200 HP) | 11/09 | ASTM INTERNATIONAL | ASTM | ASTM A36/A36M | Standard Specification for Carbon Structural Steel | 2019
7553 | 22 16 19.26 20 | LARGE CENTRIFUGAL AIR COMPRESSORS (OVER 200 HP) | 11/09 | ASTM INTERNATIONAL | ASTM | ASTM B111/B111M | Standard Specification for Copper and Copper-Alloy Seamless Condenser Tubes and Ferrule Stock | 2018
7554 | 22 16 19.26 20 | LARGE CENTRIFUGAL AIR COMPRESSORS (OVER 200 HP) | 11/09 | ASTM INTERNATIONAL | ASTM | ASTM B171/B171M | Standard Specification for Copper-Alloy Plate and Sheet for Pressure Vessels, Condensers and Heat Exchangers | 2012
7555 | 22 16 19.26 20 | LARGE CENTRIFUGAL AIR COMPRESSORS (OVER 200 HP) | 11/09 | ASTM INTERNATIONAL | ASTM | ASTM B209 | Standard Specification for Aluminum and Aluminum-Alloy Sheet and Plate | 2014
7556 | 22 16 19.26 20 | LARGE CENTRIFUGAL AIR COMPRESSORS (OVER 200 HP) | 11/09 | ASTM INTERNATIONAL | ASTM | ASTM B209M | Standard Specification for Aluminum and Aluminum-Alloy Sheet and Plate (Metric) | 2014
7557 | 22 16 19.26 20 | LARGE CENTRIFUGAL AIR COMPRESSORS (OVER 200 HP) | 11/09 | ASTM INTERNATIONAL | ASTM | ASTM C553 | Standard Specification for Mineral Fiber Blanket Thermal Insulation for Commercial and Industrial Applications | 2013; R 2019
7558 | 22 16 19.26 20 | LARGE CENTRIFUGAL AIR COMPRESSORS (OVER 200 HP) | 11/09 | ASTM INTERNATIONAL | ASTM | ASTM E84 | Standard Test Method for Surface Burning Characteristics of Building Materials | 2023
7559 | 22 16 19.26 20 | LARGE CENTRIFUGAL AIR COMPRESSORS (OVER 200 HP) | 11/09 | COMPRESSED GAS ASSOCIATION | CGA | CGA G-7.1 | Commodity Specification for Air; 5th Edition | 2011
7560 | 22 16 19.26 20 | LARGE CENTRIFUGAL AIR COMPRESSORS (OVER 200 HP) | 11/09 | INSTITUTE OF ELECTRICAL AND ELECTRONICS ENGINEERS | IEEE | IEEE 112 | Standard Test Procedure for Polyphase Induction Motors and Generators | 2017
7561 | 22 16 19.26 20 | LARGE CENTRIFUGAL AIR COMPRESSORS (OVER 200 HP) | 11/09 | INTERNATIONAL ORGANIZATION FOR STANDARDIZATION | ISO | ISO 2151 | Acoustics - Noise Test Code for Compressors and Vacuum Pumps - Engineering Method (Grade 2) | 2004
7562 | 22 16 19.26 20 | LARGE CENTRIFUGAL AIR COMPRESSORS (OVER 200 HP) | 11/09 | NATIONAL ELECTRICAL MANUFACTURERS ASSOCIATION | NEMA | NEMA ICS 2 | Industrial Control and Systems Controllers, Contactors, and Overload Relays Rated 600 V | 2000; R 2020
7563 | 22 16 19.26 20 | LARGE CENTRIFUGAL AIR COMPRESSORS (OVER 200 HP) | 11/09 | NATIONAL ELECTRICAL MANUFACTURERS ASSOCIATION | NEMA | NEMA ICS 6 | Industrial Control and Systems: Enclosures | 1993; R 2016
7564 | 22 16 19.26 20 | LARGE CENTRIFUGAL AIR COMPRESSORS (OVER 200 HP) | 11/09 | NATIONAL ELECTRICAL MANUFACTURERS ASSOCIATION | NEMA | NEMA MG 1 | Motors and Generators | 2021
7565 | 22 16 19.26 20 | LARGE CENTRIFUGAL AIR COMPRESSORS (OVER 200 HP) | 11/09 | U.S. DEPARTMENT OF DEFENSE | DOD | MIL-A-3316 | Adhesives, Fire-Resistant, Thermal Insulation | 1987; Rev C; Am 2 1990
7566 | 22 16 19.26 20 | LARGE CENTRIFUGAL AIR COMPRESSORS (OVER 200 HP) | 11/09 | U.S. DEPARTMENT OF DEFENSE | DOD | MIL-PRF-17331 | Lubricating Oil, Steam Turbine and Gear, Moderate Service | 2019; Rev L
7567 | 22 16 19.26 20 | LARGE CENTRIFUGAL AIR COMPRESSORS (OVER 200 HP) | 11/09 | U.S. DEPARTMENT OF DEFENSE | DOD | MIL-T-19646 | Thermometer, Gas Actuated, Remote Reading | 1990; Rev A; Notice 1 2021
7568 | 22 16 19.26 20 | LARGE CENTRIFUGAL AIR COMPRESSORS (OVER 200 HP) | 11/09 | U.S. NATIONAL ARCHIVES AND RECORDS ADMINISTRATION | NARA | 29 CFR 1910.219 | Mechanical Power Transmission Apparatus
7569 | 22 31 00 | WATER SOFTENERS, CATION-EXCHANGE (SODIUM CYCLE) | 02/09 | AMERICAN SOCIETY OF MECHANICAL ENGINEERS | ASME | ASME B1.1 | Unified Inch Screw Threads (UN, UNR, and UNJ Thread Form) | 2024
7570 | 22 31 00 | WATER SOFTENERS, CATION-EXCHANGE (SODIUM CYCLE) | 02/09 | AMERICAN SOCIETY OF MECHANICAL ENGINEERS | ASME | ASME B16.3 | Malleable Iron Threaded Fittings, Classes 150 and 300 | 2021
7571 | 22 31 00 | WATER SOFTENERS, CATION-EXCHANGE (SODIUM CYCLE) | 02/09 | AMERICAN SOCIETY OF MECHANICAL ENGINEERS | ASME | ASME B16.39 | Standard for Malleable Iron Threaded Pipe Unions; Classes 150, 250, and 300 | 2020
7572 | 22 31 00 | WATER SOFTENERS, CATION-EXCHANGE (SODIUM CYCLE) | 02/09 | AMERICAN SOCIETY OF MECHANICAL ENGINEERS | ASME | ASME B40.100 | Pressure Gauges and Gauge Attachments | 2022
7573 | 22 31 00 | WATER SOFTENERS, CATION-EXCHANGE (SODIUM CYCLE) | 02/09 | AMERICAN SOCIETY OF MECHANICAL ENGINEERS | ASME | ASME BPVC SEC VIII D1 | BPVC Section VIII-Rules for Construction of Pressure Vessels Division 1 | 2019
7574 | 22 31 00 | WATER SOFTENERS, CATION-EXCHANGE (SODIUM CYCLE) | 02/09 | AMERICAN WATER WORKS ASSOCIATION | AWWA | AWWA 10084 | Standard Methods for the Examination of Water and Wastewater | 2017
7575 | 22 31 00 | WATER SOFTENERS, CATION-EXCHANGE (SODIUM CYCLE) | 02/09 | AMERICAN WATER WORKS ASSOCIATION | AWWA | AWWA C110/A21.10 | Ductile-Iron and Gray-Iron Fittings | 2021
7576 | 22 31 00 | WATER SOFTENERS, CATION-EXCHANGE (SODIUM CYCLE) | 02/09 | AMERICAN WATER WORKS ASSOCIATION | AWWA | AWWA C111/A21.11 | Rubber-Gasket Joints for Ductile-Iron Pressure Pipe and Fittings | 2023
7577 | 22 31 00 | WATER SOFTENERS, CATION-EXCHANGE (SODIUM CYCLE) | 02/09 | AMERICAN WATER WORKS ASSOCIATION | AWWA | AWWA C115/A21.15 | Flanged Ductile-Iron Pipe With Ductile-Iron or Gray-Iron Threaded Flanges | 2020
7578 | 22 31 00 | WATER SOFTENERS, CATION-EXCHANGE (SODIUM CYCLE) | 02/09 | AMERICAN WATER WORKS ASSOCIATION | AWWA | AWWA C700 | Cold-Water Meters - Displacement Type, Metal Alloy Main Case | 2020
7579 | 22 31 00 | WATER SOFTENERS, CATION-EXCHANGE (SODIUM CYCLE) | 02/09 | AMERICAN WATER WORKS ASSOCIATION | AWWA | AWWA C701 | Cold-Water Meters - Turbine Type for Customer Service | 2019
7580 | 22 31 00 | WATER SOFTENERS, CATION-EXCHANGE (SODIUM CYCLE) | 02/09 | AMERICAN WATER WORKS ASSOCIATION | AWWA | AWWA D102 | Coating Steel Water-Storage Tanks | 2021
7581 | 22 31 00 | WATER SOFTENERS, CATION-EXCHANGE (SODIUM CYCLE) | 02/09 | ASTM INTERNATIONAL | ASTM | ASTM A6/A6M | Standard Specification for General Requirements for Rolled Structural Steel Bars, Plates, Shapes, and Sheet Piling | 2024a
7582 | 22 31 00 | WATER SOFTENERS, CATION-EXCHANGE (SODIUM CYCLE) | 02/09 | ASTM INTERNATIONAL | ASTM | ASTM A53/A53M | Standard Specification for Pipe, Steel, Black and Hot-Dipped, Zinc-Coated, Welded and Seamless | 2024
7583 | 22 31 00 | WATER SOFTENERS, CATION-EXCHANGE (SODIUM CYCLE) | 02/09 | ASTM INTERNATIONAL | ASTM | ASTM A123/A123M | Standard Specification for Zinc (Hot-Dip Galvanized) Coatings on Iron and Steel Products | 2017
7584 | 22 31 00 | WATER SOFTENERS, CATION-EXCHANGE (SODIUM CYCLE) | 02/09 | ASTM INTERNATIONAL | ASTM | ASTM A153/A153M | Standard Specification for Zinc Coating (Hot-Dip) on Iron and Steel Hardware | 2023
7585 | 22 31 00 | WATER SOFTENERS, CATION-EXCHANGE (SODIUM CYCLE) | 02/09 | ASTM INTERNATIONAL | ASTM | ASTM A666 | Standard Specification for Annealed or Cold-Worked Austenitic Stainless Steel Sheet, Strip, Plate and Flat Bar | 2023
7586 | 22 31 00 | WATER SOFTENERS, CATION-EXCHANGE (SODIUM CYCLE) | 02/09 | ASTM INTERNATIONAL | ASTM | ASTM B43 | Standard Specification for Seamless Red Brass Pipe, Standard Sizes | 2020
7587 | 22 31 00 | WATER SOFTENERS, CATION-EXCHANGE (SODIUM CYCLE) | 02/09 | ASTM INTERNATIONAL | ASTM | ASTM D1785 | Standard Specification for Poly(Vinyl Chloride) (PVC), Plastic Pipe, Schedules 40, 80, and 120 | 2021
7588 | 22 31 00 | WATER SOFTENERS, CATION-EXCHANGE (SODIUM CYCLE) | 02/09 | ASTM INTERNATIONAL | ASTM | ASTM D2241 | Standard Specification for Poly(Vinyl Chloride) (PVC) Pressure-Rated Pipe (SDR Series) | 2020
7589 | 22 31 00 | WATER SOFTENERS, CATION-EXCHANGE (SODIUM CYCLE) | 02/09 | ASTM INTERNATIONAL | ASTM | ASTM D3299 | Filament-Wound Glass-Fiber-Reinforced Thermoset Resin Corrosion-Resistant Tanks | 2010
7590 | 22 31 00 | WATER SOFTENERS, CATION-EXCHANGE (SODIUM CYCLE) | 02/09 | ASTM INTERNATIONAL | ASTM | ASTM E100 | Standard Specification for ASTM Hydrometers | 2017
7591 | 22 31 00 | WATER SOFTENERS, CATION-EXCHANGE (SODIUM CYCLE) | 02/09 | ASTM INTERNATIONAL | ASTM | ASTM E126 | Inspection and Verification of Hydrometers | 2013a
7592 | 22 31 00 | WATER SOFTENERS, CATION-EXCHANGE (SODIUM CYCLE) | 02/09 | ASTM INTERNATIONAL | ASTM | ASTM F593 | Standard Specification for Stainless Steel Bolts, Hex Cap Screws, and Studs | 2022
7593 | 22 31 00 | WATER SOFTENERS, CATION-EXCHANGE (SODIUM CYCLE) | 02/09 | MANUFACTURERS STANDARDIZATION SOCIETY OF THE VALVE AND FITTINGS INDUSTRY | MSS | MSS SP-58 | Pipe Hangers and Supports - Materials, Design and Manufacture, Selection, Application, and Installation | 2018
7594 | 22 31 00 | WATER SOFTENERS, CATION-EXCHANGE (SODIUM CYCLE) | 02/09 | MANUFACTURERS STANDARDIZATION SOCIETY OF THE VALVE AND FITTINGS INDUSTRY | MSS | MSS SP-70 | Gray Iron Gate Valves, Flanged and Threaded Ends | 2011
7595 | 22 31 00 | WATER SOFTENERS, CATION-EXCHANGE (SODIUM CYCLE) | 02/09 | MANUFACTURERS STANDARDIZATION SOCIETY OF THE VALVE AND FITTINGS INDUSTRY | MSS | MSS SP-80 | Bronze Gate, Globe, Angle and Check Valves | 2019
7596 | 22 31 00 | WATER SOFTENERS, CATION-EXCHANGE (SODIUM CYCLE) | 02/09 | NATIONAL ELECTRICAL MANUFACTURERS ASSOCIATION | NEMA | NEMA ICS 1 | Standard for Industrial Control and Systems: General Requirements | 2022
7597 | 22 31 00 | WATER SOFTENERS, CATION-EXCHANGE (SODIUM CYCLE) | 02/09 | NATIONAL ELECTRICAL MANUFACTURERS ASSOCIATION | NEMA | NEMA MG 1 | Motors and Generators | 2021
7598 | 22 31 00 | WATER SOFTENERS, CATION-EXCHANGE (SODIUM CYCLE) | 02/09 | NSF INTERNATIONAL | NSF | NSF/ANSI/CAN 61 | Drinking Water System Components - Health Effects | 2022
7599 | 22 33 30.00 10 | SOLAR WATER HEATING EQUIPMENT | 08/20 | AMERICAN NATIONAL STANDARDS INSTITUTE | ANSI | ANSI Z21.22/CSA 4.4 | Relief Valves for Hot Water Supply Systems | 2015; R 2020
7600 | 22 33 30.00 10 | SOLAR WATER HEATING EQUIPMENT | 08/20 | AMERICAN SOCIETY OF HEATING, REFRIGERATING AND AIR-CONDITIONING ENGINEERS | ASHRAE | ASHRAE 93 | Methods of Testing to Determine the Thermal Performance of Solar Collectors | 2010; Errata 2013l Errata 2014
7601 | 22 33 30.00 10 | SOLAR WATER HEATING EQUIPMENT | 08/20 | AMERICAN SOCIETY OF MECHANICAL ENGINEERS | ASME | ASME B1.20.1 | Pipe Threads, General Purpose (Inch) | 2013; R 2018
7602 | 22 33 30.00 10 | SOLAR WATER HEATING EQUIPMENT | 08/20 | AMERICAN SOCIETY OF MECHANICAL ENGINEERS | ASME | ASME B1.20.2M | Pipe Threads, 60 Deg. General Purpose (Metric) | 2006; R 2011
7603 | 22 33 30.00 10 | SOLAR WATER HEATING EQUIPMENT | 08/20 | AMERICAN SOCIETY OF MECHANICAL ENGINEERS | ASME | ASME B16.15 | Cast Copper Alloy Threaded Fittings Classes 125 and 250 | 2018
7604 | 22 33 30.00 10 | SOLAR WATER HEATING EQUIPMENT | 08/20 | AMERICAN SOCIETY OF MECHANICAL ENGINEERS | ASME | ASME B16.18 | Cast Copper Alloy Solder Joint Pressure Fittings | 2021
7605 | 22 33 30.00 10 | SOLAR WATER HEATING EQUIPMENT | 08/20 | AMERICAN SOCIETY OF MECHANICAL ENGINEERS | ASME | ASME B16.22 | Wrought Copper and Copper Alloy Solder Joint Pressure Fittings | 2021
7606 | 22 33 30.00 10 | SOLAR WATER HEATING EQUIPMENT | 08/20 | AMERICAN SOCIETY OF MECHANICAL ENGINEERS | ASME | ASME B16.26 | Standard for Cast Copper Alloy Fittings for Flared Copper Tubes | 2018
7607 | 22 33 30.00 10 | SOLAR WATER HEATING EQUIPMENT | 08/20 | AMERICAN SOCIETY OF MECHANICAL ENGINEERS | ASME | ASME B16.39 | Standard for Malleable Iron Threaded Pipe Unions; Classes 150, 250, and 300 | 2020
7608 | 22 33 30.00 10 | SOLAR WATER HEATING EQUIPMENT | 08/20 | AMERICAN SOCIETY OF MECHANICAL ENGINEERS | ASME | ASME B31.1 | Power Piping | 2022
7609 | 22 33 30.00 10 | SOLAR WATER HEATING EQUIPMENT | 08/20 | AMERICAN SOCIETY OF MECHANICAL ENGINEERS | ASME | ASME B40.100 | Pressure Gauges and Gauge Attachments | 2022
7610 | 22 33 30.00 10 | SOLAR WATER HEATING EQUIPMENT | 08/20 | AMERICAN SOCIETY OF MECHANICAL ENGINEERS | ASME | ASME BPVC SEC VIII D1 | BPVC Section VIII-Rules for Construction of Pressure Vessels Division 1 | 2019
7611 | 22 33 30.00 10 | SOLAR WATER HEATING EQUIPMENT | 08/20 | AMERICAN SOCIETY OF MECHANICAL ENGINEERS | ASME | ASME PTC 19.3 TW | Thermowells Performance Test Codes | 2016
7612 | 22 33 30.00 10 | SOLAR WATER HEATING EQUIPMENT | 08/20 | AMERICAN WELDING SOCIETY | AWS | AWS B2.1/B2.1M | Specification for Welding Procedure and Performance Qualification | 2021
7613 | 22 33 30.00 10 | SOLAR WATER HEATING EQUIPMENT | 08/20 | AMERICAN WELDING SOCIETY | AWS | AWS D1.2/D1.2M | Structural Welding Code - Aluminum | 2014; Errata 1 2014; Errata 2 2020
7614 | 22 33 30.00 10 | SOLAR WATER HEATING EQUIPMENT | 08/20 | ASTM INTERNATIONAL | ASTM | ASTM B32 | Standard Specification for Solder Metal | 2020
7615 | 22 33 30.00 10 | SOLAR WATER HEATING EQUIPMENT | 08/20 | ASTM INTERNATIONAL | ASTM | ASTM B62 | Standard Specification for Composition Bronze or Ounce Metal Castings | 2017
7616 | 22 33 30.00 10 | SOLAR WATER HEATING EQUIPMENT | 08/20 | ASTM INTERNATIONAL | ASTM | ASTM B75/B75M | Standard Specification for Seamless Copper Tube | 2020
7617 | 22 33 30.00 10 | SOLAR WATER HEATING EQUIPMENT | 08/20 | ASTM INTERNATIONAL | ASTM | ASTM B88 | Standard Specification for Seamless Copper Water Tube | 2022
7618 | 22 33 30.00 10 | SOLAR WATER HEATING EQUIPMENT | 08/20 | ASTM INTERNATIONAL | ASTM | ASTM B88M | Standard Specification for Seamless Copper Water Tube (Metric) | 2020
7619 | 22 33 30.00 10 | SOLAR WATER HEATING EQUIPMENT | 08/20 | ASTM INTERNATIONAL | ASTM | ASTM B152/B152M | Standard Specification for Copper Sheet, Strip, Plate, and Rolled Bar | 2019
7620 | 22 33 30.00 10 | SOLAR WATER HEATING EQUIPMENT | 08/20 | ASTM INTERNATIONAL | ASTM | ASTM B209 | Standard Specification for Aluminum and Aluminum-Alloy Sheet and Plate | 2014
7621 | 22 33 30.00 10 | SOLAR WATER HEATING EQUIPMENT | 08/20 | ASTM INTERNATIONAL | ASTM | ASTM B209M | Standard Specification for Aluminum and Aluminum-Alloy Sheet and Plate (Metric) | 2014
7622 | 22 33 30.00 10 | SOLAR WATER HEATING EQUIPMENT | 08/20 | ASTM INTERNATIONAL | ASTM | ASTM B828 | Standard Practice for Making Capillary Joints by Soldering of Copper and Copper Alloy Tube and Fittings | 2023
7623 | 22 33 30.00 10 | SOLAR WATER HEATING EQUIPMENT | 08/20 | ASTM INTERNATIONAL | ASTM | ASTM C1048 | Standard Specification for Heat-Strengthened and Fully Tempered Flat Glass | 2018
7624 | 22 33 30.00 10 | SOLAR WATER HEATING EQUIPMENT | 08/20 | ASTM INTERNATIONAL | ASTM | ASTM F1199 | Standard Specification for Cast (All Temperatures and Pressures) and Welded Pipe Line Strainers (150 psig and 150 degrees F Maximum) | 2021
7625 | 22 33 30.00 10 | SOLAR WATER HEATING EQUIPMENT | 08/20 | MANUFACTURERS STANDARDIZATION SOCIETY OF THE VALVE AND FITTINGS INDUSTRY | MSS | MSS SP-58 | Pipe Hangers and Supports - Materials, Design and Manufacture, Selection, Application, and Installation | 2018
7626 | 22 33 30.00 10 | SOLAR WATER HEATING EQUIPMENT | 08/20 | MANUFACTURERS STANDARDIZATION SOCIETY OF THE VALVE AND FITTINGS INDUSTRY | MSS | MSS SP-72 | Ball Valves with Flanged or Butt-Welding Ends for General Service | 2010a
7627 | 22 33 30.00 10 | SOLAR WATER HEATING EQUIPMENT | 08/20 | MANUFACTURERS STANDARDIZATION SOCIETY OF THE VALVE AND FITTINGS INDUSTRY | MSS | MSS SP-80 | Bronze Gate, Globe, Angle and Check Valves | 2019
7628 | 22 33 30.00 10 | SOLAR WATER HEATING EQUIPMENT | 08/20 | MANUFACTURERS STANDARDIZATION SOCIETY OF THE VALVE AND FITTINGS INDUSTRY | MSS | MSS SP-110 | Ball Valves Threaded, Socket-Welding, Solder Joint, Grooved and Flared Ends | 2010
7629 | 22 33 30.00 10 | SOLAR WATER HEATING EQUIPMENT | 08/20 | NATIONAL ELECTRICAL MANUFACTURERS ASSOCIATION | NEMA | NEMA MG 1 | Motors and Generators | 2021
7630 | 22 33 30.00 10 | SOLAR WATER HEATING EQUIPMENT | 08/20 | U.S. DEPARTMENT OF DEFENSE | DOD | UFC 3-301-01 | Structural Engineering | 2023; with Change 1, 2023
7631 | 22 60 70 | GAS AND VACUUM SYSTEMS FOR HEALTHCARE FACILITIES | 05/20 | AMERICAN BEARING MANUFACTURERS ASSOCIATION | ABMA | ABMA 9 | Load Ratings and Fatigue Life for Ball Bearings | 2015
7632 | 22 60 70 | GAS AND VACUUM SYSTEMS FOR HEALTHCARE FACILITIES | 05/20 | AMERICAN BEARING MANUFACTURERS ASSOCIATION | ABMA | ABMA 11 | Load Ratings and Fatigue Life for Roller Bearings | 2014
7633 | 22 60 70 | GAS AND VACUUM SYSTEMS FOR HEALTHCARE FACILITIES | 05/20 | AMERICAN NATIONAL STANDARDS INSTITUTE | ANSI | ANSI A108.11 | Specifications for Interior Installation of Cementitious Backer Units | 1992; Reaffirmed 2005
7634 | 22 60 70 | GAS AND VACUUM SYSTEMS FOR HEALTHCARE FACILITIES | 05/20 | AMERICAN SOCIETY OF MECHANICAL ENGINEERS | ASME | ASME A13.1 | Scheme for the Identification of Piping Systems | 2023
7635 | 22 60 70 | GAS AND VACUUM SYSTEMS FOR HEALTHCARE FACILITIES | 05/20 | AMERICAN SOCIETY OF MECHANICAL ENGINEERS | ASME | ASME B16.22 | Wrought Copper and Copper Alloy Solder Joint Pressure Fittings | 2021
7636 | 22 60 70 | GAS AND VACUUM SYSTEMS FOR HEALTHCARE FACILITIES | 05/20 | AMERICAN SOCIETY OF MECHANICAL ENGINEERS | ASME | ASME B16.50 | Wrought Copper and Copper Alloy Braze-Joint Pressure Fittings | 2021
7637 | 22 60 70 | GAS AND VACUUM SYSTEMS FOR HEALTHCARE FACILITIES | 05/20 | AMERICAN SOCIETY OF MECHANICAL ENGINEERS | ASME | ASME B40.100 | Pressure Gauges and Gauge Attachments | 2022
7638 | 22 60 70 | GAS AND VACUUM SYSTEMS FOR HEALTHCARE FACILITIES | 05/20 | AMERICAN SOCIETY OF MECHANICAL ENGINEERS | ASME | ASME BPVC SEC VIII D1 | BPVC Section VIII-Rules for Construction of Pressure Vessels Division 1 | 2019
7639 | 22 60 70 | GAS AND VACUUM SYSTEMS FOR HEALTHCARE FACILITIES | 05/20 | AMERICAN SOCIETY OF SANITARY ENGINEERING | ASSE | ASSE 6000 SERIES | Professional Qualification Standard for Medical Gas Systems Installers, Inspectors and Verifiers | 2021
7640 | 22 60 70 | GAS AND VACUUM SYSTEMS FOR HEALTHCARE FACILITIES | 05/20 | AMERICAN WELDING SOCIETY | AWS | AWS C3.8M/C3.8 | Specification for the Ultrasonic Pulse-Echo Examination of Brazed Joints | 2011
7641 | 22 60 70 | GAS AND VACUUM SYSTEMS FOR HEALTHCARE FACILITIES | 05/20 | ASTM INTERNATIONAL | ASTM | ASTM B88 | Standard Specification for Seamless Copper Water Tube | 2022
7642 | 22 60 70 | GAS AND VACUUM SYSTEMS FOR HEALTHCARE FACILITIES | 05/20 | ASTM INTERNATIONAL | ASTM | ASTM B819 | Standard Specification for Seamless Copper Tube for Medical Gas Systems | 2000; R 2011
7643 | 22 60 70 | GAS AND VACUUM SYSTEMS FOR HEALTHCARE FACILITIES | 05/20 | ASTM INTERNATIONAL | ASTM | ASTM D2564 | Standard Specification for Solvent Cements for Poly(Vinyl Chloride) (PVC) Plastic Piping Systems | 2020
7644 | 22 60 70 | GAS AND VACUUM SYSTEMS FOR HEALTHCARE FACILITIES | 05/20 | ASTM INTERNATIONAL | ASTM | ASTM D2665 | Standard Specification for Poly(Vinyl Chloride) (PVC) Plastic Drain, Waste, and Vent Pipe and Fittings | 2014
7645 | 22 60 70 | GAS AND VACUUM SYSTEMS FOR HEALTHCARE FACILITIES | 05/20 | ASTM INTERNATIONAL | ASTM | ASTM E2129 | Standard Practice for Data Collection for Sustainability Assessment of Building Products | 2018
7646 | 22 60 70 | GAS AND VACUUM SYSTEMS FOR HEALTHCARE FACILITIES | 05/20 | ASTM INTERNATIONAL | ASTM | ASTM F437 | Standard Specification for Threaded Chlorinated Poly(Vinyl Chloride) (CPVC) Plastic Pipe Fittings, Schedule 80 | 2024
7647 | 22 60 70 | GAS AND VACUUM SYSTEMS FOR HEALTHCARE FACILITIES | 05/20 | ASTM INTERNATIONAL | ASTM | ASTM F439 | Standard Specification for Chlorinated Poly(Vinyl Chloride) (CPVC) Plastic Pipe Fittings, Schedule 80 | 2024
7648 | 22 60 70 | GAS AND VACUUM SYSTEMS FOR HEALTHCARE FACILITIES | 05/20 | ASTM INTERNATIONAL | ASTM | ASTM F441/F441M | Standard Specification for Chlorinated Poly(Vinyl Chloride) (CPVC) Plastic Pipe, Schedules 40 and 80 | 2023
7649 | 22 60 70 | GAS AND VACUUM SYSTEMS FOR HEALTHCARE FACILITIES | 05/20 | ASTM INTERNATIONAL | ASTM | ASTM F493 | Standard Specification for Solvent Cements for Chlorinated Poly (Vinyl Chloride) (CPVC) Plastic Pipe and Fittings | 2022
7650 | 22 60 70 | GAS AND VACUUM SYSTEMS FOR HEALTHCARE FACILITIES | 05/20 | COMPRESSED GAS ASSOCIATION | CGA | CGA G-4.1 | Cleaning Equipment for Oxygen Service; 6th Edition | 2009
7651 | 22 60 70 | GAS AND VACUUM SYSTEMS FOR HEALTHCARE FACILITIES | 05/20 | COMPRESSED GAS ASSOCIATION | CGA | CGA M-1 | Standard for Medical Gas Supply Systems at Health Care Facilities; 4th Edition | 2018
7652 | 22 60 70 | GAS AND VACUUM SYSTEMS FOR HEALTHCARE FACILITIES | 05/20 | COMPRESSED GAS ASSOCIATION | CGA | CGA V-5 | Diameter-Index Safety System (Non-Interchangeable Low Pressure Connections for Medical Gas Applications); 6th Edition | 2019
7653 | 22 60 70 | GAS AND VACUUM SYSTEMS FOR HEALTHCARE FACILITIES | 05/20 | INTERNATIONAL CODE COUNCIL | ICC | ICC IPC | International Plumbing Code | 2024
7654 | 22 60 70 | GAS AND VACUUM SYSTEMS FOR HEALTHCARE FACILITIES | 05/20 | INTERNATIONAL ORGANIZATION FOR STANDARDIZATION | ISO | ISO 9001 | Quality Management Systems- Requirements | 2015
7655 | 22 60 70 | GAS AND VACUUM SYSTEMS FOR HEALTHCARE FACILITIES | 05/20 | INTERNATIONAL ORGANIZATION FOR STANDARDIZATION | ISO | ISO 11143 | Dentistry - Amalgam Separators | 2008
7656 | 22 60 70 | GAS AND VACUUM SYSTEMS FOR HEALTHCARE FACILITIES | 05/20 | NATIONAL ELECTRICAL MANUFACTURERS ASSOCIATION | NEMA | NEMA 250 | Enclosures for Electrical Equipment (1000 Volts Maximum) | 2020
7657 | 22 60 70 | GAS AND VACUUM SYSTEMS FOR HEALTHCARE FACILITIES | 05/20 | NATIONAL ELECTRICAL MANUFACTURERS ASSOCIATION | NEMA | NEMA MG 1 | Motors and Generators | 2021
7658 | 22 60 70 | GAS AND VACUUM SYSTEMS FOR HEALTHCARE FACILITIES | 05/20 | NATIONAL ELECTRICAL MANUFACTURERS ASSOCIATION | NEMA | NEMA Z535.1 | Safety Colors | 2022
7659 | 22 60 70 | GAS AND VACUUM SYSTEMS FOR HEALTHCARE FACILITIES | 05/20 | NATIONAL FIRE PROTECTION ASSOCIATION | NFPA | NFPA 55 | Compressed Gases and Cryogenic Fluids Codes | 2023; TIA 22-1; TIA 22-2; TIA 23-3; TIA 23-4
7660 | 22 60 70 | GAS AND VACUUM SYSTEMS FOR HEALTHCARE FACILITIES | 05/20 | NATIONAL FIRE PROTECTION ASSOCIATION | NFPA | NFPA 99 | Health Care Facilities Code | 2024
7661 | 22 60 70 | GAS AND VACUUM SYSTEMS FOR HEALTHCARE FACILITIES | 05/20 | U.S. NATIONAL ARCHIVES AND RECORDS ADMINISTRATION | NARA | 29 CFR 1910.144 | Safety Color Code for Marking Physical Hazards
7662 | 22 60 70 | GAS AND VACUUM SYSTEMS FOR HEALTHCARE FACILITIES | 05/20 | UNDERWRITERS LABORATORIES | UL | UL 508A | UL Standard for Safety Industrial Control Panels | 2018; Reprint Jul 2022
7663 | 23 01 30.41 | HVAC SYSTEM CLEANING | 05/22 | AMERICAN SOCIETY OF HEATING, REFRIGERATING AND AIR-CONDITIONING ENGINEERS | ASHRAE | ASHRAE 62.1 | Ventilation for Acceptable Indoor Air Quality | 2022
7664 | 23 01 30.41 | HVAC SYSTEM CLEANING | 05/22 | INSTITUTE OF INSPECTION, CLEANING, AND RESTORATION CERTIFICATION | IICRC | ANSI/IICRC S520 | Standard and Reference Guide for Professional Mold Remediation | 2015
7665 | 23 01 30.41 | HVAC SYSTEM CLEANING | 05/22 | NATIONAL AIR DUCT CLEANERS ASSOCIATION | NADCA | NADCA | Introduction to HVAC System Cleaning Services | 2005
7666 | 23 01 30.41 | HVAC SYSTEM CLEANING | 05/22 | NATIONAL AIR DUCT CLEANERS ASSOCIATION | NADCA | NADCA ACR | Standard for Assessment, Cleaning, and Restoration of HVAC Systems | 2013
7667 | 23 01 30.41 | HVAC SYSTEM CLEANING | 05/22 | NATIONAL AIR DUCT CLEANERS ASSOCIATION | NADCA | NADCA ASCS | Air Systems Cleaning Specialist to the NADCA Standard ACR | 2013
7668 | 23 01 30.41 | HVAC SYSTEM CLEANING | 05/22 | NATIONAL AIR DUCT CLEANERS ASSOCIATION | NADCA | NADCA HVAC Inspection Manual | Procedures for Assessing the Cleanliness of Commercial HVAC Systems | 2021
7669 | 23 01 30.41 | HVAC SYSTEM CLEANING | 05/22 | NORTH AMERICAN INSULATION MANUFACTURERS ASSOCIATION | NAIMA | NAIMA AH112 | Cleaning Fibrous Glass or Lined Sheet Metal Ducts | 1993
7670 | 23 01 30.41 | HVAC SYSTEM CLEANING | 05/22 | NORTH AMERICAN INSULATION MANUFACTURERS ASSOCIATION | NAIMA | NAIMA AH122 | Cleaning Fibrous Insulated Duct Systems - Recommended Practices | 2006
7671 | 23 01 30.41 | HVAC SYSTEM CLEANING | 05/22 | NORTH AMERICAN INSULATION MANUFACTURERS ASSOCIATION | NAIMA | NAIMA AH127 | Facts About the Impact of Duct Cleaning on Internal Duct Insulation | 1999
7672 | 23 01 30.41 | HVAC SYSTEM CLEANING | 05/22 | SHEET METAL AND AIR CONDITIONING CONTRACTORS' NATIONAL ASSOCIATION | SMACNA | SMACNA 1966 | HVAC Duct Construction Standards Metal and Flexible, 4th Edition | 2020
7673 | 23 01 30.41 | HVAC SYSTEM CLEANING | 05/22 | U.S. ARMY CORPS OF ENGINEERS | USACE | EM 385-1-1 | Safety -- Safety and Occupational Health (SOH) Requirements | 2024
7674 | 23 01 30.41 | HVAC SYSTEM CLEANING | 05/22 | U.S. ENVIRONMENTAL PROTECTION AGENCY | EPA | EPA 402-C-01-001 | IAQ Building Education and Assessment Tool (I-BEAM) | 2001
7675 | 23 01 30.41 | HVAC SYSTEM CLEANING | 05/22 | U.S. ENVIRONMENTAL PROTECTION AGENCY | EPA | EPA 402-F-91-102 | Building Air Quality: A Guide for Building Owners and Facility Managers | 1991
7676 | 23 01 30.41 | HVAC SYSTEM CLEANING | 05/22 | UNDERWRITERS LABORATORIES | UL | UL 181 | UL Standard for Safety Factory-Made Air Ducts and Air Connectors | 2013; Reprint Dec 2021
7677 | 23 01 30.41 | HVAC SYSTEM CLEANING | 05/22 | UNDERWRITERS LABORATORIES | UL | UL 181A | Standard for Safety Closure Systems for Use with Rigid Air Ducts | 2013; Reprint Dec 2021
7678 | 23 01 30.41 | HVAC SYSTEM CLEANING | 05/22 | UNDERWRITERS LABORATORIES | UL | UL 181B | UL Standard for Safety Closure Systems for Use with Flexible Air Ducts and Air Connectors | 2013; Reprint Dec 2021
7679 | 23 03 00.00 20 | BASIC MECHANICAL MATERIALS AND METHODS | 08/10, CHG 3: 08/18 | ASTM INTERNATIONAL | ASTM | ASTM B117 | Standard Practice for Operating Salt Spray (Fog) Apparatus | 2019
7680 | 23 03 00.00 20 | BASIC MECHANICAL MATERIALS AND METHODS | 08/10, CHG 3: 08/18 | INSTITUTE OF ELECTRICAL AND ELECTRONICS ENGINEERS | IEEE | IEEE C2 | National Electrical Safety Code | 2023
7681 | 23 03 00.00 20 | BASIC MECHANICAL MATERIALS AND METHODS | 08/10, CHG 3: 08/18 | NATIONAL ELECTRICAL MANUFACTURERS ASSOCIATION | NEMA | NEMA MG 1 | Motors and Generators | 2021
7682 | 23 03 00.00 20 | BASIC MECHANICAL MATERIALS AND METHODS | 08/10, CHG 3: 08/18 | NATIONAL ELECTRICAL MANUFACTURERS ASSOCIATION | NEMA | NEMA MG 10 | Energy Management Guide for Selection and Use of Fixed Frequency Medium AC Squirrel-Cage Polyphase Induction Motors | 2017
7683 | 23 03 00.00 20 | BASIC MECHANICAL MATERIALS AND METHODS | 08/10, CHG 3: 08/18 | NATIONAL ELECTRICAL MANUFACTURERS ASSOCIATION | NEMA | NEMA MG 11 | Energy Management Guide for Selection and Use of Single Phase Motors | 1977; R 2012
7684 | 23 03 00.00 20 | BASIC MECHANICAL MATERIALS AND METHODS | 08/10, CHG 3: 08/18 | NATIONAL FIRE PROTECTION ASSOCIATION | NFPA | NFPA 70 | National Electrical Code | 2023
7685 | 23 05 15 | COMMON PIPING FOR HVAC | 05/22, CHG 2: 08/24 | AMERICAN INSTITUTE OF STEEL CONSTRUCTION | AISC | AISC 325 | Steel Construction Manual | 2017
7686 | 23 05 15 | COMMON PIPING FOR HVAC | 05/22, CHG 2: 08/24 | AMERICAN SOCIETY OF MECHANICAL ENGINEERS | ASME | ASME A112.18.1/CSA B125.1 | Plumbing Supply Fittings | 2018
7687 | 23 05 15 | COMMON PIPING FOR HVAC | 05/22, CHG 2: 08/24 | AMERICAN SOCIETY OF MECHANICAL ENGINEERS | ASME | ASME A112.19.2/CSA B45.1 | Standard for Vitreous China Plumbing Fixtures and Hydraulic Requirements for Water Closets and Urinals | 2018; ERTA 2018
7688 | 23 05 15 | COMMON PIPING FOR HVAC | 05/22, CHG 2: 08/24 | AMERICAN SOCIETY OF MECHANICAL ENGINEERS | ASME | ASME B1.20.7 | Standard for Hose Coupling Screw Threads (Inch) | 1991; R 2013
7689 | 23 05 15 | COMMON PIPING FOR HVAC | 05/22, CHG 2: 08/24 | AMERICAN SOCIETY OF MECHANICAL ENGINEERS | ASME | ASME B1.21M | Standard for Metric Screw Threads - MJ Profile | 1997; R 2013; R 2018; R 2023
7690 | 23 05 15 | COMMON PIPING FOR HVAC | 05/22, CHG 2: 08/24 | AMERICAN SOCIETY OF MECHANICAL ENGINEERS | ASME | ASME B16.1 | Gray Iron Pipe Flanges and Flanged Fittings Classes 25, 125, and 250 | 2020
7691 | 23 05 15 | COMMON PIPING FOR HVAC | 05/22, CHG 2: 08/24 | AMERICAN SOCIETY OF MECHANICAL ENGINEERS | ASME | ASME B16.3 | Malleable Iron Threaded Fittings, Classes 150 and 300 | 2021
7692 | 23 05 15 | COMMON PIPING FOR HVAC | 05/22, CHG 2: 08/24 | AMERICAN SOCIETY OF MECHANICAL ENGINEERS | ASME | ASME B16.4 | Gray Iron Threaded Fittings; Classes 125 and 250 | 2021
7693 | 23 05 15 | COMMON PIPING FOR HVAC | 05/22, CHG 2: 08/24 | AMERICAN SOCIETY OF MECHANICAL ENGINEERS | ASME | ASME B16.5 | Pipe Flanges and Flanged Fittings NPS 1/2 Through NPS 24 Metric/Inch Standard | 2020
7694 | 23 05 15 | COMMON PIPING FOR HVAC | 05/22, CHG 2: 08/24 | AMERICAN SOCIETY OF MECHANICAL ENGINEERS | ASME | ASME B16.9 | Factory-Made Wrought Buttwelding Fittings | 2018
7695 | 23 05 15 | COMMON PIPING FOR HVAC | 05/22, CHG 2: 08/24 | AMERICAN SOCIETY OF MECHANICAL ENGINEERS | ASME | ASME B16.11 | Forged Fittings, Socket-Welding and Threaded | 2022
7696 | 23 05 15 | COMMON PIPING FOR HVAC | 05/22, CHG 2: 08/24 | AMERICAN SOCIETY OF MECHANICAL ENGINEERS | ASME | ASME B16.22 | Wrought Copper and Copper Alloy Solder Joint Pressure Fittings | 2021
7697 | 23 05 15 | COMMON PIPING FOR HVAC | 05/22, CHG 2: 08/24 | AMERICAN SOCIETY OF MECHANICAL ENGINEERS | ASME | ASME B16.25 | Buttwelding Ends | 2022
7698 | 23 05 15 | COMMON PIPING FOR HVAC | 05/22, CHG 2: 08/24 | AMERICAN SOCIETY OF MECHANICAL ENGINEERS | ASME | ASME B16.26 | Standard for Cast Copper Alloy Fittings for Flared Copper Tubes | 2018
7699 | 23 05 15 | COMMON PIPING FOR HVAC | 05/22, CHG 2: 08/24 | AMERICAN SOCIETY OF MECHANICAL ENGINEERS | ASME | ASME B16.34 | Valves - Flanged, Threaded and Welding End | 2021
7700 | 23 05 15 | COMMON PIPING FOR HVAC | 05/22, CHG 2: 08/24 | AMERICAN SOCIETY OF MECHANICAL ENGINEERS | ASME | ASME B16.39 | Standard for Malleable Iron Threaded Pipe Unions; Classes 150, 250, and 300 | 2020
7701 | 23 05 15 | COMMON PIPING FOR HVAC | 05/22, CHG 2: 08/24 | AMERICAN SOCIETY OF MECHANICAL ENGINEERS | ASME | ASME B31.3 | Process Piping | 2022; Errata 2023
7702 | 23 05 15 | COMMON PIPING FOR HVAC | 05/22, CHG 2: 08/24 | AMERICAN SOCIETY OF MECHANICAL ENGINEERS | ASME | ASME B36.10M | Welded and Seamless Wrought Steel Pipe | 2022
7703 | 23 05 15 | COMMON PIPING FOR HVAC | 05/22, CHG 2: 08/24 | AMERICAN SOCIETY OF MECHANICAL ENGINEERS | ASME | ASME B40.100 | Pressure Gauges and Gauge Attachments | 2022
7704 | 23 05 15 | COMMON PIPING FOR HVAC | 05/22, CHG 2: 08/24 | AMERICAN SOCIETY OF MECHANICAL ENGINEERS | ASME | ASME BPVC SEC IX | BPVC Section IX-Welding, Brazing and Fusing Qualifications | 2017; Errata 2018
7705 | 23 05 15 | COMMON PIPING FOR HVAC | 05/22, CHG 2: 08/24 | AMERICAN SOCIETY OF MECHANICAL ENGINEERS | ASME | ASME BPVC SEC VIII D1 | BPVC Section VIII-Rules for Construction of Pressure Vessels Division 1 | 2019
7706 | 23 05 15 | COMMON PIPING FOR HVAC | 05/22, CHG 2: 08/24 | AMERICAN WELDING SOCIETY | AWS | AWS A5.8/A5.8M | Specification for Filler Metals for Brazing and Braze Welding | 2019
7707 | 23 05 15 | COMMON PIPING FOR HVAC | 05/22, CHG 2: 08/24 | AMERICAN WELDING SOCIETY | AWS | AWS WHB-2.9 | Welding Handbook; Volume 2, Welding Processes, Part 1 | 2004
7708 | 23 05 15 | COMMON PIPING FOR HVAC | 05/22, CHG 2: 08/24 | ASTM INTERNATIONAL | ASTM | ASTM A6/A6M | Standard Specification for General Requirements for Rolled Structural Steel Bars, Plates, Shapes, and Sheet Piling | 2024a
7709 | 23 05 15 | COMMON PIPING FOR HVAC | 05/22, CHG 2: 08/24 | ASTM INTERNATIONAL | ASTM | ASTM A53/A53M | Standard Specification for Pipe, Steel, Black and Hot-Dipped, Zinc-Coated, Welded and Seamless | 2024
7710 | 23 05 15 | COMMON PIPING FOR HVAC | 05/22, CHG 2: 08/24 | ASTM INTERNATIONAL | ASTM | ASTM A74 | Standard Specification for Cast Iron Soil Pipe and Fittings | 2021
7711 | 23 05 15 | COMMON PIPING FOR HVAC | 05/22, CHG 2: 08/24 | ASTM INTERNATIONAL | ASTM | ASTM A105/A105M | Standard Specification for Carbon Steel Forgings for Piping Applications | 2023
7712 | 23 05 15 | COMMON PIPING FOR HVAC | 05/22, CHG 2: 08/24 | ASTM INTERNATIONAL | ASTM | ASTM A106/A106M | Standard Specification for Seamless Carbon Steel Pipe for High-Temperature Service | 2019a
7713 | 23 05 15 | COMMON PIPING FOR HVAC | 05/22, CHG 2: 08/24 | ASTM INTERNATIONAL | ASTM | ASTM A126 | Standard Specification for Gray Iron Castings for Valves, Flanges, and Pipe Fittings | 2004; R 2023
7714 | 23 05 15 | COMMON PIPING FOR HVAC | 05/22, CHG 2: 08/24 | ASTM INTERNATIONAL | ASTM | ASTM A183 | Standard Specification for Carbon Steel Track Bolts and Nuts | 2014; R 2020
7715 | 23 05 15 | COMMON PIPING FOR HVAC | 05/22, CHG 2: 08/24 | ASTM INTERNATIONAL | ASTM | ASTM A197/A197M | Standard Specification for Cupola Malleable Iron | 2020; R 2023; E 2023
7716 | 23 05 15 | COMMON PIPING FOR HVAC | 05/22, CHG 2: 08/24 | ASTM INTERNATIONAL | ASTM | ASTM A216/A216M | Standard Specification for Steel Castings, Carbon, Suitable for Fusion Welding, for High-Temperature Service | 2021
7717 | 23 05 15 | COMMON PIPING FOR HVAC | 05/22, CHG 2: 08/24 | ASTM INTERNATIONAL | ASTM | ASTM A234/A234M | Standard Specification for Piping Fittings of Wrought Carbon Steel and Alloy Steel for Moderate and High Temperature Service | 2024
7718 | 23 05 15 | COMMON PIPING FOR HVAC | 05/22, CHG 2: 08/24 | ASTM INTERNATIONAL | ASTM | ASTM A276/A276M | Standard Specification for Stainless Steel Bars and Shapes | 2024
7719 | 23 05 15 | COMMON PIPING FOR HVAC | 05/22, CHG 2: 08/24 | ASTM INTERNATIONAL | ASTM | ASTM A278/A278M | Standard Specification for Gray Iron Castings for Pressure-Containing Parts for Temperatures Up to 650 degrees F (350 degrees C) | 2001; R 2020
7720 | 23 05 15 | COMMON PIPING FOR HVAC | 05/22, CHG 2: 08/24 | ASTM INTERNATIONAL | ASTM | ASTM A307 | Standard Specification for Carbon Steel Bolts, Studs, and Threaded Rod 60 000 PSI Tensile Strength | 2021
7721 | 23 05 15 | COMMON PIPING FOR HVAC | 05/22, CHG 2: 08/24 | ASTM INTERNATIONAL | ASTM | ASTM A312/A312M | Standard Specification for Seamless, Welded, and Heavily Cold Worked Austenitic Stainless Steel Pipes | 2022a
7722 | 23 05 15 | COMMON PIPING FOR HVAC | 05/22, CHG 2: 08/24 | ASTM INTERNATIONAL | ASTM | ASTM A480/A480M | Standard Specification for General Requirements for Flat-Rolled Stainless and Heat-Resisting Steel Plate, Sheet, and Strip | 2024
7723 | 23 05 15 | COMMON PIPING FOR HVAC | 05/22, CHG 2: 08/24 | ASTM INTERNATIONAL | ASTM | ASTM A563 | Standard Specification for Carbon and Alloy Steel Nuts | 2021; E 2022a
7724 | 23 05 15 | COMMON PIPING FOR HVAC | 05/22, CHG 2: 08/24 | ASTM INTERNATIONAL | ASTM | ASTM A563M | Standard Specification for Carbon and Alloy Steel Nuts (Metric) | 2007; R 2013
7725 | 23 05 15 | COMMON PIPING FOR HVAC | 05/22, CHG 2: 08/24 | ASTM INTERNATIONAL | ASTM | ASTM A888 | Standard Specification for Hubless Cast Iron Soil Pipe and Fittings for Sanitary and Storm Drain, Waste, and Vent Piping Applications | 2024
7726 | 23 05 15 | COMMON PIPING FOR HVAC | 05/22, CHG 2: 08/24 | ASTM INTERNATIONAL | ASTM | ASTM B32 | Standard Specification for Solder Metal | 2020
7727 | 23 05 15 | COMMON PIPING FOR HVAC | 05/22, CHG 2: 08/24 | ASTM INTERNATIONAL | ASTM | ASTM B62 | Standard Specification for Composition Bronze or Ounce Metal Castings | 2017
7728 | 23 05 15 | COMMON PIPING FOR HVAC | 05/22, CHG 2: 08/24 | ASTM INTERNATIONAL | ASTM | ASTM B88 | Standard Specification for Seamless Copper Water Tube | 2022
7729 | 23 05 15 | COMMON PIPING FOR HVAC | 05/22, CHG 2: 08/24 | ASTM INTERNATIONAL | ASTM | ASTM B88M | Standard Specification for Seamless Copper Water Tube (Metric) | 2020
7730 | 23 05 15 | COMMON PIPING FOR HVAC | 05/22, CHG 2: 08/24 | ASTM INTERNATIONAL | ASTM | ASTM B117 | Standard Practice for Operating Salt Spray (Fog) Apparatus | 2019
7731 | 23 05 15 | COMMON PIPING FOR HVAC | 05/22, CHG 2: 08/24 | ASTM INTERNATIONAL | ASTM | ASTM B370 | Standard Specification for Copper Sheet and Strip for Building Construction | 2022
7732 | 23 05 15 | COMMON PIPING FOR HVAC | 05/22, CHG 2: 08/24 | ASTM INTERNATIONAL | ASTM | ASTM B749 | Standard Specification for Lead and Lead Alloy Strip, Sheet and Plate Products | 2020
7733 | 23 05 15 | COMMON PIPING FOR HVAC | 05/22, CHG 2: 08/24 | ASTM INTERNATIONAL | ASTM | ASTM C67/C67M | Standard Test Methods for Sampling and Testing Brick and Structural Clay Tile | 2023a
7734 | 23 05 15 | COMMON PIPING FOR HVAC | 05/22, CHG 2: 08/24 | ASTM INTERNATIONAL | ASTM | ASTM C109/C109M | Standard Test Method for Compressive Strength of Hydraulic Cement Mortars (Using 2-in. or (50-mm) Cube Specimens) | 2023
7735 | 23 05 15 | COMMON PIPING FOR HVAC | 05/22, CHG 2: 08/24 | ASTM INTERNATIONAL | ASTM | ASTM C404 | Standard Specification for Aggregates for Masonry Grout | 2024
7736 | 23 05 15 | COMMON PIPING FOR HVAC | 05/22, CHG 2: 08/24 | ASTM INTERNATIONAL | ASTM | ASTM C476 | Standard Specification for Grout for Masonry | 2023
7737 | 23 05 15 | COMMON PIPING FOR HVAC | 05/22, CHG 2: 08/24 | ASTM INTERNATIONAL | ASTM | ASTM C553 | Standard Specification for Mineral Fiber Blanket Thermal Insulation for Commercial and Industrial Applications | 2013; R 2019
7738 | 23 05 15 | COMMON PIPING FOR HVAC | 05/22, CHG 2: 08/24 | ASTM INTERNATIONAL | ASTM | ASTM C564 | Standard Specification for Rubber Gaskets for Cast Iron Soil Pipe and Fittings | 2020a
7739 | 23 05 15 | COMMON PIPING FOR HVAC | 05/22, CHG 2: 08/24 | ASTM INTERNATIONAL | ASTM | ASTM C920 | Standard Specification for Elastomeric Joint Sealants | 2018
7740 | 23 05 15 | COMMON PIPING FOR HVAC | 05/22, CHG 2: 08/24 | ASTM INTERNATIONAL | ASTM | ASTM D2000 | Standard Classification System for Rubber Products in Automotive Applications | 2018
7741 | 23 05 15 | COMMON PIPING FOR HVAC | 05/22, CHG 2: 08/24 | ASTM INTERNATIONAL | ASTM | ASTM D2308 | Standard Specification for Thermoplastic Polyethylene Jacket for Electrical Wire and Cable | 2007; R 2013
7742 | 23 05 15 | COMMON PIPING FOR HVAC | 05/22, CHG 2: 08/24 | ASTM INTERNATIONAL | ASTM | ASTM E1 | Standard Specification for ASTM Liquid-in-Glass Thermometers | 2014
7743 | 23 05 15 | COMMON PIPING FOR HVAC | 05/22, CHG 2: 08/24 | ASTM INTERNATIONAL | ASTM | ASTM E84 | Standard Test Method for Surface Burning Characteristics of Building Materials | 2023
7744 | 23 05 15 | COMMON PIPING FOR HVAC | 05/22, CHG 2: 08/24 | ASTM INTERNATIONAL | ASTM | ASTM E814 | Standard Test Method for Fire Tests of Penetration Firestop Systems | 2024
7745 | 23 05 15 | COMMON PIPING FOR HVAC | 05/22, CHG 2: 08/24 | ASTM INTERNATIONAL | ASTM | ASTM F104 | Standard Classification System for Nonmetallic Gasket Materials | 2011; R 2020
7746 | 23 05 15 | COMMON PIPING FOR HVAC | 05/22, CHG 2: 08/24 | ASTM INTERNATIONAL | ASTM | ASTM F568M | Standard Specification for Carbon and Alloy Steel Externally Threaded Metric Fasteners | 2007
7747 | 23 05 15 | COMMON PIPING FOR HVAC | 05/22, CHG 2: 08/24 | ASTM INTERNATIONAL | ASTM | ASTM F2389 | Standard Specification for Pressure-rated Polypropylene (PP) Piping Systems | 2024
7748 | 23 05 15 | COMMON PIPING FOR HVAC | 05/22, CHG 2: 08/24 | CAST IRON SOIL PIPE INSTITUTE | CISPI | CISPI 310 | Coupling for Use in Connection with Hubless Cast Iron Soil Pipe and Fittings for Sanitary and Storm Drain, Waste, and Vent Piping Applications | 2012
7749 | 23 05 15 | COMMON PIPING FOR HVAC | 05/22, CHG 2: 08/24 | FLUID SEALING ASSOCIATION | FSA | FSA-0017 | Standard for Non-Metallic Expansion Joints and Flexible Pipe Connectors Technical Handbook | 1995e6
7750 | 23 05 15 | COMMON PIPING FOR HVAC | 05/22, CHG 2: 08/24 | INSTITUTE OF ELECTRICAL AND ELECTRONICS ENGINEERS | IEEE | IEEE 515 | Standard for the Testing, Design, Installation, and Maintenance of Electrical Resistance Heat Tracing for Industrial Applications | 2017
7751 | 23 05 15 | COMMON PIPING FOR HVAC | 05/22, CHG 2: 08/24 | INSTITUTE OF ELECTRICAL AND ELECTRONICS ENGINEERS | IEEE | IEEE C2 | National Electrical Safety Code | 2023
7752 | 23 05 15 | COMMON PIPING FOR HVAC | 05/22, CHG 2: 08/24 | MANUFACTURERS STANDARDIZATION SOCIETY OF THE VALVE AND FITTINGS INDUSTRY | MSS | MSS SP-58 | Pipe Hangers and Supports - Materials, Design and Manufacture, Selection, Application, and Installation | 2018
7753 | 23 05 15 | COMMON PIPING FOR HVAC | 05/22, CHG 2: 08/24 | MANUFACTURERS STANDARDIZATION SOCIETY OF THE VALVE AND FITTINGS INDUSTRY | MSS | MSS SP-67 | Butterfly Valves | 2022
7754 | 23 05 15 | COMMON PIPING FOR HVAC | 05/22, CHG 2: 08/24 | MANUFACTURERS STANDARDIZATION SOCIETY OF THE VALVE AND FITTINGS INDUSTRY | MSS | MSS SP-70 | Gray Iron Gate Valves, Flanged and Threaded Ends | 2011
7755 | 23 05 15 | COMMON PIPING FOR HVAC | 05/22, CHG 2: 08/24 | MANUFACTURERS STANDARDIZATION SOCIETY OF THE VALVE AND FITTINGS INDUSTRY | MSS | MSS SP-72 | Ball Valves with Flanged or Butt-Welding Ends for General Service | 2010a
7756 | 23 05 15 | COMMON PIPING FOR HVAC | 05/22, CHG 2: 08/24 | MANUFACTURERS STANDARDIZATION SOCIETY OF THE VALVE AND FITTINGS INDUSTRY | MSS | MSS SP-80 | Bronze Gate, Globe, Angle and Check Valves | 2019
7757 | 23 05 15 | COMMON PIPING FOR HVAC | 05/22, CHG 2: 08/24 | MANUFACTURERS STANDARDIZATION SOCIETY OF THE VALVE AND FITTINGS INDUSTRY | MSS | MSS SP-110 | Ball Valves Threaded, Socket-Welding, Solder Joint, Grooved and Flared Ends | 2010
7758 | 23 05 15 | COMMON PIPING FOR HVAC | 05/22, CHG 2: 08/24 | MANUFACTURERS STANDARDIZATION SOCIETY OF THE VALVE AND FITTINGS INDUSTRY | MSS | MSS SP-125 | Gray Iron and Ductile Iron In-Line, Spring-Loaded, Center-Guided Check Valves | 2010
7759 | 23 05 15 | COMMON PIPING FOR HVAC | 05/22, CHG 2: 08/24 | NATIONAL ELECTRICAL MANUFACTURERS ASSOCIATION | NEMA | NEMA MG 1 | Motors and Generators | 2021
7760 | 23 05 15 | COMMON PIPING FOR HVAC | 05/22, CHG 2: 08/24 | NATIONAL ELECTRICAL MANUFACTURERS ASSOCIATION | NEMA | NEMA MG 10 | Energy Management Guide for Selection and Use of Fixed Frequency Medium AC Squirrel-Cage Polyphase Induction Motors | 2017
7761 | 23 05 15 | COMMON PIPING FOR HVAC | 05/22, CHG 2: 08/24 | NATIONAL ELECTRICAL MANUFACTURERS ASSOCIATION | NEMA | NEMA MG 11 | Energy Management Guide for Selection and Use of Single Phase Motors | 1977; R 2012
7762 | 23 05 15 | COMMON PIPING FOR HVAC | 05/22, CHG 2: 08/24 | NATIONAL FIRE PROTECTION ASSOCIATION | NFPA | NFPA 70 | National Electrical Code | 2023
7763 | 23 05 15 | COMMON PIPING FOR HVAC | 05/22, CHG 2: 08/24 | NSF INTERNATIONAL | NSF | NSF/ANSI 14 | Plastics Piping System Components and Related Materials | 2023
7764 | 23 05 15 | COMMON PIPING FOR HVAC | 05/22, CHG 2: 08/24 | U.S. DEPARTMENT OF DEFENSE | DOD | MIL-C-18480 | Coating Compound, Bituminous, Solvent, Coal-Tar Base | 1982; Rev B; Notice 2 2009; Notice 3 2022
7765 | 23 05 15 | COMMON PIPING FOR HVAC | 05/22, CHG 2: 08/24 | U.S. DEPARTMENT OF DEFENSE | DOD | MIL-DTL-17813 | Expansion Joints, Pipe, Metallic Bellows, General Specification for | 2009; Rev H; Supp 1 2009; Notice 1 2013; Notice 2 2018; Notice 3 2023
7766 | 23 05 15 | COMMON PIPING FOR HVAC | 05/22, CHG 2: 08/24 | U.S. GENERAL SERVICES ADMINISTRATION | GSA | CID A-A-1922 | Shield, Expansion (Caulking Anchors, Single Lead) | Rev A; Notice 1; Notice 2; Notice 3; Notice 4
7767 | 23 05 15 | COMMON PIPING FOR HVAC | 05/22, CHG 2: 08/24 | U.S. GENERAL SERVICES ADMINISTRATION | GSA | CID A-A-1923 | Shield, Expansion (Lag, Machine and Externally Threaded Wedge Bolt Anchors) | Rev A; Notice 1; Notice 2; Notice 3; Notice 4
7768 | 23 05 15 | COMMON PIPING FOR HVAC | 05/22, CHG 2: 08/24 | U.S. GENERAL SERVICES ADMINISTRATION | GSA | CID A-A-1924 | Shield, Expansion (Self Drilling Tubular Expansion Shell Bolt Anchors | Rev A; Notice 3
7769 | 23 05 15 | COMMON PIPING FOR HVAC | 05/22, CHG 2: 08/24 | U.S. GENERAL SERVICES ADMINISTRATION | GSA | CID A-A-1925 | Shield Expansion (Nail Anchors) | Rev A; Notice 1; Notice 2; Notice 3; Notice 4
7770 | 23 05 15 | COMMON PIPING FOR HVAC | 05/22, CHG 2: 08/24 | U.S. GENERAL SERVICES ADMINISTRATION | GSA | CID A-A-55614 | Shield, Expansion (Non-Drilling Expansion Anchors) | Basic; Notice 2
7771 | 23 05 15 | COMMON PIPING FOR HVAC | 05/22, CHG 2: 08/24 | U.S. GENERAL SERVICES ADMINISTRATION | GSA | CID A-A-55615 | Shield, Expansion (Wood Screw and Lag Bolt Self-Threading Anchors | Basic; Notice 1; Notice 2; Notice 3; Notice 4
7772 | 23 05 15 | COMMON PIPING FOR HVAC | 05/22, CHG 2: 08/24 | UNDERWRITERS LABORATORIES | UL | UL 1479 | Fire Tests of Through-Penetration Firestops | 2015; Reprint Apr 2024
7773 | 23 05 48.19 | [SEISMIC] BRACING FOR HVAC | 05/18, CHG 2: 08/20 | AMERICAN CONCRETE INSTITUTE | ACI | ACI 355.2 | Qualification of Post-Installed Mechanical Anchors in Concrete and Commentary | 2007
7774 | 23 05 48.19 | [SEISMIC] BRACING FOR HVAC | 05/18, CHG 2: 08/20 | AMERICAN CONCRETE INSTITUTE | ACI | ACI 355.4 | Qualification of Post-Installed Adhesive Anchors in Concrete (ACI 355.4) and Commentary | 2011
7775 | 23 05 48.19 | [SEISMIC] BRACING FOR HVAC | 05/18, CHG 2: 08/20 | AMERICAN INSTITUTE OF STEEL CONSTRUCTION | AISC | AISC 325 | Steel Construction Manual | 2017
7776 | 23 05 48.19 | [SEISMIC] BRACING FOR HVAC | 05/18, CHG 2: 08/20 | AMERICAN SOCIETY OF CIVIL ENGINEERS | ASCE | ASCE 7-16 | Minimum Design Loads and Associated Criteria for Buildings and Other Structures | 2017; Errata 2018; Supp 1 2018
7777 | 23 05 48.19 | [SEISMIC] BRACING FOR HVAC | 05/18, CHG 2: 08/20 | AMERICAN WATER WORKS ASSOCIATION | AWWA | AWWA C105/A21.5 | Polyethylene Encasement for Ductile-Iron Pipe Systems | 2018
7778 | 23 05 48.19 | [SEISMIC] BRACING FOR HVAC | 05/18, CHG 2: 08/20 | AMERICAN WATER WORKS ASSOCIATION | AWWA | AWWA C116/A21.16 | Protective Fusion-Bonded Coatings for the Interior and Exterior Surfaces of Ductile-Iron and Gray Iron Fittings | 2015
7779 | 23 05 48.19 | [SEISMIC] BRACING FOR HVAC | 05/18, CHG 2: 08/20 | AMERICAN WATER WORKS ASSOCIATION | AWWA | AWWA C153/A21.53 | Ductile-Iron Compact Fittings for Water Service | 2019
7780 | 23 05 48.19 | [SEISMIC] BRACING FOR HVAC | 05/18, CHG 2: 08/20 | AMERICAN WATER WORKS ASSOCIATION | AWWA | AWWA C213 | Fusion-Bonded Epoxy Coatings and Linings for Steel Water Pipe and Fittings | 2022
7781 | 23 05 48.19 | [SEISMIC] BRACING FOR HVAC | 05/18, CHG 2: 08/20 | ASTM INTERNATIONAL | ASTM | ASTM A36/A36M | Standard Specification for Carbon Structural Steel | 2019
7782 | 23 05 48.19 | [SEISMIC] BRACING FOR HVAC | 05/18, CHG 2: 08/20 | ASTM INTERNATIONAL | ASTM | ASTM A53/A53M | Standard Specification for Pipe, Steel, Black and Hot-Dipped, Zinc-Coated, Welded and Seamless | 2024
7783 | 23 05 48.19 | [SEISMIC] BRACING FOR HVAC | 05/18, CHG 2: 08/20 | ASTM INTERNATIONAL | ASTM | ASTM A153/A153M | Standard Specification for Zinc Coating (Hot-Dip) on Iron and Steel Hardware | 2023
7784 | 23 05 48.19 | [SEISMIC] BRACING FOR HVAC | 05/18, CHG 2: 08/20 | ASTM INTERNATIONAL | ASTM | ASTM A325 | Standard Specification for Structural Bolts, Steel, Heat Treated, 120/105 ksi Minimum Tensile Strength | 2014
7785 | 23 05 48.19 | [SEISMIC] BRACING FOR HVAC | 05/18, CHG 2: 08/20 | ASTM INTERNATIONAL | ASTM | ASTM A490 | Standard Specification for Structural Bolts, Alloy Steel, Heat Treated, 150 ksi Minimum Tensile Strength | 2014a
7786 | 23 05 48.19 | [SEISMIC] BRACING FOR HVAC | 05/18, CHG 2: 08/20 | ASTM INTERNATIONAL | ASTM | ASTM A500/A500M | Standard Specification for Cold-Formed Welded and Seamless Carbon Steel Structural Tubing in Rounds and Shapes | 2023
7787 | 23 05 48.19 | [SEISMIC] BRACING FOR HVAC | 05/18, CHG 2: 08/20 | ASTM INTERNATIONAL | ASTM | ASTM A536 | Standard Specification for Ductile Iron Castings | 1984; R 2019; E 2019
7788 | 23 05 48.19 | [SEISMIC] BRACING FOR HVAC | 05/18, CHG 2: 08/20 | ASTM INTERNATIONAL | ASTM | ASTM A563 | Standard Specification for Carbon and Alloy Steel Nuts | 2021; E 2022a
7789 | 23 05 48.19 | [SEISMIC] BRACING FOR HVAC | 05/18, CHG 2: 08/20 | ASTM INTERNATIONAL | ASTM | ASTM A603 | Standard Specification for Zinc-Coated Steel Structural Wire Rope | 2019
7790 | 23 05 48.19 | [SEISMIC] BRACING FOR HVAC | 05/18, CHG 2: 08/20 | ASTM INTERNATIONAL | ASTM | ASTM D1785 | Standard Specification for Poly(Vinyl Chloride) (PVC), Plastic Pipe, Schedules 40, 80, and 120 | 2021
7791 | 23 05 48.19 | [SEISMIC] BRACING FOR HVAC | 05/18, CHG 2: 08/20 | ASTM INTERNATIONAL | ASTM | ASTM D2665 | Standard Specification for Poly(Vinyl Chloride) (PVC) Plastic Drain, Waste, and Vent Pipe and Fittings | 2014
7792 | 23 05 48.19 | [SEISMIC] BRACING FOR HVAC | 05/18, CHG 2: 08/20 | ASTM INTERNATIONAL | ASTM | ASTM E488/E488M | Standard Test Methods for Strength of Anchors in Concrete Elements | 2022
7793 | 23 05 48.19 | [SEISMIC] BRACING FOR HVAC | 05/18, CHG 2: 08/20 | ASTM INTERNATIONAL | ASTM | ASTM F891 | Standard Specification for Coextruded Poly (Vinyl Chloride) (PVC) Plastic Pipe with a Cellular Core | 2024
7794 | 23 05 48.19 | [SEISMIC] BRACING FOR HVAC | 05/18, CHG 2: 08/20 | ASTM INTERNATIONAL | ASTM | ASTM F1554 | Standard Specification for Anchor Bolts, Steel, 36, 55, and 105-ksi Yield Strength | 2020
7795 | 23 05 48.19 | [SEISMIC] BRACING FOR HVAC | 05/18, CHG 2: 08/20 | FEDERAL EMERGENCY MANAGEMENT AGENCY | FEMA | FEMA P-414 | Installing Seismic Restraints for Duct and Pipe | January 2004
7796 | 23 05 48.19 | [SEISMIC] BRACING FOR HVAC | 05/18, CHG 2: 08/20 | ICC EVALUATION SERVICE, INC. | ICC-ES | ICC ES AC156 | Acceptable Criteria for Seismic Certification by Shake-Table Testing of Nonstructural Components | 2012
7797 | 23 05 48.19 | [SEISMIC] BRACING FOR HVAC | 05/18, CHG 2: 08/20 | ICC EVALUATION SERVICE, INC. | ICC-ES | ICC ES AC193 | Acceptance Criteria for Mechanical Anchors in Concrete Elements | 2012
7798 | 23 05 48.19 | [SEISMIC] BRACING FOR HVAC | 05/18, CHG 2: 08/20 | INTERNATIONAL CODE COUNCIL | ICC | ICC IBC | International Building Code | 2024
7799 | 23 05 48.19 | [SEISMIC] BRACING FOR HVAC | 05/18, CHG 2: 08/20 | METAL FRAMING MANUFACTURERS ASSOCIATION | MFMA | MFMA-4 | Metal Framing Standards Publication | 2004
7800 | 23 05 48.19 | [SEISMIC] BRACING FOR HVAC | 05/18, CHG 2: 08/20 | NSF INTERNATIONAL | NSF | NSF/ANSI/CAN 61 | Drinking Water System Components - Health Effects | 2022
7801 | 23 05 48.19 | [SEISMIC] BRACING FOR HVAC | 05/18, CHG 2: 08/20 | SHEET METAL AND AIR CONDITIONING CONTRACTORS' NATIONAL ASSOCIATION | SMACNA | SMACNA 1981 | Seismic Restraint Manual Guidelines for Mechanical Systems, 3rd Edition | 2008
7802 | 23 05 48.19 | [SEISMIC] BRACING FOR HVAC | 05/18, CHG 2: 08/20 | U.S. DEPARTMENT OF DEFENSE | DOD | UFC 3-301-01 | Structural Engineering | 2023; with Change 1, 2023
7803 | 23 05 48.19 | [SEISMIC] BRACING FOR HVAC | 05/18, CHG 2: 08/20 | U.S. DEPARTMENT OF DEFENSE | DOD | UFC 3-301-02 | Design of Risk Category V Structures, National Strategic Military Assets | 2023
7804 | 23 05 48.19 | [SEISMIC] BRACING FOR HVAC | 05/18, CHG 2: 08/20 | U.S. DEPARTMENT OF DEFENSE | DOD | UFC 4-010-01 | DoD Minimum Antiterrorism Standards for Buildings | 2018; with Change 3, 2024
7805 | 23 05 48.19 | [SEISMIC] BRACING FOR HVAC | 05/18, CHG 2: 08/20 | VIBRATION ISOLATION AND SEISMIC CONTROL MANUFACTURERS ASSOCIATION | VISCMA | VISCMA 412 | Installing Seismic Restraints for Mechanical Equipment | 2014
7806 | 23 05 93 | TESTING, ADJUSTING, AND BALANCING FOR HVAC | 11/15 | ACOUSTICAL SOCIETY OF AMERICA | ASA | ASA S1.4 | Specification for Sound Level Meters (ASA 47) | 1983; Amendment 1985; R 2006
7807 | 23 05 93 | TESTING, ADJUSTING, AND BALANCING FOR HVAC | 11/15 | ACOUSTICAL SOCIETY OF AMERICA | ASA | ASA S1.11 PART 1 | American National Standard Electroacoustics – Octave-Band and Fractional-Octave-Band Filters – Part 1: Specifications | 2014
7808 | 23 05 93 | TESTING, ADJUSTING, AND BALANCING FOR HVAC | 11/15 | AIR MOVEMENT AND CONTROL ASSOCIATION INTERNATIONAL, INC. | AMCA | AMCA 203 | Field Performance Measurements of Fan Systems | 1990; R 2011
7809 | 23 05 93 | TESTING, ADJUSTING, AND BALANCING FOR HVAC | 11/15 | AMERICAN SOCIETY OF HEATING, REFRIGERATING AND AIR-CONDITIONING ENGINEERS | ASHRAE | ASHRAE 62.1 | Ventilation for Acceptable Indoor Air Quality | 2022
7810 | 23 05 93 | TESTING, ADJUSTING, AND BALANCING FOR HVAC | 11/15 | AMERICAN SOCIETY OF HEATING, REFRIGERATING AND AIR-CONDITIONING ENGINEERS | ASHRAE | ASHRAE HVAC APP IP HDBK | HVAC Applications Handbook, I-P Edition | 2023
7811 | 23 05 93 | TESTING, ADJUSTING, AND BALANCING FOR HVAC | 11/15 | AMERICAN SOCIETY OF HEATING, REFRIGERATING AND AIR-CONDITIONING ENGINEERS | ASHRAE | ASHRAE HVAC APP SI HDBK | HVAC Applications Handbook, SI Edition | 2023
7812 | 23 05 93 | TESTING, ADJUSTING, AND BALANCING FOR HVAC | 11/15 | ASSOCIATED AIR BALANCE COUNCIL | AABC | AABC MN-1 | National Standards for Total System Balance | 2002; 6th ed
7813 | 23 05 93 | TESTING, ADJUSTING, AND BALANCING FOR HVAC | 11/15 | ASSOCIATED AIR BALANCE COUNCIL | AABC | AABC MN-4 | Test and Balance Procedures | 1996
7814 | 23 05 93 | TESTING, ADJUSTING, AND BALANCING FOR HVAC | 11/15 | NATIONAL ENVIRONMENTAL BALANCING BUREAU | NEBB | NEBB MASV | Procedural Standards for Measurements and Assessment of Sound and Vibration | 2006
7815 | 23 05 93 | TESTING, ADJUSTING, AND BALANCING FOR HVAC | 11/15 | NATIONAL ENVIRONMENTAL BALANCING BUREAU | NEBB | NEBB PROCEDURAL STANDARDS | Procedural Standards for TAB (Testing, Adjusting and Balancing) Environmental Systems | 2015
7816 | 23 05 93 | TESTING, ADJUSTING, AND BALANCING FOR HVAC | 11/15 | SHEET METAL AND AIR CONDITIONING CONTRACTORS' NATIONAL ASSOCIATION | SMACNA | SMACNA 1780 | HVAC Systems - Testing, Adjusting and Balancing, 3rd Edition | 2023
7817 | 23 05 93 | TESTING, ADJUSTING, AND BALANCING FOR HVAC | 11/15 | SHEET METAL AND AIR CONDITIONING CONTRACTORS' NATIONAL ASSOCIATION | SMACNA | SMACNA 1858 | HVAC Sound And Vibration Manual - First Edition | 2004
7818 | 23 05 93 | TESTING, ADJUSTING, AND BALANCING FOR HVAC | 11/15 | SHEET METAL AND AIR CONDITIONING CONTRACTORS' NATIONAL ASSOCIATION | SMACNA | SMACNA 1972 CD | HVAC Air Duct Leakage Test Manual - 2nd Edition | 2012
7819 | 23 07 00 | THERMAL INSULATION FOR MECHANICAL SYSTEMS | 08/24 | AMERICAN SOCIETY OF HEATING, REFRIGERATING AND AIR-CONDITIONING ENGINEERS | ASHRAE | ASHRAE 90.1 - IP | Energy Standard for Buildings Except Low-Rise Residential Buildings | 2019
7820 | 23 07 00 | THERMAL INSULATION FOR MECHANICAL SYSTEMS | 08/24 | AMERICAN SOCIETY OF HEATING, REFRIGERATING AND AIR-CONDITIONING ENGINEERS | ASHRAE | ASHRAE 90.1 - SI | Energy Standard for Buildings Except Low-Rise Residential Buildings | 2019
7821 | 23 07 00 | THERMAL INSULATION FOR MECHANICAL SYSTEMS | 08/24 | AMERICAN SOCIETY OF HEATING, REFRIGERATING AND AIR-CONDITIONING ENGINEERS | ASHRAE | ASHRAE 90.2 | Energy-Efficient Design of Low-Rise Residential Buildings | 2018; Addenda A-B 2021; Addenda C-K 2023; Addenda L 2024
7822 | 23 07 00 | THERMAL INSULATION FOR MECHANICAL SYSTEMS | 08/24 | ASTM INTERNATIONAL | ASTM | ASTM A240/A240M | Standard Specification for Chromium and Chromium-Nickel Stainless Steel Plate, Sheet, and Strip for Pressure Vessels and for General Applications | 2024
7823 | 23 07 00 | THERMAL INSULATION FOR MECHANICAL SYSTEMS | 08/24 | ASTM INTERNATIONAL | ASTM | ASTM A580/A580M | Standard Specification for Stainless Steel Wire | 2023
7824 | 23 07 00 | THERMAL INSULATION FOR MECHANICAL SYSTEMS | 08/24 | ASTM INTERNATIONAL | ASTM | ASTM B209 | Standard Specification for Aluminum and Aluminum-Alloy Sheet and Plate | 2014
7825 | 23 07 00 | THERMAL INSULATION FOR MECHANICAL SYSTEMS | 08/24 | ASTM INTERNATIONAL | ASTM | ASTM B209M | Standard Specification for Aluminum and Aluminum-Alloy Sheet and Plate (Metric) | 2014
7826 | 23 07 00 | THERMAL INSULATION FOR MECHANICAL SYSTEMS | 08/24 | ASTM INTERNATIONAL | ASTM | ASTM C195 | Standard Specification for Mineral Fiber Thermal Insulating Cement | 2007; R 2013
7827 | 23 07 00 | THERMAL INSULATION FOR MECHANICAL SYSTEMS | 08/24 | ASTM INTERNATIONAL | ASTM | ASTM C450 | Standard Practice for Fabrication of Thermal Insulating Fitting Covers for NPS Piping, and Vessel Lagging | 2008
7828 | 23 07 00 | THERMAL INSULATION FOR MECHANICAL SYSTEMS | 08/24 | ASTM INTERNATIONAL | ASTM | ASTM C533 | Standard Specification for Calcium Silicate Block and Pipe Thermal Insulation | 2017; R 2023
7829 | 23 07 00 | THERMAL INSULATION FOR MECHANICAL SYSTEMS | 08/24 | ASTM INTERNATIONAL | ASTM | ASTM C534/C534M | Standard Specification for Preformed Flexible Elastomeric Cellular Thermal Insulation in Sheet and Tubular Form | 2023
7830 | 23 07 00 | THERMAL INSULATION FOR MECHANICAL SYSTEMS | 08/24 | ASTM INTERNATIONAL | ASTM | ASTM C547 | Standard Specification for Mineral Fiber Pipe Insulation | 2022a
7831 | 23 07 00 | THERMAL INSULATION FOR MECHANICAL SYSTEMS | 08/24 | ASTM INTERNATIONAL | ASTM | ASTM C552 | Standard Specification for Cellular Glass Thermal Insulation | 2022
7832 | 23 07 00 | THERMAL INSULATION FOR MECHANICAL SYSTEMS | 08/24 | ASTM INTERNATIONAL | ASTM | ASTM C553 | Standard Specification for Mineral Fiber Blanket Thermal Insulation for Commercial and Industrial Applications | 2013; R 2019
7833 | 23 07 00 | THERMAL INSULATION FOR MECHANICAL SYSTEMS | 08/24 | ASTM INTERNATIONAL | ASTM | ASTM C585 | Standard Practice for Inner and Outer Diameters of Thermal Insulation for Nominal Sizes of Pipe and Tubing | 2010
7834 | 23 07 00 | THERMAL INSULATION FOR MECHANICAL SYSTEMS | 08/24 | ASTM INTERNATIONAL | ASTM | ASTM C591 | Standard Specification for Unfaced Preformed Rigid Cellular Polyisocyanurate Thermal Insulation | 2022
7835 | 23 07 00 | THERMAL INSULATION FOR MECHANICAL SYSTEMS | 08/24 | ASTM INTERNATIONAL | ASTM | ASTM C592 | Standard Specification for Mineral Fiber Blanket Insulation and Blanket-Type Pipe Insulation (Metal-Mesh Covered) (Industrial Type) | 2022a
7836 | 23 07 00 | THERMAL INSULATION FOR MECHANICAL SYSTEMS | 08/24 | ASTM INTERNATIONAL | ASTM | ASTM C610 | Standard Specification for Molded Expanded Perlite Block and Pipe Thermal Insulation | 2017; R 2023
7837 | 23 07 00 | THERMAL INSULATION FOR MECHANICAL SYSTEMS | 08/24 | ASTM INTERNATIONAL | ASTM | ASTM C612 | Standard Specification for Mineral Fiber Block and Board Thermal Insulation | 2014; R 2019
7838 | 23 07 00 | THERMAL INSULATION FOR MECHANICAL SYSTEMS | 08/24 | ASTM INTERNATIONAL | ASTM | ASTM C647 | Properties and Tests of Mastics and Coating Finishes for Thermal Insulation | 2008; R 2013
7839 | 23 07 00 | THERMAL INSULATION FOR MECHANICAL SYSTEMS | 08/24 | ASTM INTERNATIONAL | ASTM | ASTM C755 | Standard Practice for Selection of Water Vapor Retarders for Thermal Insulation | 2019b
7840 | 23 07 00 | THERMAL INSULATION FOR MECHANICAL SYSTEMS | 08/24 | ASTM INTERNATIONAL | ASTM | ASTM C795 | Standard Specification for Thermal Insulation for Use in Contact with Austenitic Stainless Steel | 2008; R 2023
7841 | 23 07 00 | THERMAL INSULATION FOR MECHANICAL SYSTEMS | 08/24 | ASTM INTERNATIONAL | ASTM | ASTM C916 | Standard Specification for Adhesives for Duct Thermal Insulation | 2020
7842 | 23 07 00 | THERMAL INSULATION FOR MECHANICAL SYSTEMS | 08/24 | ASTM INTERNATIONAL | ASTM | ASTM C920 | Standard Specification for Elastomeric Joint Sealants | 2018
7843 | 23 07 00 | THERMAL INSULATION FOR MECHANICAL SYSTEMS | 08/24 | ASTM INTERNATIONAL | ASTM | ASTM C921 | Standard Practice for Determining the Properties of Jacketing Materials for Thermal Insulation | 2010; R 2015
7844 | 23 07 00 | THERMAL INSULATION FOR MECHANICAL SYSTEMS | 08/24 | ASTM INTERNATIONAL | ASTM | ASTM C1126 | Standard Specification for Faced or Unfaced Rigid Cellular Phenolic Thermal Insulation | 2018
7845 | 23 07 00 | THERMAL INSULATION FOR MECHANICAL SYSTEMS | 08/24 | ASTM INTERNATIONAL | ASTM | ASTM C1136 | Standard Specification for Flexible, Low Permeance Vapor Retarders for Thermal Insulation | 2023
7846 | 23 07 00 | THERMAL INSULATION FOR MECHANICAL SYSTEMS | 08/24 | ASTM INTERNATIONAL | ASTM | ASTM C1290 | Standard Specification for Flexible Fibrous Glass Blanket Insulation Used to Externally Insulate HVAC Ducts | 2016; R 2021
7847 | 23 07 00 | THERMAL INSULATION FOR MECHANICAL SYSTEMS | 08/24 | ASTM INTERNATIONAL | ASTM | ASTM C1710 | Standard Guide for Installation of Flexible Closed Cell Preformed Insulation in Tube and Sheet Form | 2011
7848 | 23 07 00 | THERMAL INSULATION FOR MECHANICAL SYSTEMS | 08/24 | ASTM INTERNATIONAL | ASTM | ASTM D882 | Tensile Properties of Thin Plastic Sheeting | 2012
7849 | 23 07 00 | THERMAL INSULATION FOR MECHANICAL SYSTEMS | 08/24 | ASTM INTERNATIONAL | ASTM | ASTM D2863 | Standard Test Method for Measuring the Minimum Oxygen Concentration to Support Candle-Like Combustion of Plastics (Oxygen Index) | 2019
7850 | 23 07 00 | THERMAL INSULATION FOR MECHANICAL SYSTEMS | 08/24 | ASTM INTERNATIONAL | ASTM | ASTM D5590 | Standard Test Method for Determining the Resistance of Paint Films and Related Coatings to Fungal Defacement by Accelerated Four-Week Agar Plate Assay | 2017; R 2021
7851 | 23 07 00 | THERMAL INSULATION FOR MECHANICAL SYSTEMS | 08/24 | ASTM INTERNATIONAL | ASTM | ASTM E84 | Standard Test Method for Surface Burning Characteristics of Building Materials | 2023
7852 | 23 07 00 | THERMAL INSULATION FOR MECHANICAL SYSTEMS | 08/24 | ASTM INTERNATIONAL | ASTM | ASTM E96/E96M | Standard Test Methods for Gravimetric Determination of Water Vapor Transmission Rate of Materials | 2024
7853 | 23 07 00 | THERMAL INSULATION FOR MECHANICAL SYSTEMS | 08/24 | ASTM INTERNATIONAL | ASTM | ASTM E2231 | Standard Practice for Specimen Preparation and Mounting of Pipe and Duct Insulation Materials to Assess Surface Burning Characteristics | 2021
7854 | 23 07 00 | THERMAL INSULATION FOR MECHANICAL SYSTEMS | 08/24 | ASTM INTERNATIONAL | ASTM | ASTM E2336 | Standard Test Methods for Fire Resistive Grease Duct Enclosure Systems | 2020
7855 | 23 07 00 | THERMAL INSULATION FOR MECHANICAL SYSTEMS | 08/24 | CALIFORNIA DEPARTMENT OF PUBLIC HEALTH | CDPH | CDPH SECTION 01350 | Standard Method for the Testing and Evaluation of Volatile Organic Chemical Emissions from Indoor Sources using Environmental Chambers | 2017; Version 1.2
7856 | 23 07 00 | THERMAL INSULATION FOR MECHANICAL SYSTEMS | 08/24 | FM GLOBAL | FM | FM APP GUIDE | Approval Guide https://www.approvalguide.com/ | updated on-line
7857 | 23 07 00 | THERMAL INSULATION FOR MECHANICAL SYSTEMS | 08/24 | GREEN SEAL | GS | GS-36 | Adhesives for Commercial Use | 2013
7858 | 23 07 00 | THERMAL INSULATION FOR MECHANICAL SYSTEMS | 08/24 | INTERNATIONAL ORGANIZATION FOR STANDARDIZATION | ISO | ISO 2758 | Paper - Determination of Bursting Strength | 2014
7859 | 23 07 00 | THERMAL INSULATION FOR MECHANICAL SYSTEMS | 08/24 | MANUFACTURERS STANDARDIZATION SOCIETY OF THE VALVE AND FITTINGS INDUSTRY | MSS | MSS SP-58 | Pipe Hangers and Supports - Materials, Design and Manufacture, Selection, Application, and Installation | 2018
7860 | 23 07 00 | THERMAL INSULATION FOR MECHANICAL SYSTEMS | 08/24 | MIDWEST INSULATION CONTRACTORS ASSOCIATION | MICA | MICA Insulation Stds | National Commercial & Industrial Insulation Standards | 8th Ed
7861 | 23 07 00 | THERMAL INSULATION FOR MECHANICAL SYSTEMS | 08/24 | NATIONAL FIRE PROTECTION ASSOCIATION | NFPA | NFPA 90A | Standard for the Installation of Air Conditioning and Ventilating Systems | 2024
7862 | 23 07 00 | THERMAL INSULATION FOR MECHANICAL SYSTEMS | 08/24 | NATIONAL FIRE PROTECTION ASSOCIATION | NFPA | NFPA 90B | Standard for the Installation of Warm Air Heating and Air Conditioning Systems | 2024
7863 | 23 07 00 | THERMAL INSULATION FOR MECHANICAL SYSTEMS | 08/24 | NATIONAL FIRE PROTECTION ASSOCIATION | NFPA | NFPA 96 | Standard for Ventilation Control and Fire Protection of Commercial Cooking Operations | 2024
7864 | 23 07 00 | THERMAL INSULATION FOR MECHANICAL SYSTEMS | 08/24 | SCIENTIFIC CERTIFICATION SYSTEMS | SCS | SCS | SCS Global Services (SCS) Indoor Advantage
7865 | 23 07 00 | THERMAL INSULATION FOR MECHANICAL SYSTEMS | 08/24 | SOUTH COAST AIR QUALITY MANAGEMENT DISTRICT | SCAQMD | SCAQMD Rule 1168 | Adhesive and Sealant Applications | 2022
7866 | 23 07 00 | THERMAL INSULATION FOR MECHANICAL SYSTEMS | 08/24 | TECHNICAL ASSOCIATION OF THE PULP AND PAPER INDUSTRY | TAPPI | TAPPI T403 OM | Bursting Strength of Paper | 2022
7867 | 23 07 00 | THERMAL INSULATION FOR MECHANICAL SYSTEMS | 08/24 | U.S. DEPARTMENT OF DEFENSE | DOD | MIL-A-3316 | Adhesives, Fire-Resistant, Thermal Insulation | 1987; Rev C; Am 2 1990
7868 | 23 07 00 | THERMAL INSULATION FOR MECHANICAL SYSTEMS | 08/24 | U.S. DEPARTMENT OF DEFENSE | DOD | MIL-A-24179 | Adhesive, Flexible Unicellular-Plastic Thermal Insulation | 1969; Rev A; Am 2 1980; Notice 1 1987; Notice 2 2020
7869 | 23 07 00 | THERMAL INSULATION FOR MECHANICAL SYSTEMS | 08/24 | U.S. DEPARTMENT OF DEFENSE | DOD | MIL-PRF-19565 | Coating Compounds, Thermal Insulation, Fire- and Water-Resistant, Vapor-Barrier | 1988; Rev C
7870 | 23 07 00 | THERMAL INSULATION FOR MECHANICAL SYSTEMS | 08/24 | UNDERWRITERS LABORATORIES | UL | UL 94 | UL Standard for Safety Tests for Flammability of Plastic Materials for Parts in Devices and Appliances | 2023; Reprint Jan 2024
7871 | 23 07 00 | THERMAL INSULATION FOR MECHANICAL SYSTEMS | 08/24 | UNDERWRITERS LABORATORIES | UL | UL 723 | UL Standard for Safety Test for Surface Burning Characteristics of Building Materials | 2020
7872 | 23 07 00 | THERMAL INSULATION FOR MECHANICAL SYSTEMS | 08/24 | UNDERWRITERS LABORATORIES | UL | UL 2818 | GREENGUARD Certification Program For Chemical Emissions For Building Materials, Finishes And Furnishings | 2022
7873 | 23 08 01.00 20 | TESTING INDUSTRIAL VENTILATION SYSTEMS | 04/06 | AIR MOVEMENT AND CONTROL ASSOCIATION INTERNATIONAL, INC. | AMCA | AMCA 201 | Fans and Systems | 2002; R 2011
7874 | 23 08 01.00 20 | TESTING INDUSTRIAL VENTILATION SYSTEMS | 04/06 | AMERICAN CONFERENCE OF GOVERNMENTAL INDUSTRIAL HYGIENISTS | ACGIH | ACGIH-2092S | Industrial Ventilation: A Manual of Recommended Practice | 2004
7875 | 23 09 00 | INSTRUMENTATION AND CONTROL FOR HVAC | 08/24 | AMERICAN SOCIETY OF HEATING, REFRIGERATING AND AIR-CONDITIONING ENGINEERS | ASHRAE | ASHRAE 135 | BACnet—A Data Communication Protocol for Building Automation and Control Networks | 2020; Interpretation 1-8 2021; Errata 1-2 2021; Addenda CD 2021; Addenda BV-CE 2022; Interpretation 9-12 2022; Interpretation 13-24 2023; Addenda BV-CF 2023; Errata 3 2023
7876 | 23 09 00 | INSTRUMENTATION AND CONTROL FOR HVAC | 08/24 | AMERICAN SOCIETY OF HEATING, REFRIGERATING AND AIR-CONDITIONING ENGINEERS | ASHRAE | ASHRAE FUN IP | Fundamentals Handbook, I-P Edition | 2021
7877 | 23 09 00 | INSTRUMENTATION AND CONTROL FOR HVAC | 08/24 | AMERICAN SOCIETY OF HEATING, REFRIGERATING AND AIR-CONDITIONING ENGINEERS | ASHRAE | ASHRAE FUN SI | Fundamentals Handbook, SI Edition | 2021
7878 | 23 09 00 | INSTRUMENTATION AND CONTROL FOR HVAC | 08/24 | CONSUMER ELECTRONICS ASSOCIATION | CEA | CEA-709.1-D | Control Network Protocol Specification | 2014
7879 | 23 09 00 | INSTRUMENTATION AND CONTROL FOR HVAC | 08/24 | CONSUMER ELECTRONICS ASSOCIATION | CEA | CEA-709.3 | Free-Topology Twisted-Pair Channel Specification | 1999; R 2015
7880 | 23 09 00 | INSTRUMENTATION AND CONTROL FOR HVAC | 08/24 | INSTITUTE OF ELECTRICAL AND ELECTRONICS ENGINEERS | IEEE | IEEE C62.41 | Recommended Practice on Surge Voltages in Low-Voltage AC Power Circuits | 1991; R 1995
7881 | 23 09 00 | INSTRUMENTATION AND CONTROL FOR HVAC | 08/24 | NATIONAL ELECTRICAL MANUFACTURERS ASSOCIATION | NEMA | NEMA 250 | Enclosures for Electrical Equipment (1000 Volts Maximum) | 2020
7882 | 23 09 00 | INSTRUMENTATION AND CONTROL FOR HVAC | 08/24 | NATIONAL FIRE PROTECTION ASSOCIATION | NFPA | NFPA 70 | National Electrical Code | 2023
7883 | 23 09 00 | INSTRUMENTATION AND CONTROL FOR HVAC | 08/24 | NATIONAL FIRE PROTECTION ASSOCIATION | NFPA | NFPA 90A | Standard for the Installation of Air Conditioning and Ventilating Systems | 2024
7884 | 23 09 00 | INSTRUMENTATION AND CONTROL FOR HVAC | 08/24 | TRIDIUM, INC | TRIDIUM | Niagara Framework | NiagaraAX User's Guide | 2021
7885 | 23 09 00 | INSTRUMENTATION AND CONTROL FOR HVAC | 08/24 | TRIDIUM, INC | TRIDIUM | Tridium Open NiCS | Understanding the NiagaraAX Compatibility Statement (NiCS) | 2021
7886 | 23 09 00 | INSTRUMENTATION AND CONTROL FOR HVAC | 08/24 | U.S. DEPARTMENT OF DEFENSE | DOD | UFC 3-410-02 | Direct Digital Control for HVAC and Other Building Control Systems | 2018; with Change 2, 2021
7887 | 23 09 00 | INSTRUMENTATION AND CONTROL FOR HVAC | 08/24 | UNDERWRITERS LABORATORIES | UL | UL 5085-3 | UL Standard for Safety Low Voltage Transformers - Part 3: Class 2 and Class 3 Transformers | 2006; Reprint Jan 2022
7888 | 23 09 13 | INSTRUMENTATION AND CONTROL DEVICES FOR HVAC | 11/15, CHG 2: 05/21 | AIR MOVEMENT AND CONTROL ASSOCIATION INTERNATIONAL, INC. | AMCA | AMCA 500-D | Laboratory Methods of Testing Dampers for Rating | 2018
7889 | 23 09 13 | INSTRUMENTATION AND CONTROL DEVICES FOR HVAC | 11/15, CHG 2: 05/21 | AIR MOVEMENT AND CONTROL ASSOCIATION INTERNATIONAL, INC. | AMCA | AMCA 511 | Certified Ratings Program for Air Control Devices | 2010; R 2016
7890 | 23 09 13 | INSTRUMENTATION AND CONTROL DEVICES FOR HVAC | 11/15, CHG 2: 05/21 | AMERICAN NATIONAL STANDARDS INSTITUTE | ANSI | ANSI C12.1 | Electric Meters - Code for Electricity Metering | 2014; Errata 2016
7891 | 23 09 13 | INSTRUMENTATION AND CONTROL DEVICES FOR HVAC | 11/15, CHG 2: 05/21 | AMERICAN SOCIETY OF MECHANICAL ENGINEERS | ASME | ASME B16.15 | Cast Copper Alloy Threaded Fittings Classes 125 and 250 | 2018
7892 | 23 09 13 | INSTRUMENTATION AND CONTROL DEVICES FOR HVAC | 11/15, CHG 2: 05/21 | AMERICAN SOCIETY OF MECHANICAL ENGINEERS | ASME | ASME B16.18 | Cast Copper Alloy Solder Joint Pressure Fittings | 2021
7893 | 23 09 13 | INSTRUMENTATION AND CONTROL DEVICES FOR HVAC | 11/15, CHG 2: 05/21 | AMERICAN SOCIETY OF MECHANICAL ENGINEERS | ASME | ASME B16.22 | Wrought Copper and Copper Alloy Solder Joint Pressure Fittings | 2021
7894 | 23 09 13 | INSTRUMENTATION AND CONTROL DEVICES FOR HVAC | 11/15, CHG 2: 05/21 | AMERICAN SOCIETY OF MECHANICAL ENGINEERS | ASME | ASME B16.26 | Standard for Cast Copper Alloy Fittings for Flared Copper Tubes | 2018
7895 | 23 09 13 | INSTRUMENTATION AND CONTROL DEVICES FOR HVAC | 11/15, CHG 2: 05/21 | AMERICAN SOCIETY OF MECHANICAL ENGINEERS | ASME | ASME B16.34 | Valves - Flanged, Threaded and Welding End | 2021
7896 | 23 09 13 | INSTRUMENTATION AND CONTROL DEVICES FOR HVAC | 11/15, CHG 2: 05/21 | AMERICAN SOCIETY OF MECHANICAL ENGINEERS | ASME | ASME B40.100 | Pressure Gauges and Gauge Attachments | 2022
7897 | 23 09 13 | INSTRUMENTATION AND CONTROL DEVICES FOR HVAC | 11/15, CHG 2: 05/21 | AMERICAN SOCIETY OF MECHANICAL ENGINEERS | ASME | ASME BPVC SEC VIII D1 | BPVC Section VIII-Rules for Construction of Pressure Vessels Division 1 | 2019
7898 | 23 09 13 | INSTRUMENTATION AND CONTROL DEVICES FOR HVAC | 11/15, CHG 2: 05/21 | ASTM INTERNATIONAL | ASTM | ASTM A269/A269M | Standard Specification for Seamless and Welded Austenitic Stainless Steel Tubing for General Service | 2024
7899 | 23 09 13 | INSTRUMENTATION AND CONTROL DEVICES FOR HVAC | 11/15, CHG 2: 05/21 | ASTM INTERNATIONAL | ASTM | ASTM A536 | Standard Specification for Ductile Iron Castings | 1984; R 2019; E 2019
7900 | 23 09 13 | INSTRUMENTATION AND CONTROL DEVICES FOR HVAC | 11/15, CHG 2: 05/21 | ASTM INTERNATIONAL | ASTM | ASTM B32 | Standard Specification for Solder Metal | 2020
7901 | 23 09 13 | INSTRUMENTATION AND CONTROL DEVICES FOR HVAC | 11/15, CHG 2: 05/21 | ASTM INTERNATIONAL | ASTM | ASTM B75/B75M | Standard Specification for Seamless Copper Tube | 2020
7902 | 23 09 13 | INSTRUMENTATION AND CONTROL DEVICES FOR HVAC | 11/15, CHG 2: 05/21 | ASTM INTERNATIONAL | ASTM | ASTM B88 | Standard Specification for Seamless Copper Water Tube | 2022
7903 | 23 09 13 | INSTRUMENTATION AND CONTROL DEVICES FOR HVAC | 11/15, CHG 2: 05/21 | ASTM INTERNATIONAL | ASTM | ASTM D635 | Standard Test Method for Rate of Burning and/or Extent and Time of Burning of Plastics in a Horizontal Position | 2018
7904 | 23 09 13 | INSTRUMENTATION AND CONTROL DEVICES FOR HVAC | 11/15, CHG 2: 05/21 | ASTM INTERNATIONAL | ASTM | ASTM D638 | Standard Test Method for Tensile Properties of Plastics | 2014
7905 | 23 09 13 | INSTRUMENTATION AND CONTROL DEVICES FOR HVAC | 11/15, CHG 2: 05/21 | ASTM INTERNATIONAL | ASTM | ASTM D792 | Density and Specific Gravity (Relative Density) of Plastics by Displacement | 2013
7906 | 23 09 13 | INSTRUMENTATION AND CONTROL DEVICES FOR HVAC | 11/15, CHG 2: 05/21 | ASTM INTERNATIONAL | ASTM | ASTM D1238 | Melt Flow Rates of Thermoplastics by Extrusion Plastometer | 2013
7907 | 23 09 13 | INSTRUMENTATION AND CONTROL DEVICES FOR HVAC | 11/15, CHG 2: 05/21 | ASTM INTERNATIONAL | ASTM | ASTM D1693 | Standard Test Method for Environmental Stress-Cracking of Ethylene Plastics | 2015
7908 | 23 09 13 | INSTRUMENTATION AND CONTROL DEVICES FOR HVAC | 11/15, CHG 2: 05/21 | FLUID CONTROLS INSTITUTE | FCI | FCI 70-2 | Control Valve Seat Leakage | 2021
7909 | 23 09 13 | INSTRUMENTATION AND CONTROL DEVICES FOR HVAC | 11/15, CHG 2: 05/21 | INSTITUTE OF ELECTRICAL AND ELECTRONICS ENGINEERS | IEEE | IEEE 142 | Recommended Practice for Grounding of Industrial and Commercial Power Systems - IEEE Green Book | 2007; Errata 2014
7910 | 23 09 13 | INSTRUMENTATION AND CONTROL DEVICES FOR HVAC | 11/15, CHG 2: 05/21 | INTERNATIONAL SOCIETY OF AUTOMATION | ISA | ISA 7.0.01 | Quality Standard for Instrument Air | 1996
7911 | 23 09 13 | INSTRUMENTATION AND CONTROL DEVICES FOR HVAC | 11/15, CHG 2: 05/21 | NATIONAL ELECTRICAL MANUFACTURERS ASSOCIATION | NEMA | ANSI C12.20 | Electricity Meters - 0.1, 0.2, and 0.5 Accuracy Classes | 2015; E 2018
7912 | 23 09 13 | INSTRUMENTATION AND CONTROL DEVICES FOR HVAC | 11/15, CHG 2: 05/21 | NATIONAL ELECTRICAL MANUFACTURERS ASSOCIATION | NEMA | NEMA 250 | Enclosures for Electrical Equipment (1000 Volts Maximum) | 2020
7913 | 23 09 13 | INSTRUMENTATION AND CONTROL DEVICES FOR HVAC | 11/15, CHG 2: 05/21 | NATIONAL ELECTRICAL MANUFACTURERS ASSOCIATION | NEMA | NEMA/ANSI C12.10 | Physical Aspects of Watthour Meters - Safety Standard | 2011; R 2021
7914 | 23 09 13 | INSTRUMENTATION AND CONTROL DEVICES FOR HVAC | 11/15, CHG 2: 05/21 | NATIONAL FIRE PROTECTION ASSOCIATION | NFPA | NFPA 70 | National Electrical Code | 2023
7915 | 23 09 13 | INSTRUMENTATION AND CONTROL DEVICES FOR HVAC | 11/15, CHG 2: 05/21 | NATIONAL FIRE PROTECTION ASSOCIATION | NFPA | NFPA 90A | Standard for the Installation of Air Conditioning and Ventilating Systems | 2024
7916 | 23 09 13 | INSTRUMENTATION AND CONTROL DEVICES FOR HVAC | 11/15, CHG 2: 05/21 | UNDERWRITERS LABORATORIES | UL | UL 94 | UL Standard for Safety Tests for Flammability of Plastic Materials for Parts in Devices and Appliances | 2023; Reprint Jan 2024
7917 | 23 09 13 | INSTRUMENTATION AND CONTROL DEVICES FOR HVAC | 11/15, CHG 2: 05/21 | UNDERWRITERS LABORATORIES | UL | UL 555 | UL Standard for Safety Fire Dampers | 2006; Reprint Aug 2016
7918 | 23 09 13 | INSTRUMENTATION AND CONTROL DEVICES FOR HVAC | 11/15, CHG 2: 05/21 | UNDERWRITERS LABORATORIES | UL | UL 555S | UL Standard for Safety Smoke Dampers | 2014; Reprint Oct 2020
7919 | 23 09 13 | INSTRUMENTATION AND CONTROL DEVICES FOR HVAC | 11/15, CHG 2: 05/21 | UNDERWRITERS LABORATORIES | UL | UL 1820 | UL Standard for Safety Fire Test of Pneumatic Tubing for Flame and Smoke Characteristics | 2004; Reprint May 2013
7920 | 23 09 13 | INSTRUMENTATION AND CONTROL DEVICES FOR HVAC | 11/15, CHG 2: 05/21 | UNDERWRITERS LABORATORIES | UL | UL 5085-3 | UL Standard for Safety Low Voltage Transformers - Part 3: Class 2 and Class 3 Transformers | 2006; Reprint Jan 2022
7921 | 23 09 23.01 | LONWORKS DIRECT DIGITAL CONTROL FOR HVAC AND OTHER BUILDING CONTROL SYSTEMS | 08/24 | CONSUMER ELECTRONICS ASSOCIATION | CEA | CEA-709.1-D | Control Network Protocol Specification | 2014
7922 | 23 09 23.01 | LONWORKS DIRECT DIGITAL CONTROL FOR HVAC AND OTHER BUILDING CONTROL SYSTEMS | 08/24 | CONSUMER ELECTRONICS ASSOCIATION | CEA | CEA-709.3 | Free-Topology Twisted-Pair Channel Specification | 1999; R 2015
7923 | 23 09 23.01 | LONWORKS DIRECT DIGITAL CONTROL FOR HVAC AND OTHER BUILDING CONTROL SYSTEMS | 08/24 | CONSUMER ELECTRONICS ASSOCIATION | CEA | CEA-852-C | Tunneling Device Area Network Protocols Over Internet Protocol Channels | 2014
7924 | 23 09 23.01 | LONWORKS DIRECT DIGITAL CONTROL FOR HVAC AND OTHER BUILDING CONTROL SYSTEMS | 08/24 | INSTITUTE OF ELECTRICAL AND ELECTRONICS ENGINEERS | IEEE | IEEE 802.3 | Ethernet | 2022
7925 | 23 09 23.01 | LONWORKS DIRECT DIGITAL CONTROL FOR HVAC AND OTHER BUILDING CONTROL SYSTEMS | 08/24 | INTERNET ENGINEERING TASK FORCE | IETF | IETF RFC 4361 | Node-specific Client Identifiers for Dynamic Host Configuration Protocol Version Four (DHCPv4) | 2006
7926 | 23 09 23.01 | LONWORKS DIRECT DIGITAL CONTROL FOR HVAC AND OTHER BUILDING CONTROL SYSTEMS | 08/24 | INTERNET ENGINEERING TASK FORCE | IETF | IETF RFC 7465 | Prohibiting RC4 Cipher Suites | 2015
7927 | 23 09 23.01 | LONWORKS DIRECT DIGITAL CONTROL FOR HVAC AND OTHER BUILDING CONTROL SYSTEMS | 08/24 | LONMARK INTERNATIONAL | LonMark | LonMark Interoperability Guide | LonMark Application-Layer Interoperability Guide and LonMark Layer 1-6 Interoperability Guide; Version 3.4 | 2005
7928 | 23 09 23.01 | LONWORKS DIRECT DIGITAL CONTROL FOR HVAC AND OTHER BUILDING CONTROL SYSTEMS | 08/24 | LONMARK INTERNATIONAL | LonMark | LonMark SCPT List | LonMark SCPT Master List; Version 15 | 2014
7929 | 23 09 23.01 | LONWORKS DIRECT DIGITAL CONTROL FOR HVAC AND OTHER BUILDING CONTROL SYSTEMS | 08/24 | LONMARK INTERNATIONAL | LonMark | LonMark SNVT List | LonMark SNVT Master List; Version 15 | 2014
7930 | 23 09 23.01 | LONWORKS DIRECT DIGITAL CONTROL FOR HVAC AND OTHER BUILDING CONTROL SYSTEMS | 08/24 | LONMARK INTERNATIONAL | LonMark | LonMark XIF Guide | LonMark External Interface File Reference Guide; Revision 4.402 | 2001
7931 | 23 09 23.01 | LONWORKS DIRECT DIGITAL CONTROL FOR HVAC AND OTHER BUILDING CONTROL SYSTEMS | 08/24 | TRIDIUM, INC | TRIDIUM | Niagara Framework | NiagaraAX User's Guide | 2021
7932 | 23 09 23.01 | LONWORKS DIRECT DIGITAL CONTROL FOR HVAC AND OTHER BUILDING CONTROL SYSTEMS | 08/24 | TRIDIUM, INC | TRIDIUM | Tridium Open NiCS | Understanding the NiagaraAX Compatibility Statement (NiCS) | 2021
7933 | 23 09 23.01 | LONWORKS DIRECT DIGITAL CONTROL FOR HVAC AND OTHER BUILDING CONTROL SYSTEMS | 08/24 | U.S. FEDERAL COMMUNICATIONS COMMISSION | FCC | FCC Part 15 | Radio Frequency Devices (47 CFR 15)
7934 | 23 09 23.01 | LONWORKS DIRECT DIGITAL CONTROL FOR HVAC AND OTHER BUILDING CONTROL SYSTEMS | 08/24 | UNDERWRITERS LABORATORIES | UL | UL 916 | UL Standard for Safety Energy Management Equipment | 2015; Reprint Oct 2021
7935 | 23 09 23.02 | BACNET DIRECT DIGITAL CONTROL FOR HVAC AND OTHER BUILDING CONTROL SYSTEMS | 08/24 | AMERICAN SOCIETY OF HEATING, REFRIGERATING AND AIR-CONDITIONING ENGINEERS | ASHRAE | ASHRAE 135 | BACnet—A Data Communication Protocol for Building Automation and Control Networks | 2020; Interpretation 1-8 2021; Errata 1-2 2021; Addenda CD 2021; Addenda BV-CE 2022; Interpretation 9-12 2022; Interpretation 13-24 2023; Addenda BV-CF 2023; Errata 3 2023
7936 | 23 09 23.02 | BACNET DIRECT DIGITAL CONTROL FOR HVAC AND OTHER BUILDING CONTROL SYSTEMS | 08/24 | BACNET TESTING LABORATORIES | BTL | BTL Guide | BACnet Testing Laboratory Implementation Guidelines | v.50; 2022
7937 | 23 09 23.02 | BACNET DIRECT DIGITAL CONTROL FOR HVAC AND OTHER BUILDING CONTROL SYSTEMS | 08/24 | INSTITUTE OF ELECTRICAL AND ELECTRONICS ENGINEERS | IEEE | IEEE 802.3 | Ethernet | 2022
7938 | 23 09 23.02 | BACNET DIRECT DIGITAL CONTROL FOR HVAC AND OTHER BUILDING CONTROL SYSTEMS | 08/24 | TELECOMMUNICATIONS INDUSTRY ASSOCIATION | TIA | TIA-485 | Electrical Characteristics of Generators and Receivers for Use in Balanced Digital Multipoint Systems | 1998a; R 2012
7939 | 23 09 23.02 | BACNET DIRECT DIGITAL CONTROL FOR HVAC AND OTHER BUILDING CONTROL SYSTEMS | 08/24 | TRIDIUM, INC | TRIDIUM | Niagara Framework | NiagaraAX User's Guide | 2021
7940 | 23 09 23.02 | BACNET DIRECT DIGITAL CONTROL FOR HVAC AND OTHER BUILDING CONTROL SYSTEMS | 08/24 | TRIDIUM, INC | TRIDIUM | Tridium Open NiCS | Understanding the NiagaraAX Compatibility Statement (NiCS) | 2021
7941 | 23 09 23.02 | BACNET DIRECT DIGITAL CONTROL FOR HVAC AND OTHER BUILDING CONTROL SYSTEMS | 08/24 | U.S. FEDERAL COMMUNICATIONS COMMISSION | FCC | FCC Part 15 | Radio Frequency Devices (47 CFR 15)
7942 | 23 09 23.02 | BACNET DIRECT DIGITAL CONTROL FOR HVAC AND OTHER BUILDING CONTROL SYSTEMS | 08/24 | UNDERWRITERS LABORATORIES | UL | UL 916 | UL Standard for Safety Energy Management Equipment | 2015; Reprint Oct 2021
7943 | 23 09 53.00 20 | SPACE TEMPERATURE CONTROL SYSTEMS | 02/10, CHG 3: 08/24 | AIR MOVEMENT AND CONTROL ASSOCIATION INTERNATIONAL, INC. | AMCA | AMCA 500-D | Laboratory Methods of Testing Dampers for Rating | 2018
7944 | 23 09 53.00 20 | SPACE TEMPERATURE CONTROL SYSTEMS | 02/10, CHG 3: 08/24 | AMERICAN SOCIETY OF HEATING, REFRIGERATING AND AIR-CONDITIONING ENGINEERS | ASHRAE | ASHRAE FUN IP | Fundamentals Handbook, I-P Edition | 2021
7945 | 23 09 53.00 20 | SPACE TEMPERATURE CONTROL SYSTEMS | 02/10, CHG 3: 08/24 | AMERICAN SOCIETY OF HEATING, REFRIGERATING AND AIR-CONDITIONING ENGINEERS | ASHRAE | ASHRAE FUN SI | Fundamentals Handbook, SI Edition | 2021
7946 | 23 09 53.00 20 | SPACE TEMPERATURE CONTROL SYSTEMS | 02/10, CHG 3: 08/24 | AMERICAN SOCIETY OF MECHANICAL ENGINEERS | ASME | ASME B16.1 | Gray Iron Pipe Flanges and Flanged Fittings Classes 25, 125, and 250 | 2020
7947 | 23 09 53.00 20 | SPACE TEMPERATURE CONTROL SYSTEMS | 02/10, CHG 3: 08/24 | AMERICAN SOCIETY OF MECHANICAL ENGINEERS | ASME | ASME B16.5 | Pipe Flanges and Flanged Fittings NPS 1/2 Through NPS 24 Metric/Inch Standard | 2020
7948 | 23 09 53.00 20 | SPACE TEMPERATURE CONTROL SYSTEMS | 02/10, CHG 3: 08/24 | AMERICAN SOCIETY OF MECHANICAL ENGINEERS | ASME | ASME B16.15 | Cast Copper Alloy Threaded Fittings Classes 125 and 250 | 2018
7949 | 23 09 53.00 20 | SPACE TEMPERATURE CONTROL SYSTEMS | 02/10, CHG 3: 08/24 | AMERICAN SOCIETY OF MECHANICAL ENGINEERS | ASME | ASME B16.18 | Cast Copper Alloy Solder Joint Pressure Fittings | 2021
7950 | 23 09 53.00 20 | SPACE TEMPERATURE CONTROL SYSTEMS | 02/10, CHG 3: 08/24 | AMERICAN SOCIETY OF MECHANICAL ENGINEERS | ASME | ASME B16.22 | Wrought Copper and Copper Alloy Solder Joint Pressure Fittings | 2021
7951 | 23 09 53.00 20 | SPACE TEMPERATURE CONTROL SYSTEMS | 02/10, CHG 3: 08/24 | AMERICAN SOCIETY OF MECHANICAL ENGINEERS | ASME | ASME B16.26 | Standard for Cast Copper Alloy Fittings for Flared Copper Tubes | 2018
7952 | 23 09 53.00 20 | SPACE TEMPERATURE CONTROL SYSTEMS | 02/10, CHG 3: 08/24 | AMERICAN SOCIETY OF MECHANICAL ENGINEERS | ASME | ASME B16.34 | Valves - Flanged, Threaded and Welding End | 2021
7953 | 23 09 53.00 20 | SPACE TEMPERATURE CONTROL SYSTEMS | 02/10, CHG 3: 08/24 | AMERICAN SOCIETY OF MECHANICAL ENGINEERS | ASME | ASME B31.1 | Power Piping | 2022
7954 | 23 09 53.00 20 | SPACE TEMPERATURE CONTROL SYSTEMS | 02/10, CHG 3: 08/24 | AMERICAN SOCIETY OF MECHANICAL ENGINEERS | ASME | ASME B31.5 | Refrigeration Piping and Heat Transfer Components | 2022
7955 | 23 09 53.00 20 | SPACE TEMPERATURE CONTROL SYSTEMS | 02/10, CHG 3: 08/24 | AMERICAN SOCIETY OF MECHANICAL ENGINEERS | ASME | ASME B40.100 | Pressure Gauges and Gauge Attachments | 2022
7956 | 23 09 53.00 20 | SPACE TEMPERATURE CONTROL SYSTEMS | 02/10, CHG 3: 08/24 | AMERICAN SOCIETY OF MECHANICAL ENGINEERS | ASME | ASME BPVC | Boiler and Pressure Vessels Code | 2010
7957 | 23 09 53.00 20 | SPACE TEMPERATURE CONTROL SYSTEMS | 02/10, CHG 3: 08/24 | ASTM INTERNATIONAL | ASTM | ASTM A126 | Standard Specification for Gray Iron Castings for Valves, Flanges, and Pipe Fittings | 2004; R 2023
7958 | 23 09 53.00 20 | SPACE TEMPERATURE CONTROL SYSTEMS | 02/10, CHG 3: 08/24 | ASTM INTERNATIONAL | ASTM | ASTM B32 | Standard Specification for Solder Metal | 2020
7959 | 23 09 53.00 20 | SPACE TEMPERATURE CONTROL SYSTEMS | 02/10, CHG 3: 08/24 | ASTM INTERNATIONAL | ASTM | ASTM B75/B75M | Standard Specification for Seamless Copper Tube | 2020
7960 | 23 09 53.00 20 | SPACE TEMPERATURE CONTROL SYSTEMS | 02/10, CHG 3: 08/24 | ASTM INTERNATIONAL | ASTM | ASTM B88 | Standard Specification for Seamless Copper Water Tube | 2022
7961 | 23 09 53.00 20 | SPACE TEMPERATURE CONTROL SYSTEMS | 02/10, CHG 3: 08/24 | ASTM INTERNATIONAL | ASTM | ASTM B88M | Standard Specification for Seamless Copper Water Tube (Metric) | 2020
7962 | 23 09 53.00 20 | SPACE TEMPERATURE CONTROL SYSTEMS | 02/10, CHG 3: 08/24 | ASTM INTERNATIONAL | ASTM | ASTM D635 | Standard Test Method for Rate of Burning and/or Extent and Time of Burning of Plastics in a Horizontal Position | 2018
7963 | 23 09 53.00 20 | SPACE TEMPERATURE CONTROL SYSTEMS | 02/10, CHG 3: 08/24 | ASTM INTERNATIONAL | ASTM | ASTM D638 | Standard Test Method for Tensile Properties of Plastics | 2014
7964 | 23 09 53.00 20 | SPACE TEMPERATURE CONTROL SYSTEMS | 02/10, CHG 3: 08/24 | ASTM INTERNATIONAL | ASTM | ASTM D792 | Density and Specific Gravity (Relative Density) of Plastics by Displacement | 2013
7965 | 23 09 53.00 20 | SPACE TEMPERATURE CONTROL SYSTEMS | 02/10, CHG 3: 08/24 | ASTM INTERNATIONAL | ASTM | ASTM D1238 | Melt Flow Rates of Thermoplastics by Extrusion Plastometer | 2013
7966 | 23 09 53.00 20 | SPACE TEMPERATURE CONTROL SYSTEMS | 02/10, CHG 3: 08/24 | ASTM INTERNATIONAL | ASTM | ASTM D1693 | Standard Test Method for Environmental Stress-Cracking of Ethylene Plastics | 2015
7967 | 23 09 53.00 20 | SPACE TEMPERATURE CONTROL SYSTEMS | 02/10, CHG 3: 08/24 | NATIONAL ELECTRICAL MANUFACTURERS ASSOCIATION | NEMA | NEMA 250 | Enclosures for Electrical Equipment (1000 Volts Maximum) | 2020
7968 | 23 09 53.00 20 | SPACE TEMPERATURE CONTROL SYSTEMS | 02/10, CHG 3: 08/24 | NATIONAL ELECTRICAL MANUFACTURERS ASSOCIATION | NEMA | NEMA ST 1 | Specialty Transformers (Except General Purpose Type) | 1988; R 1994; R 1997
7969 | 23 09 53.00 20 | SPACE TEMPERATURE CONTROL SYSTEMS | 02/10, CHG 3: 08/24 | NATIONAL FIRE PROTECTION ASSOCIATION | NFPA | NFPA 70 | National Electrical Code | 2023
7970 | 23 09 53.00 20 | SPACE TEMPERATURE CONTROL SYSTEMS | 02/10, CHG 3: 08/24 | NATIONAL FIRE PROTECTION ASSOCIATION | NFPA | NFPA 90A | Standard for the Installation of Air Conditioning and Ventilating Systems | 2024
7971 | 23 09 53.00 20 | SPACE TEMPERATURE CONTROL SYSTEMS | 02/10, CHG 3: 08/24 | SHEET METAL AND AIR CONDITIONING CONTRACTORS' NATIONAL ASSOCIATION | SMACNA | SMACNA 1780 | HVAC Systems - Testing, Adjusting and Balancing, 3rd Edition | 2023
7972 | 23 09 53.00 20 | SPACE TEMPERATURE CONTROL SYSTEMS | 02/10, CHG 3: 08/24 | SHEET METAL AND AIR CONDITIONING CONTRACTORS' NATIONAL ASSOCIATION | SMACNA | SMACNA 1966 | HVAC Duct Construction Standards Metal and Flexible, 4th Edition | 2020
7973 | 23 09 53.00 20 | SPACE TEMPERATURE CONTROL SYSTEMS | 02/10, CHG 3: 08/24 | U.S. FEDERAL COMMUNICATIONS COMMISSION | FCC | FCC Part 15 | Radio Frequency Devices (47 CFR 15)
7974 | 23 09 53.00 20 | SPACE TEMPERATURE CONTROL SYSTEMS | 02/10, CHG 3: 08/24 | UNDERWRITERS LABORATORIES | UL | UL 508 | UL Standard for Safety Industrial Control Equipment | 2018; Reprint Jul 2021
7975 | 23 09 53.00 20 | SPACE TEMPERATURE CONTROL SYSTEMS | 02/10, CHG 3: 08/24 | UNDERWRITERS LABORATORIES | UL | UL 555S | UL Standard for Safety Smoke Dampers | 2014; Reprint Oct 2020
7976 | 23 09 53.00 20 | SPACE TEMPERATURE CONTROL SYSTEMS | 02/10, CHG 3: 08/24 | UNDERWRITERS LABORATORIES | UL | UL 916 | UL Standard for Safety Energy Management Equipment | 2015; Reprint Oct 2021
7977 | 23 11 20 | FACILITY GAS PIPING | 05/20 | AMERICAN GAS ASSOCIATION | AGA | AGA ANSI B109.1 | Diaphragm Type Gas Displacement Meters (Under 500 cubic ft./hour Capacity) | 2000
7978 | 23 11 20 | FACILITY GAS PIPING | 05/20 | AMERICAN GAS ASSOCIATION | AGA | AGA ANSI B109.2 | Diaphragm Type Gas Displacement Meters (500 cubic ft./hour Capacity and Over) | 2000
7979 | 23 11 20 | FACILITY GAS PIPING | 05/20 | AMERICAN GAS ASSOCIATION | AGA | AGA ANSI B109.3 | Rotary-Type Gas Displacement Meters | 2019
7980 | 23 11 20 | FACILITY GAS PIPING | 05/20 | AMERICAN GAS ASSOCIATION | AGA | AGA ANSI B109.4 | Self-Operated Diaphragm-Type Natural Gas Service Regulators for Nominal Pipe Size 1¼ inches (32 mm) and Smaller with Outlet Pressures of 2 psig (13.8 kPa) and Less | 2016
7981 | 23 11 20 | FACILITY GAS PIPING | 05/20 | AMERICAN GAS ASSOCIATION | AGA | AGA XR0603 | AGA Plastic Pipe Manual for Gas Service | 2006; 8th Ed
7982 | 23 11 20 | FACILITY GAS PIPING | 05/20 | AMERICAN GAS ASSOCIATION | AGA | AGA Z223.1 | National Fuel Gas Code | 2012
7983 | 23 11 20 | FACILITY GAS PIPING | 05/20 | AMERICAN NATIONAL STANDARDS INSTITUTE | ANSI | ANSI Z21.1/CSA 1.1 | Household Cooking Gas Appliances | 2024
7984 | 23 11 20 | FACILITY GAS PIPING | 05/20 | AMERICAN NATIONAL STANDARDS INSTITUTE | ANSI | ANSI Z21.15/CSA 9.1 | Manually Operated Gas Valves for Appliances, Appliance Connector Valves and Hose End Valves | 2021
7985 | 23 11 20 | FACILITY GAS PIPING | 05/20 | AMERICAN NATIONAL STANDARDS INSTITUTE | ANSI | ANSI Z21.18/CSA 6.3 | Gas Appliance Pressure Regulators | 2007; R 2017
7986 | 23 11 20 | FACILITY GAS PIPING | 05/20 | AMERICAN NATIONAL STANDARDS INSTITUTE | ANSI | ANSI Z21.21/CSA 6.5 | Automatic Valves for Gas Appliances | 2023
7987 | 23 11 20 | FACILITY GAS PIPING | 05/20 | AMERICAN NATIONAL STANDARDS INSTITUTE | ANSI | ANSI Z21.24/CSA 6.10 | Connectors for Gas Appliances | 2022
7988 | 23 11 20 | FACILITY GAS PIPING | 05/20 | AMERICAN NATIONAL STANDARDS INSTITUTE | ANSI | ANSI Z21.41/CSA 6.9 | Quick-Disconnect Devices for Use with Gas Fuel Appliances | 2023
7989 | 23 11 20 | FACILITY GAS PIPING | 05/20 | AMERICAN NATIONAL STANDARDS INSTITUTE | ANSI | ANSI Z21.69/CSA 6.16 | Connectors for Movable Gas Appliances | 2015; R 2020
7990 | 23 11 20 | FACILITY GAS PIPING | 05/20 | AMERICAN NATIONAL STANDARDS INSTITUTE | ANSI | ANSI Z21.78/CSA 6.20 | Standard Specification for Combination Gas Controls for Gas Appliances | 2010; R 2020
7991 | 23 11 20 | FACILITY GAS PIPING | 05/20 | AMERICAN NATIONAL STANDARDS INSTITUTE | ANSI | ANSI Z21.80/CSA 6.22 | Line Pressure Regulators | 2019
7992 | 23 11 20 | FACILITY GAS PIPING | 05/20 | AMERICAN NATIONAL STANDARDS INSTITUTE | ANSI | ANSI Z21.93/CSA 6.30 | Excess Flow Valves for Natural Gas and Propane Gas with Pressures up to 5 psig | 2017
7993 | 23 11 20 | FACILITY GAS PIPING | 05/20 | AMERICAN PETROLEUM INSTITUTE | API | API 570 | Piping Inspection Code: In-Service Inspection, Rating, Repair, and Alteration of Piping Systems | 2016; Addendum 1 2017; Addendum 2 2018; ERTA 1 2018
7994 | 23 11 20 | FACILITY GAS PIPING | 05/20 | AMERICAN PETROLEUM INSTITUTE | API | API MPMS 2.2A | Manual of Petroleum Measurement Standards Chapter 2-Tank Calibration Section 2A-Measurement and Calibration of Upright Cylindrical Tanks by the Manual Tank Strapping Method | 1995; R 2017
7995 | 23 11 20 | FACILITY GAS PIPING | 05/20 | AMERICAN PETROLEUM INSTITUTE | API | API MPMS 2.2E | Petroleum and Liquid Petroleum Products - Calibration of Horizontal Cylindrical Tanks - Part 1: Manual Methods | 2004; Errata 2009; R 2009
7996 | 23 11 20 | FACILITY GAS PIPING | 05/20 | AMERICAN PETROLEUM INSTITUTE | API | API RP 1110 | Recommended Practice for the Pressure Testing of Steel Pipelines for the Transportation of Gas, Petroleum Gas, Hazardous Liquids, Highly Volatile Liquids, or Carbon Dioxide | 2013; R 2018
7997 | 23 11 20 | FACILITY GAS PIPING | 05/20 | AMERICAN PETROLEUM INSTITUTE | API | API RP 2003 | Protection Against Ignitions Arising out of Static, Lightning, and Stray Currents | 2015; 8th Ed
7998 | 23 11 20 | FACILITY GAS PIPING | 05/20 | AMERICAN PETROLEUM INSTITUTE | API | API RP 2009 | Safe Welding, Cutting, and Hot Work Practices in Refineries, Gasoline Plants, and Petrochemical Plants | 2002; R 2007; 7th Ed
7999 | 23 11 20 | FACILITY GAS PIPING | 05/20 | AMERICAN PETROLEUM INSTITUTE | API | API Spec 5CT | Casing and Tubing | 2018
8000 | 23 11 20 | FACILITY GAS PIPING | 05/20 | AMERICAN PETROLEUM INSTITUTE | API | API Spec 6D | Specification for Pipeline and Piping Valves | June 2018, 4th Ed; Errata 1 July 2018; Errata 2 August 2018
8001 | 23 11 20 | FACILITY GAS PIPING | 05/20 | AMERICAN PETROLEUM INSTITUTE | API | API Spec 15LR | Specification for Low Pressure Fiberglass Line Pipe | 2001; R 2018
8002 | 23 11 20 | FACILITY GAS PIPING | 05/20 | AMERICAN PETROLEUM INSTITUTE | API | API Std 598 | Valve Inspecting and Testing | 2009
8003 | 23 11 20 | FACILITY GAS PIPING | 05/20 | AMERICAN PETROLEUM INSTITUTE | API | API Std 607 | Fire Test for Quarter-turn Valves and Valves Equipped with Non-metallic Seats | 2016
8004 | 23 11 20 | FACILITY GAS PIPING | 05/20 | AMERICAN SOCIETY OF CIVIL ENGINEERS | ASCE | ASCE 25-16 | Earthquake-Activated Automatic Gas Shutoff Devices | 2016
8005 | 23 11 20 | FACILITY GAS PIPING | 05/20 | AMERICAN SOCIETY OF MECHANICAL ENGINEERS | ASME | ASME A13.1 | Scheme for the Identification of Piping Systems | 2023
8006 | 23 11 20 | FACILITY GAS PIPING | 05/20 | AMERICAN SOCIETY OF MECHANICAL ENGINEERS | ASME | ASME B1.1 | Unified Inch Screw Threads (UN, UNR, and UNJ Thread Form) | 2024
8007 | 23 11 20 | FACILITY GAS PIPING | 05/20 | AMERICAN SOCIETY OF MECHANICAL ENGINEERS | ASME | ASME B1.20.1 | Pipe Threads, General Purpose (Inch) | 2013; R 2018
8008 | 23 11 20 | FACILITY GAS PIPING | 05/20 | AMERICAN SOCIETY OF MECHANICAL ENGINEERS | ASME | ASME B1.20.2M | Pipe Threads, 60 Deg. General Purpose (Metric) | 2006; R 2011
8009 | 23 11 20 | FACILITY GAS PIPING | 05/20 | AMERICAN SOCIETY OF MECHANICAL ENGINEERS | ASME | ASME B16.1 | Gray Iron Pipe Flanges and Flanged Fittings Classes 25, 125, and 250 | 2020
8010 | 23 11 20 | FACILITY GAS PIPING | 05/20 | AMERICAN SOCIETY OF MECHANICAL ENGINEERS | ASME | ASME B16.3 | Malleable Iron Threaded Fittings, Classes 150 and 300 | 2021
8011 | 23 11 20 | FACILITY GAS PIPING | 05/20 | AMERICAN SOCIETY OF MECHANICAL ENGINEERS | ASME | ASME B16.5 | Pipe Flanges and Flanged Fittings NPS 1/2 Through NPS 24 Metric/Inch Standard | 2020
8012 | 23 11 20 | FACILITY GAS PIPING | 05/20 | AMERICAN SOCIETY OF MECHANICAL ENGINEERS | ASME | ASME B16.9 | Factory-Made Wrought Buttwelding Fittings | 2018
8013 | 23 11 20 | FACILITY GAS PIPING | 05/20 | AMERICAN SOCIETY OF MECHANICAL ENGINEERS | ASME | ASME B16.11 | Forged Fittings, Socket-Welding and Threaded | 2022
8014 | 23 11 20 | FACILITY GAS PIPING | 05/20 | AMERICAN SOCIETY OF MECHANICAL ENGINEERS | ASME | ASME B16.21 | Nonmetallic Flat Gaskets for Pipe Flanges | 2021
8015 | 23 11 20 | FACILITY GAS PIPING | 05/20 | AMERICAN SOCIETY OF MECHANICAL ENGINEERS | ASME | ASME B16.33 | Manually Operated Metallic Gas Valves for Use in Gas Piping Systems Up to 175 psi, (Sizes NPS 1/2 Through NPS 2) | 2024
8016 | 23 11 20 | FACILITY GAS PIPING | 05/20 | AMERICAN SOCIETY OF MECHANICAL ENGINEERS | ASME | ASME B16.39 | Standard for Malleable Iron Threaded Pipe Unions; Classes 150, 250, and 300 | 2020
8017 | 23 11 20 | FACILITY GAS PIPING | 05/20 | AMERICAN SOCIETY OF MECHANICAL ENGINEERS | ASME | ASME B18.2.1 | Square, Hex, Heavy Hex, and Askew Head Bolts and Hex, Heavy Hex, Hex Flange, Lobed Head, and Lag Screws (Inch Series) | 2012; R 2021
8018 | 23 11 20 | FACILITY GAS PIPING | 05/20 | AMERICAN SOCIETY OF MECHANICAL ENGINEERS | ASME | ASME B18.2.2 | Nuts for General Applications: Machine Screw Nuts, and Hex, Square, Hex Flange, and Coupling Nuts (Inch Series) | 2022
8019 | 23 11 20 | FACILITY GAS PIPING | 05/20 | AMERICAN SOCIETY OF MECHANICAL ENGINEERS | ASME | ASME B31.8 | Gas Transmission and Distribution Piping Systems | 2022; Supplement 2022
8020 | 23 11 20 | FACILITY GAS PIPING | 05/20 | AMERICAN SOCIETY OF MECHANICAL ENGINEERS | ASME | ASME B31.9 | Building Services Piping | 2020
8021 | 23 11 20 | FACILITY GAS PIPING | 05/20 | AMERICAN SOCIETY OF MECHANICAL ENGINEERS | ASME | ASME B36.10M | Welded and Seamless Wrought Steel Pipe | 2022
8022 | 23 11 20 | FACILITY GAS PIPING | 05/20 | AMERICAN SOCIETY OF MECHANICAL ENGINEERS | ASME | ASME BPVC SEC IX | BPVC Section IX-Welding, Brazing and Fusing Qualifications | 2017; Errata 2018
8023 | 23 11 20 | FACILITY GAS PIPING | 05/20 | AMERICAN SOCIETY OF MECHANICAL ENGINEERS | ASME | ASME BPVC SEC VIII D1 | BPVC Section VIII-Rules for Construction of Pressure Vessels Division 1 | 2019
8024 | 23 11 20 | FACILITY GAS PIPING | 05/20 | AMERICAN WELDING SOCIETY | AWS | AWS A5.8/A5.8M | Specification for Filler Metals for Brazing and Braze Welding | 2019
8025 | 23 11 20 | FACILITY GAS PIPING | 05/20 | AMERICAN WELDING SOCIETY | AWS | AWS WHB-2.9 | Welding Handbook; Volume 2, Welding Processes, Part 1 | 2004
8026 | 23 11 20 | FACILITY GAS PIPING | 05/20 | ASTM INTERNATIONAL | ASTM | ASTM 01.01 | Steel - Piping, Tubing, Fittings | 2019
8027 | 23 11 20 | FACILITY GAS PIPING | 05/20 | ASTM INTERNATIONAL | ASTM | ASTM A53/A53M | Standard Specification for Pipe, Steel, Black and Hot-Dipped, Zinc-Coated, Welded and Seamless | 2024
8028 | 23 11 20 | FACILITY GAS PIPING | 05/20 | ASTM INTERNATIONAL | ASTM | ASTM A105/A105M | Standard Specification for Carbon Steel Forgings for Piping Applications | 2023
8029 | 23 11 20 | FACILITY GAS PIPING | 05/20 | ASTM INTERNATIONAL | ASTM | ASTM A181/A181M | Standard Specification for Carbon Steel Forgings, for General-Purpose Piping | 2014; R 2020
8030 | 23 11 20 | FACILITY GAS PIPING | 05/20 | ASTM INTERNATIONAL | ASTM | ASTM A193/A193M | Standard Specification for Alloy-Steel and Stainless Steel Bolting Materials for High-Temperature Service and Other Special Purpose Applications | 2024
8031 | 23 11 20 | FACILITY GAS PIPING | 05/20 | ASTM INTERNATIONAL | ASTM | ASTM A194/A194M | Standard Specification for Carbon Steel, Alloy Steel, and Stainless Steel Nuts for Bolts for High-Pressure or High-Temperature Service, or Both | 2024
8032 | 23 11 20 | FACILITY GAS PIPING | 05/20 | ASTM INTERNATIONAL | ASTM | ASTM A513/A513M | Standard Specification for Electric-Resistance-Welded Carbon and Alloy Steel Mechanical Tubing | 2024
8033 | 23 11 20 | FACILITY GAS PIPING | 05/20 | ASTM INTERNATIONAL | ASTM | ASTM A666 | Standard Specification for Annealed or Cold-Worked Austenitic Stainless Steel Sheet, Strip, Plate and Flat Bar | 2023
8034 | 23 11 20 | FACILITY GAS PIPING | 05/20 | ASTM INTERNATIONAL | ASTM | ASTM B88 | Standard Specification for Seamless Copper Water Tube | 2022
8035 | 23 11 20 | FACILITY GAS PIPING | 05/20 | ASTM INTERNATIONAL | ASTM | ASTM B88M | Standard Specification for Seamless Copper Water Tube (Metric) | 2020
8036 | 23 11 20 | FACILITY GAS PIPING | 05/20 | ASTM INTERNATIONAL | ASTM | ASTM B210/B210M | Standard Specification for Aluminum and Aluminum-Alloy Drawn Seamless Tubes | 2019a
8037 | 23 11 20 | FACILITY GAS PIPING | 05/20 | ASTM INTERNATIONAL | ASTM | ASTM B241/B241M | Standard Specification for Aluminum and Aluminum-Alloy Seamless Pipe and Seamless Extruded Tube | 2022
8038 | 23 11 20 | FACILITY GAS PIPING | 05/20 | ASTM INTERNATIONAL | ASTM | ASTM B280 | Standard Specification for Seamless Copper Tube for Air Conditioning and Refrigeration Field Service | 2023
8039 | 23 11 20 | FACILITY GAS PIPING | 05/20 | ASTM INTERNATIONAL | ASTM | ASTM D2513 | Standard Specification for Polyethylene (PE) Gas Pressure Pipe, Tubing, and Fittings | 2018a
8040 | 23 11 20 | FACILITY GAS PIPING | 05/20 | ASTM INTERNATIONAL | ASTM | ASTM D2517 | Standard Specification for Reinforced Epoxy Resin Gas Pressure Pipe and Fittings | 2018
8041 | 23 11 20 | FACILITY GAS PIPING | 05/20 | ASTM INTERNATIONAL | ASTM | ASTM F2015 | Standard Specification for Lap Joint Flange Pipe End Applications | 2000; R 2013
8042 | 23 11 20 | FACILITY GAS PIPING | 05/20 | CSA GROUP | CSA | ANSI LC 1/CSA 6.26 | Fuel Gas Piping Systems Using Corrugated Stainless Steel Tubing (CSST) | 2023
8043 | 23 11 20 | FACILITY GAS PIPING | 05/20 | CSA GROUP | CSA | CGA 3.11-M88 | Lever Operated Pressure Lubricated Plug Type Gas Shut-Off Valves | 2015
8044 | 23 11 20 | FACILITY GAS PIPING | 05/20 | CSA GROUP | CSA | CGA 3.16-M88 | Lever Operated Non-Lubricated Gas Shut-Off Valves | 2015
8045 | 23 11 20 | FACILITY GAS PIPING | 05/20 | CSA GROUP | CSA | CGA 9.2-M88 | Manually Operated Shut-Off Valves for Gas Piping Systems | 1988; R 2009
8046 | 23 11 20 | FACILITY GAS PIPING | 05/20 | FM GLOBAL | FM | FM APP GUIDE | Approval Guide https://www.approvalguide.com/ | updated on-line
8047 | 23 11 20 | FACILITY GAS PIPING | 05/20 | MANUFACTURERS STANDARDIZATION SOCIETY OF THE VALVE AND FITTINGS INDUSTRY | MSS | MSS SP-25 | Standard Marking System for Valves, Fittings, Flanges and Unions | 2018
8048 | 23 11 20 | FACILITY GAS PIPING | 05/20 | MANUFACTURERS STANDARDIZATION SOCIETY OF THE VALVE AND FITTINGS INDUSTRY | MSS | MSS SP-58 | Pipe Hangers and Supports - Materials, Design and Manufacture, Selection, Application, and Installation | 2018
8049 | 23 11 20 | FACILITY GAS PIPING | 05/20 | MANUFACTURERS STANDARDIZATION SOCIETY OF THE VALVE AND FITTINGS INDUSTRY | MSS | MSS SP-83 | Class 3000 Steel Pipe Unions Socket Welding and Threaded | 2014
8050 | 23 11 20 | FACILITY GAS PIPING | 05/20 | MANUFACTURERS STANDARDIZATION SOCIETY OF THE VALVE AND FITTINGS INDUSTRY | MSS | MSS SP-86 | Guidelines for Metric Data in Standards for Valves, Flanges, Fittings and Actuators | 2021
8051 | 23 11 20 | FACILITY GAS PIPING | 05/20 | NATIONAL FIRE PROTECTION ASSOCIATION | NFPA | NFPA 54 | National Fuel Gas Code | 2024
8052 | 23 11 20 | FACILITY GAS PIPING | 05/20 | NATIONAL FIRE PROTECTION ASSOCIATION | NFPA | NFPA 58 | Liquefied Petroleum Gas Code | 2024; TIA 23-1
8053 | 23 11 20 | FACILITY GAS PIPING | 05/20 | NATIONAL FIRE PROTECTION ASSOCIATION | NFPA | NFPA 70 | National Electrical Code | 2023
8054 | 23 11 20 | FACILITY GAS PIPING | 05/20 | SHEET METAL AND AIR CONDITIONING CONTRACTORS' NATIONAL ASSOCIATION | SMACNA | SMACNA 1981 | Seismic Restraint Manual Guidelines for Mechanical Systems, 3rd Edition | 2008
8055 | 23 11 20 | FACILITY GAS PIPING | 05/20 | SOCIETY FOR PROTECTIVE COATINGS | SSPC | SSPC SP 6/NACE No.3 | Commercial Blast Cleaning | 2007
8056 | 23 11 20 | FACILITY GAS PIPING | 05/20 | U.S. DEPARTMENT OF DEFENSE | DOD | MIL-STD-101 | Color Code for Pipelines and for Compressed Gas Cylinders | 2014; Rev C
8057 | 23 11 20 | FACILITY GAS PIPING | 05/20 | U.S. DEPARTMENT OF DEFENSE | DOD | UFC 3-301-01 | Structural Engineering | 2023; with Change 1, 2023
8058 | 23 11 20 | FACILITY GAS PIPING | 05/20 | U.S. NATIONAL ARCHIVES AND RECORDS ADMINISTRATION | NARA | 49 CFR 192 | Transportation of Natural and Other Gas by Pipeline: Minimum Federal Safety Standards
8059 | 23 11 20 | FACILITY GAS PIPING | 05/20 | UNDERWRITERS LABORATORIES | UL | UL 125 | UL Standard for Safety Flow Control Valves for Anhydrous Ammonia and LP-Gas | 2020
8060 | 23 11 20 | FACILITY GAS PIPING | 05/20 | UNDERWRITERS LABORATORIES | UL | UL 842 | UL Standard for Safety Valves for Flammable Fluids | 2015; Reprint Oct 2017
8061 | 23 11 20 | FACILITY GAS PIPING | 05/20 | UNDERWRITERS LABORATORIES | UL | UL 860 | Pipe Unions for Flammable and Combustible Fluids and Fire-Protection Service | 2014
8062 | 23 11 20 | FACILITY GAS PIPING | 05/20 | UNDERWRITERS LABORATORIES | UL | UL FLAMMABLE & COMBUSTIBLE | Flammable and Combustible Liquids and Gases Equipment Directory | 2012
8063 | 23 21 13.00 20 | LOW TEMPERATURE WATER (LTW) HEATING SYSTEM | 04/06, CHG 2: 11/19 | ACOUSTICAL SOCIETY OF AMERICA | ASA | ASA S1.4 | Specification for Sound Level Meters (ASA 47) | 1983; Amendment 1985; R 2006
8064 | 23 21 13.00 20 | LOW TEMPERATURE WATER (LTW) HEATING SYSTEM | 04/06, CHG 2: 11/19 | AMERICAN SOCIETY OF MECHANICAL ENGINEERS | ASME | ASME B1.1 | Unified Inch Screw Threads (UN, UNR, and UNJ Thread Form) | 2024
8065 | 23 21 13.00 20 | LOW TEMPERATURE WATER (LTW) HEATING SYSTEM | 04/06, CHG 2: 11/19 | AMERICAN SOCIETY OF MECHANICAL ENGINEERS | ASME | ASME B1.20.1 | Pipe Threads, General Purpose (Inch) | 2013; R 2018
8066 | 23 21 13.00 20 | LOW TEMPERATURE WATER (LTW) HEATING SYSTEM | 04/06, CHG 2: 11/19 | AMERICAN SOCIETY OF MECHANICAL ENGINEERS | ASME | ASME B16.1 | Gray Iron Pipe Flanges and Flanged Fittings Classes 25, 125, and 250 | 2020
8067 | 23 21 13.00 20 | LOW TEMPERATURE WATER (LTW) HEATING SYSTEM | 04/06, CHG 2: 11/19 | AMERICAN SOCIETY OF MECHANICAL ENGINEERS | ASME | ASME B16.3 | Malleable Iron Threaded Fittings, Classes 150 and 300 | 2021
8068 | 23 21 13.00 20 | LOW TEMPERATURE WATER (LTW) HEATING SYSTEM | 04/06, CHG 2: 11/19 | AMERICAN SOCIETY OF MECHANICAL ENGINEERS | ASME | ASME B16.5 | Pipe Flanges and Flanged Fittings NPS 1/2 Through NPS 24 Metric/Inch Standard | 2020
8069 | 23 21 13.00 20 | LOW TEMPERATURE WATER (LTW) HEATING SYSTEM | 04/06, CHG 2: 11/19 | AMERICAN SOCIETY OF MECHANICAL ENGINEERS | ASME | ASME B16.9 | Factory-Made Wrought Buttwelding Fittings | 2018
8070 | 23 21 13.00 20 | LOW TEMPERATURE WATER (LTW) HEATING SYSTEM | 04/06, CHG 2: 11/19 | AMERICAN SOCIETY OF MECHANICAL ENGINEERS | ASME | ASME B16.11 | Forged Fittings, Socket-Welding and Threaded | 2022
8071 | 23 21 13.00 20 | LOW TEMPERATURE WATER (LTW) HEATING SYSTEM | 04/06, CHG 2: 11/19 | AMERICAN SOCIETY OF MECHANICAL ENGINEERS | ASME | ASME B16.18 | Cast Copper Alloy Solder Joint Pressure Fittings | 2021
8072 | 23 21 13.00 20 | LOW TEMPERATURE WATER (LTW) HEATING SYSTEM | 04/06, CHG 2: 11/19 | AMERICAN SOCIETY OF MECHANICAL ENGINEERS | ASME | ASME B16.21 | Nonmetallic Flat Gaskets for Pipe Flanges | 2021
8073 | 23 21 13.00 20 | LOW TEMPERATURE WATER (LTW) HEATING SYSTEM | 04/06, CHG 2: 11/19 | AMERICAN SOCIETY OF MECHANICAL ENGINEERS | ASME | ASME B16.22 | Wrought Copper and Copper Alloy Solder Joint Pressure Fittings | 2021
8074 | 23 21 13.00 20 | LOW TEMPERATURE WATER (LTW) HEATING SYSTEM | 04/06, CHG 2: 11/19 | AMERICAN SOCIETY OF MECHANICAL ENGINEERS | ASME | ASME B16.24 | Cast Copper Alloy Pipe Flanges, Flanged Fittings, and Valves Classes 150, 300, 600, 900, 1500, and 2500 | 2022
8075 | 23 21 13.00 20 | LOW TEMPERATURE WATER (LTW) HEATING SYSTEM | 04/06, CHG 2: 11/19 | AMERICAN SOCIETY OF MECHANICAL ENGINEERS | ASME | ASME B16.34 | Valves - Flanged, Threaded and Welding End | 2021
8076 | 23 21 13.00 20 | LOW TEMPERATURE WATER (LTW) HEATING SYSTEM | 04/06, CHG 2: 11/19 | AMERICAN SOCIETY OF MECHANICAL ENGINEERS | ASME | ASME B16.36 | Orifice Flanges | 2020
8077 | 23 21 13.00 20 | LOW TEMPERATURE WATER (LTW) HEATING SYSTEM | 04/06, CHG 2: 11/19 | AMERICAN SOCIETY OF MECHANICAL ENGINEERS | ASME | ASME B16.39 | Standard for Malleable Iron Threaded Pipe Unions; Classes 150, 250, and 300 | 2020
8078 | 23 21 13.00 20 | LOW TEMPERATURE WATER (LTW) HEATING SYSTEM | 04/06, CHG 2: 11/19 | AMERICAN SOCIETY OF MECHANICAL ENGINEERS | ASME | ASME B18.2.2 | Nuts for General Applications: Machine Screw Nuts, and Hex, Square, Hex Flange, and Coupling Nuts (Inch Series) | 2022
8079 | 23 21 13.00 20 | LOW TEMPERATURE WATER (LTW) HEATING SYSTEM | 04/06, CHG 2: 11/19 | AMERICAN SOCIETY OF MECHANICAL ENGINEERS | ASME | ASME B31.9 | Building Services Piping | 2020
8080 | 23 21 13.00 20 | LOW TEMPERATURE WATER (LTW) HEATING SYSTEM | 04/06, CHG 2: 11/19 | AMERICAN SOCIETY OF MECHANICAL ENGINEERS | ASME | ASME B40.100 | Pressure Gauges and Gauge Attachments | 2022
8081 | 23 21 13.00 20 | LOW TEMPERATURE WATER (LTW) HEATING SYSTEM | 04/06, CHG 2: 11/19 | AMERICAN SOCIETY OF MECHANICAL ENGINEERS | ASME | ASME BPVC SEC VIII D1 | BPVC Section VIII-Rules for Construction of Pressure Vessels Division 1 | 2019
8082 | 23 21 13.00 20 | LOW TEMPERATURE WATER (LTW) HEATING SYSTEM | 04/06, CHG 2: 11/19 | AMERICAN SOCIETY OF SANITARY ENGINEERING | ASSE | ASSE 1003 | Performance Requirements for Water Pressure Reducing Valves for Domestic Water Distribution Systems - (ANSI approved 2010) | 2020
8083 | 23 21 13.00 20 | LOW TEMPERATURE WATER (LTW) HEATING SYSTEM | 04/06, CHG 2: 11/19 | AMERICAN SOCIETY OF SANITARY ENGINEERING | ASSE | ASSE 1017 | Performance Requirements for Temperature Actuated Mixing Valves for Hot Water Distribution Systems - (ANSI approved 2010) | 2023
8084 | 23 21 13.00 20 | LOW TEMPERATURE WATER (LTW) HEATING SYSTEM | 04/06, CHG 2: 11/19 | AMERICAN WELDING SOCIETY | AWS | AWS Z49.1 | Safety in Welding and Cutting and Allied Processes | 2021
8085 | 23 21 13.00 20 | LOW TEMPERATURE WATER (LTW) HEATING SYSTEM | 04/06, CHG 2: 11/19 | ASTM INTERNATIONAL | ASTM | ASTM A53/A53M | Standard Specification for Pipe, Steel, Black and Hot-Dipped, Zinc-Coated, Welded and Seamless | 2024
8086 | 23 21 13.00 20 | LOW TEMPERATURE WATER (LTW) HEATING SYSTEM | 04/06, CHG 2: 11/19 | ASTM INTERNATIONAL | ASTM | ASTM A123/A123M | Standard Specification for Zinc (Hot-Dip Galvanized) Coatings on Iron and Steel Products | 2017
8087 | 23 21 13.00 20 | LOW TEMPERATURE WATER (LTW) HEATING SYSTEM | 04/06, CHG 2: 11/19 | ASTM INTERNATIONAL | ASTM | ASTM A194/A194M | Standard Specification for Carbon Steel, Alloy Steel, and Stainless Steel Nuts for Bolts for High-Pressure or High-Temperature Service, or Both | 2024
8088 | 23 21 13.00 20 | LOW TEMPERATURE WATER (LTW) HEATING SYSTEM | 04/06, CHG 2: 11/19 | ASTM INTERNATIONAL | ASTM | ASTM A307 | Standard Specification for Carbon Steel Bolts, Studs, and Threaded Rod 60 000 PSI Tensile Strength | 2021
8089 | 23 21 13.00 20 | LOW TEMPERATURE WATER (LTW) HEATING SYSTEM | 04/06, CHG 2: 11/19 | ASTM INTERNATIONAL | ASTM | ASTM B32 | Standard Specification for Solder Metal | 2020
8090 | 23 21 13.00 20 | LOW TEMPERATURE WATER (LTW) HEATING SYSTEM | 04/06, CHG 2: 11/19 | ASTM INTERNATIONAL | ASTM | ASTM B88 | Standard Specification for Seamless Copper Water Tube | 2022
8091 | 23 21 13.00 20 | LOW TEMPERATURE WATER (LTW) HEATING SYSTEM | 04/06, CHG 2: 11/19 | ASTM INTERNATIONAL | ASTM | ASTM B88M | Standard Specification for Seamless Copper Water Tube (Metric) | 2020
8092 | 23 21 13.00 20 | LOW TEMPERATURE WATER (LTW) HEATING SYSTEM | 04/06, CHG 2: 11/19 | ASTM INTERNATIONAL | ASTM | ASTM D1785 | Standard Specification for Poly(Vinyl Chloride) (PVC), Plastic Pipe, Schedules 40, 80, and 120 | 2021
8093 | 23 21 13.00 20 | LOW TEMPERATURE WATER (LTW) HEATING SYSTEM | 04/06, CHG 2: 11/19 | ASTM INTERNATIONAL | ASTM | ASTM F1007 | Standard Specification for Pipeline Expansion Joints of the Packed Slip Type for Marine Application | 2018; R 2022
8094 | 23 21 13.00 20 | LOW TEMPERATURE WATER (LTW) HEATING SYSTEM | 04/06, CHG 2: 11/19 | ASTM INTERNATIONAL | ASTM | ASTM F1120 | Standard Specification for Circular Metallic Bellows Type Expansion Joints for Piping Applications | 1987; R 2019
8095 | 23 21 13.00 20 | LOW TEMPERATURE WATER (LTW) HEATING SYSTEM | 04/06, CHG 2: 11/19 | COPPER DEVELOPMENT ASSOCIATION | CDA | CDA A4015 | Copper Tube Handbook | 2016; 14/17
8096 | 23 21 13.00 20 | LOW TEMPERATURE WATER (LTW) HEATING SYSTEM | 04/06, CHG 2: 11/19 | FOUNDATION FOR CROSS-CONNECTION CONTROL AND HYDRAULIC RESEARCH | FCCCHR | FCCCHR List | List of Approved Backflow Prevention Assemblies | continuously updated
8097 | 23 21 13.00 20 | LOW TEMPERATURE WATER (LTW) HEATING SYSTEM | 04/06, CHG 2: 11/19 | MANUFACTURERS STANDARDIZATION SOCIETY OF THE VALVE AND FITTINGS INDUSTRY | MSS | MSS SP-58 | Pipe Hangers and Supports - Materials, Design and Manufacture, Selection, Application, and Installation | 2018
8098 | 23 21 13.00 20 | LOW TEMPERATURE WATER (LTW) HEATING SYSTEM | 04/06, CHG 2: 11/19 | MANUFACTURERS STANDARDIZATION SOCIETY OF THE VALVE AND FITTINGS INDUSTRY | MSS | MSS SP-67 | Butterfly Valves | 2022
8099 | 23 21 13.00 20 | LOW TEMPERATURE WATER (LTW) HEATING SYSTEM | 04/06, CHG 2: 11/19 | MANUFACTURERS STANDARDIZATION SOCIETY OF THE VALVE AND FITTINGS INDUSTRY | MSS | MSS SP-70 | Gray Iron Gate Valves, Flanged and Threaded Ends | 2011
8100 | 23 21 13.00 20 | LOW TEMPERATURE WATER (LTW) HEATING SYSTEM | 04/06, CHG 2: 11/19 | MANUFACTURERS STANDARDIZATION SOCIETY OF THE VALVE AND FITTINGS INDUSTRY | MSS | MSS SP-72 | Ball Valves with Flanged or Butt-Welding Ends for General Service | 2010a
8101 | 23 21 13.00 20 | LOW TEMPERATURE WATER (LTW) HEATING SYSTEM | 04/06, CHG 2: 11/19 | MANUFACTURERS STANDARDIZATION SOCIETY OF THE VALVE AND FITTINGS INDUSTRY | MSS | MSS SP-80 | Bronze Gate, Globe, Angle and Check Valves | 2019
8102 | 23 21 13.00 20 | LOW TEMPERATURE WATER (LTW) HEATING SYSTEM | 04/06, CHG 2: 11/19 | MANUFACTURERS STANDARDIZATION SOCIETY OF THE VALVE AND FITTINGS INDUSTRY | MSS | MSS SP-85 | Gray Iron Globe & Angle Valves Flanged and Threaded Ends | 2011
8103 | 23 21 13.00 20 | LOW TEMPERATURE WATER (LTW) HEATING SYSTEM | 04/06, CHG 2: 11/19 | MANUFACTURERS STANDARDIZATION SOCIETY OF THE VALVE AND FITTINGS INDUSTRY | MSS | MSS SP-110 | Ball Valves Threaded, Socket-Welding, Solder Joint, Grooved and Flared Ends | 2010
8104 | 23 21 13.00 20 | LOW TEMPERATURE WATER (LTW) HEATING SYSTEM | 04/06, CHG 2: 11/19 | NATIONAL ELECTRICAL MANUFACTURERS ASSOCIATION | NEMA | NEMA ICS 2 | Industrial Control and Systems Controllers, Contactors, and Overload Relays Rated 600 V | 2000; R 2020
8105 | 23 21 13.00 20 | LOW TEMPERATURE WATER (LTW) HEATING SYSTEM | 04/06, CHG 2: 11/19 | NATIONAL ELECTRICAL MANUFACTURERS ASSOCIATION | NEMA | NEMA ICS 6 | Industrial Control and Systems: Enclosures | 1993; R 2016
8106 | 23 21 13.00 20 | LOW TEMPERATURE WATER (LTW) HEATING SYSTEM | 04/06, CHG 2: 11/19 | NATIONAL ELECTRICAL MANUFACTURERS ASSOCIATION | NEMA | NEMA MG 1 | Motors and Generators | 2021
8107 | 23 21 13.00 20 | LOW TEMPERATURE WATER (LTW) HEATING SYSTEM | 04/06, CHG 2: 11/19 | SHEET METAL AND AIR CONDITIONING CONTRACTORS' NATIONAL ASSOCIATION | SMACNA | SMACNA 1780 | HVAC Systems - Testing, Adjusting and Balancing, 3rd Edition | 2023
8108 | 23 21 13.00 20 | LOW TEMPERATURE WATER (LTW) HEATING SYSTEM | 04/06, CHG 2: 11/19 | U.S. DEPARTMENT OF DEFENSE | DOD | MIL-V-12003 | Valves, Plug, Cast-Iron or Steel, Manually Operated | 1980; Rev F; Am 1; CANC Notice 1
8109 | 23 21 13.00 20 | LOW TEMPERATURE WATER (LTW) HEATING SYSTEM | 04/06, CHG 2: 11/19 | U.S. GENERAL SERVICES ADMINISTRATION | GSA | CID A-A-1689 | Tape, Pressure-Sensitive Adhesive, (Plastic Film) | Rev B
8110 | 23 21 13.00 20 | LOW TEMPERATURE WATER (LTW) HEATING SYSTEM | 04/06, CHG 2: 11/19 | U.S. GENERAL SERVICES ADMINISTRATION | GSA | CID A-A-50543 | Heaters, Convection, Steam or Hot Water | Basic; Notice 2; Notice 3
8111 | 23 21 13.00 20 | LOW TEMPERATURE WATER (LTW) HEATING SYSTEM | 04/06, CHG 2: 11/19 | U.S. GENERAL SERVICES ADMINISTRATION | GSA | CID A-A-50544 | Radiators, Heating, Steam and Hot Water, Cast Iron | Basic; Notice 2; Notice 3
8112 | 23 21 13.00 20 | LOW TEMPERATURE WATER (LTW) HEATING SYSTEM | 04/06, CHG 2: 11/19 | U.S. GENERAL SERVICES ADMINISTRATION | GSA | CID A-A-50545 | Radiator, Heating, Baseboard Panel, Steam and Hot Water | Basic; Notice 2; Notice 3
8113 | 23 21 13.00 20 | LOW TEMPERATURE WATER (LTW) HEATING SYSTEM | 04/06, CHG 2: 11/19 | U.S. GENERAL SERVICES ADMINISTRATION | GSA | CID A-A-50560 | Pumps, Centrifugal, Water Circulating, Electric-Motor-Driven | Basic
8114 | 23 21 13.00 20 | LOW TEMPERATURE WATER (LTW) HEATING SYSTEM | 04/06, CHG 2: 11/19 | U.S. GENERAL SERVICES ADMINISTRATION | GSA | CID A-A-59617 | Unions, Brass or Bronze, Threaded Pipe Connections and Solder-Joint Tube Connections | Basic, Notice 1
8115 | 23 21 13.00 20 | LOW TEMPERATURE WATER (LTW) HEATING SYSTEM | 04/06, CHG 2: 11/19 | U.S. GENERAL SERVICES ADMINISTRATION | GSA | FS S-R-2834 | Radiators: Heating, Steel, Multifin Type | Basic; Notice 1; CANC Notice 1
8116 | 23 21 13.00 20 | LOW TEMPERATURE WATER (LTW) HEATING SYSTEM | 04/06, CHG 2: 11/19 | U.S. GENERAL SERVICES ADMINISTRATION | GSA | FS WW-H-191 | Heater, Fluid, Industrial (Instantaneous, Steam, Water Converter Type) | Rev E; Notice 2
8117 | 23 21 13.00 20 | LOW TEMPERATURE WATER (LTW) HEATING SYSTEM | 04/06, CHG 2: 11/19 | U.S. GENERAL SERVICES ADMINISTRATION | GSA | FS WW-S-2739 | Strainers, Sediment: Pipeline, Water, Air, Gas, Oil, or Steam | Basic; Notice 1; Notice 2
8118 | 23 21 13.00 20 | LOW TEMPERATURE WATER (LTW) HEATING SYSTEM | 04/06, CHG 2: 11/19 | U.S. NATIONAL ARCHIVES AND RECORDS ADMINISTRATION | NARA | 29 CFR 1910.144 | Safety Color Code for Marking Physical Hazards
8119 | 23 21 13.00 20 | LOW TEMPERATURE WATER (LTW) HEATING SYSTEM | 04/06, CHG 2: 11/19 | U.S. NATIONAL ARCHIVES AND RECORDS ADMINISTRATION | NARA | 29 CFR 1910.219 | Mechanical Power Transmission Apparatus
8120 | 23 21 13.23 20 | [HIGH ][MEDIUM ]TEMPERATURE WATER SYSTEM WITHIN BUILDINGS | 07/07, CHG 1: 11/19 | AMERICAN SOCIETY OF MECHANICAL ENGINEERS | ASME | ASME A13.1 | Scheme for the Identification of Piping Systems | 2023
8121 | 23 21 13.23 20 | [HIGH ][MEDIUM ]TEMPERATURE WATER SYSTEM WITHIN BUILDINGS | 07/07, CHG 1: 11/19 | AMERICAN SOCIETY OF MECHANICAL ENGINEERS | ASME | ASME B16.5 | Pipe Flanges and Flanged Fittings NPS 1/2 Through NPS 24 Metric/Inch Standard | 2020
8122 | 23 21 13.23 20 | [HIGH ][MEDIUM ]TEMPERATURE WATER SYSTEM WITHIN BUILDINGS | 07/07, CHG 1: 11/19 | AMERICAN SOCIETY OF MECHANICAL ENGINEERS | ASME | ASME B16.9 | Factory-Made Wrought Buttwelding Fittings | 2018
8123 | 23 21 13.23 20 | [HIGH ][MEDIUM ]TEMPERATURE WATER SYSTEM WITHIN BUILDINGS | 07/07, CHG 1: 11/19 | AMERICAN SOCIETY OF MECHANICAL ENGINEERS | ASME | ASME B16.11 | Forged Fittings, Socket-Welding and Threaded | 2022
8124 | 23 21 13.23 20 | [HIGH ][MEDIUM ]TEMPERATURE WATER SYSTEM WITHIN BUILDINGS | 07/07, CHG 1: 11/19 | AMERICAN SOCIETY OF MECHANICAL ENGINEERS | ASME | ASME B16.34 | Valves - Flanged, Threaded and Welding End | 2021
8125 | 23 21 13.23 20 | [HIGH ][MEDIUM ]TEMPERATURE WATER SYSTEM WITHIN BUILDINGS | 07/07, CHG 1: 11/19 | AMERICAN SOCIETY OF MECHANICAL ENGINEERS | ASME | ASME B18.2.1 | Square, Hex, Heavy Hex, and Askew Head Bolts and Hex, Heavy Hex, Hex Flange, Lobed Head, and Lag Screws (Inch Series) | 2012; R 2021
8126 | 23 21 13.23 20 | [HIGH ][MEDIUM ]TEMPERATURE WATER SYSTEM WITHIN BUILDINGS | 07/07, CHG 1: 11/19 | AMERICAN SOCIETY OF MECHANICAL ENGINEERS | ASME | ASME B18.2.2 | Nuts for General Applications: Machine Screw Nuts, and Hex, Square, Hex Flange, and Coupling Nuts (Inch Series) | 2022
8127 | 23 21 13.23 20 | [HIGH ][MEDIUM ]TEMPERATURE WATER SYSTEM WITHIN BUILDINGS | 07/07, CHG 1: 11/19 | AMERICAN SOCIETY OF MECHANICAL ENGINEERS | ASME | ASME B31.1 | Power Piping | 2022
8128 | 23 21 13.23 20 | [HIGH ][MEDIUM ]TEMPERATURE WATER SYSTEM WITHIN BUILDINGS | 07/07, CHG 1: 11/19 | AMERICAN SOCIETY OF MECHANICAL ENGINEERS | ASME | ASME B40.100 | Pressure Gauges and Gauge Attachments | 2022
8129 | 23 21 13.23 20 | [HIGH ][MEDIUM ]TEMPERATURE WATER SYSTEM WITHIN BUILDINGS | 07/07, CHG 1: 11/19 | AMERICAN SOCIETY OF MECHANICAL ENGINEERS | ASME | ASME BPVC SEC VIII D1 | BPVC Section VIII-Rules for Construction of Pressure Vessels Division 1 | 2019
8130 | 23 21 13.23 20 | [HIGH ][MEDIUM ]TEMPERATURE WATER SYSTEM WITHIN BUILDINGS | 07/07, CHG 1: 11/19 | AMERICAN WELDING SOCIETY | AWS | AWS B2.1/B2.1M | Specification for Welding Procedure and Performance Qualification | 2021
8131 | 23 21 13.23 20 | [HIGH ][MEDIUM ]TEMPERATURE WATER SYSTEM WITHIN BUILDINGS | 07/07, CHG 1: 11/19 | AMERICAN WELDING SOCIETY | AWS | AWS D1.1/D1.1M | Structural Welding Code - Steel | 2020; Errata 1 2021
8132 | 23 21 13.23 20 | [HIGH ][MEDIUM ]TEMPERATURE WATER SYSTEM WITHIN BUILDINGS | 07/07, CHG 1: 11/19 | AMERICAN WELDING SOCIETY | AWS | AWS Z49.1 | Safety in Welding and Cutting and Allied Processes | 2021
8133 | 23 21 13.23 20 | [HIGH ][MEDIUM ]TEMPERATURE WATER SYSTEM WITHIN BUILDINGS | 07/07, CHG 1: 11/19 | ASTM INTERNATIONAL | ASTM | ASTM A53/A53M | Standard Specification for Pipe, Steel, Black and Hot-Dipped, Zinc-Coated, Welded and Seamless | 2024
8134 | 23 21 13.23 20 | [HIGH ][MEDIUM ]TEMPERATURE WATER SYSTEM WITHIN BUILDINGS | 07/07, CHG 1: 11/19 | ASTM INTERNATIONAL | ASTM | ASTM A106/A106M | Standard Specification for Seamless Carbon Steel Pipe for High-Temperature Service | 2019a
8135 | 23 21 13.23 20 | [HIGH ][MEDIUM ]TEMPERATURE WATER SYSTEM WITHIN BUILDINGS | 07/07, CHG 1: 11/19 | ASTM INTERNATIONAL | ASTM | ASTM A193/A193M | Standard Specification for Alloy-Steel and Stainless Steel Bolting Materials for High-Temperature Service and Other Special Purpose Applications | 2024
8136 | 23 21 13.23 20 | [HIGH ][MEDIUM ]TEMPERATURE WATER SYSTEM WITHIN BUILDINGS | 07/07, CHG 1: 11/19 | ASTM INTERNATIONAL | ASTM | ASTM A194/A194M | Standard Specification for Carbon Steel, Alloy Steel, and Stainless Steel Nuts for Bolts for High-Pressure or High-Temperature Service, or Both | 2024
8137 | 23 21 13.23 20 | [HIGH ][MEDIUM ]TEMPERATURE WATER SYSTEM WITHIN BUILDINGS | 07/07, CHG 1: 11/19 | ASTM INTERNATIONAL | ASTM | ASTM A234/A234M | Standard Specification for Piping Fittings of Wrought Carbon Steel and Alloy Steel for Moderate and High Temperature Service | 2024
8138 | 23 21 13.23 20 | [HIGH ][MEDIUM ]TEMPERATURE WATER SYSTEM WITHIN BUILDINGS | 07/07, CHG 1: 11/19 | MANUFACTURERS STANDARDIZATION SOCIETY OF THE VALVE AND FITTINGS INDUSTRY | MSS | MSS SP-58 | Pipe Hangers and Supports - Materials, Design and Manufacture, Selection, Application, and Installation | 2018
8139 | 23 21 13.23 20 | [HIGH ][MEDIUM ]TEMPERATURE WATER SYSTEM WITHIN BUILDINGS | 07/07, CHG 1: 11/19 | NATIONAL ELECTRICAL MANUFACTURERS ASSOCIATION | NEMA | NEMA Z535.1 | Safety Colors | 2022
8140 | 23 21 13.23 20 | [HIGH ][MEDIUM ]TEMPERATURE WATER SYSTEM WITHIN BUILDINGS | 07/07, CHG 1: 11/19 | U.S. NATIONAL ARCHIVES AND RECORDS ADMINISTRATION | NARA | 29 CFR 1910.144 | Safety Color Code for Marking Physical Hazards
8141 | 23 21 23 | HYDRONIC PUMPS | 08/17 | AMERICAN SOCIETY OF MECHANICAL ENGINEERS | ASME | ASME B1.1 | Unified Inch Screw Threads (UN, UNR, and UNJ Thread Form) | 2024
8142 | 23 21 23 | HYDRONIC PUMPS | 08/17 | AMERICAN SOCIETY OF MECHANICAL ENGINEERS | ASME | ASME B4.1 | Preferred Limits and Fits for Cylindrical Parts | 1967; R 1994; R 2004; R 2009; R 2020
8143 | 23 21 23 | HYDRONIC PUMPS | 08/17 | AMERICAN SOCIETY OF MECHANICAL ENGINEERS | ASME | ASME B4.2 | Preferred Metric Limits and Fits | 1978; R 1994; R 2004, R 2009; R 2020
8144 | 23 21 23 | HYDRONIC PUMPS | 08/17 | AMERICAN SOCIETY OF MECHANICAL ENGINEERS | ASME | ASME B16.1 | Gray Iron Pipe Flanges and Flanged Fittings Classes 25, 125, and 250 | 2020
8145 | 23 21 23 | HYDRONIC PUMPS | 08/17 | AMERICAN WATER WORKS ASSOCIATION | AWWA | AWWA E103 | Horizontal and Vertical Line-Shaft Pumps | 2021
8146 | 23 21 23 | HYDRONIC PUMPS | 08/17 | ASTM INTERNATIONAL | ASTM | ASTM A48/A48M | Standard Specification for Gray Iron Castings | 2022
8147 | 23 21 23 | HYDRONIC PUMPS | 08/17 | ASTM INTERNATIONAL | ASTM | ASTM A53/A53M | Standard Specification for Pipe, Steel, Black and Hot-Dipped, Zinc-Coated, Welded and Seamless | 2024
8148 | 23 21 23 | HYDRONIC PUMPS | 08/17 | ASTM INTERNATIONAL | ASTM | ASTM A123/A123M | Standard Specification for Zinc (Hot-Dip Galvanized) Coatings on Iron and Steel Products | 2017
8149 | 23 21 23 | HYDRONIC PUMPS | 08/17 | ASTM INTERNATIONAL | ASTM | ASTM A153/A153M | Standard Specification for Zinc Coating (Hot-Dip) on Iron and Steel Hardware | 2023
8150 | 23 21 23 | HYDRONIC PUMPS | 08/17 | ASTM INTERNATIONAL | ASTM | ASTM A159 | Standard Specification for Automotive Gray Iron Castings | 1983; R 2020
8151 | 23 21 23 | HYDRONIC PUMPS | 08/17 | ASTM INTERNATIONAL | ASTM | ASTM A307 | Standard Specification for Carbon Steel Bolts, Studs, and Threaded Rod 60 000 PSI Tensile Strength | 2021
8152 | 23 21 23 | HYDRONIC PUMPS | 08/17 | ASTM INTERNATIONAL | ASTM | ASTM A536 | Standard Specification for Ductile Iron Castings | 1984; R 2019; E 2019
8153 | 23 21 23 | HYDRONIC PUMPS | 08/17 | ASTM INTERNATIONAL | ASTM | ASTM A582/A582M | Standard Specification for Free-Machining Stainless Steel Bars | 2022
8154 | 23 21 23 | HYDRONIC PUMPS | 08/17 | ASTM INTERNATIONAL | ASTM | ASTM B584 | Standard Specification for Copper Alloy Sand Castings for General Applications | 2022
8155 | 23 21 23 | HYDRONIC PUMPS | 08/17 | HYDRAULIC INSTITUTE | HI | HI 1.1-1.2 | Rotodynamic (Centrifugal) Pump for Nomenclature and Definitions | 2014
8156 | 23 21 23 | HYDRONIC PUMPS | 08/17 | HYDRAULIC INSTITUTE | HI | HI 1.3 | Rotodynamic (Centrifugal) Pump Applications | 2013
8157 | 23 21 23 | HYDRONIC PUMPS | 08/17 | HYDRAULIC INSTITUTE | HI | HI 9.6.4 | Rotodynamic Pumps for Vibration Analysis and Allowable Values | 2009
8158 | 23 21 23 | HYDRONIC PUMPS | 08/17 | HYDRAULIC INSTITUTE | HI | HI ANSI/HI 2.1-2.2 | Rotodynamic Vertical Pumps of Radial, Mixed, and Axial Flow Types for Nomenclature and Definitions | 2014
8159 | 23 21 23 | HYDRONIC PUMPS | 08/17 | HYDRAULIC INSTITUTE | HI | HI ANSI/HI 9.6.3 | Rotodynamic Pumps - Guideline for Operating Regions - B120 | 2024
8160 | 23 21 23 | HYDRONIC PUMPS | 08/17 | HYDRAULIC INSTITUTE | HI | HI ANSI/HI 14.6 | Rotodynamic Pumps for Hydraulic Performance Acceptance Tests - A136 | 2011
8161 | 23 21 23 | HYDRONIC PUMPS | 08/17 | INTERNATIONAL CODE COUNCIL | ICC | ICC IgCC | International Green Construction Code | 2018
8162 | 23 21 23 | HYDRONIC PUMPS | 08/17 | NATIONAL ELECTRICAL MANUFACTURERS ASSOCIATION | NEMA | NEMA MG 1 | Motors and Generators | 2021
8163 | 23 21 23 | HYDRONIC PUMPS | 08/17 | NATIONAL ELECTRICAL MANUFACTURERS ASSOCIATION | NEMA | NEMA Z535.4 | Product Safety Signs and Labels | 2023
8164 | 23 21 23 | HYDRONIC PUMPS | 08/17 | NATIONAL FIRE PROTECTION ASSOCIATION | NFPA | NFPA 70 | National Electrical Code | 2023
8165 | 23 21 23 | HYDRONIC PUMPS | 08/17 | NSF INTERNATIONAL | NSF | NSF 372 | Drinking Water System Components - Lead Content | 2022
8166 | 23 21 23 | HYDRONIC PUMPS | 08/17 | SOCIETY FOR PROTECTIVE COATINGS | SSPC | SSPC Paint 21 | White or Colored Silicone Alkyd Paint (Type I, High Gloss and Type II, Medium Gloss) | 1982; E 2004
8167 | 23 21 23 | HYDRONIC PUMPS | 08/17 | SOCIETY FOR PROTECTIVE COATINGS | SSPC | SSPC Paint 25 | Zinc Oxide, Alkyd, Linseed Oil Primer for Use Over Hand Cleaned Steel, Type I and Type II | 1997; E 2004
8168 | 23 21 23 | HYDRONIC PUMPS | 08/17 | U.S. NATIONAL ARCHIVES AND RECORDS ADMINISTRATION | NARA | 29 CFR 1910.219 | Mechanical Power Transmission Apparatus
8169 | 23 21 23 | HYDRONIC PUMPS | 08/17 | UNDERWRITERS LABORATORIES | UL | UL 778 | UL Standard for Safety Motor-Operated Water Pumps | 2016; Reprint Jun 2021
8170 | 23 22 26.00 20 | STEAM SYSTEM AND TERMINAL UNITS | 02/10, CHG 1: 05/15 | AIR-CONDITIONING, HEATING AND REFRIGERATION INSTITUTE | AHRI | AHRI 410 | Forced-Circulation Air-Cooling and Air-Heating Coils | 2001; Addendum 1 2002; Addendum 2 2005; Addendum 3 2011
8171 | 23 22 26.00 20 | STEAM SYSTEM AND TERMINAL UNITS | 02/10, CHG 1: 05/15 | AMERICAN SOCIETY OF MECHANICAL ENGINEERS | ASME | ASME A13.1 | Scheme for the Identification of Piping Systems | 2023
8172 | 23 22 26.00 20 | STEAM SYSTEM AND TERMINAL UNITS | 02/10, CHG 1: 05/15 | AMERICAN SOCIETY OF MECHANICAL ENGINEERS | ASME | ASME B1.1 | Unified Inch Screw Threads (UN, UNR, and UNJ Thread Form) | 2024
8173 | 23 22 26.00 20 | STEAM SYSTEM AND TERMINAL UNITS | 02/10, CHG 1: 05/15 | AMERICAN SOCIETY OF MECHANICAL ENGINEERS | ASME | ASME B1.20.1 | Pipe Threads, General Purpose (Inch) | 2013; R 2018
8174 | 23 22 26.00 20 | STEAM SYSTEM AND TERMINAL UNITS | 02/10, CHG 1: 05/15 | AMERICAN SOCIETY OF MECHANICAL ENGINEERS | ASME | ASME B16.3 | Malleable Iron Threaded Fittings, Classes 150 and 300 | 2021
8175 | 23 22 26.00 20 | STEAM SYSTEM AND TERMINAL UNITS | 02/10, CHG 1: 05/15 | AMERICAN SOCIETY OF MECHANICAL ENGINEERS | ASME | ASME B16.5 | Pipe Flanges and Flanged Fittings NPS 1/2 Through NPS 24 Metric/Inch Standard | 2020
8176 | 23 22 26.00 20 | STEAM SYSTEM AND TERMINAL UNITS | 02/10, CHG 1: 05/15 | AMERICAN SOCIETY OF MECHANICAL ENGINEERS | ASME | ASME B16.9 | Factory-Made Wrought Buttwelding Fittings | 2018
8177 | 23 22 26.00 20 | STEAM SYSTEM AND TERMINAL UNITS | 02/10, CHG 1: 05/15 | AMERICAN SOCIETY OF MECHANICAL ENGINEERS | ASME | ASME B16.11 | Forged Fittings, Socket-Welding and Threaded | 2022
8178 | 23 22 26.00 20 | STEAM SYSTEM AND TERMINAL UNITS | 02/10, CHG 1: 05/15 | AMERICAN SOCIETY OF MECHANICAL ENGINEERS | ASME | ASME B16.18 | Cast Copper Alloy Solder Joint Pressure Fittings | 2021
8179 | 23 22 26.00 20 | STEAM SYSTEM AND TERMINAL UNITS | 02/10, CHG 1: 05/15 | AMERICAN SOCIETY OF MECHANICAL ENGINEERS | ASME | ASME B16.20 | Metallic Gaskets for Pipe Flanges | 2023
8180 | 23 22 26.00 20 | STEAM SYSTEM AND TERMINAL UNITS | 02/10, CHG 1: 05/15 | AMERICAN SOCIETY OF MECHANICAL ENGINEERS | ASME | ASME B16.21 | Nonmetallic Flat Gaskets for Pipe Flanges | 2021
8181 | 23 22 26.00 20 | STEAM SYSTEM AND TERMINAL UNITS | 02/10, CHG 1: 05/15 | AMERICAN SOCIETY OF MECHANICAL ENGINEERS | ASME | ASME B16.22 | Wrought Copper and Copper Alloy Solder Joint Pressure Fittings | 2021
8182 | 23 22 26.00 20 | STEAM SYSTEM AND TERMINAL UNITS | 02/10, CHG 1: 05/15 | AMERICAN SOCIETY OF MECHANICAL ENGINEERS | ASME | ASME B16.24 | Cast Copper Alloy Pipe Flanges, Flanged Fittings, and Valves Classes 150, 300, 600, 900, 1500, and 2500 | 2022
8183 | 23 22 26.00 20 | STEAM SYSTEM AND TERMINAL UNITS | 02/10, CHG 1: 05/15 | AMERICAN SOCIETY OF MECHANICAL ENGINEERS | ASME | ASME B16.34 | Valves - Flanged, Threaded and Welding End | 2021
8184 | 23 22 26.00 20 | STEAM SYSTEM AND TERMINAL UNITS | 02/10, CHG 1: 05/15 | AMERICAN SOCIETY OF MECHANICAL ENGINEERS | ASME | ASME B16.39 | Standard for Malleable Iron Threaded Pipe Unions; Classes 150, 250, and 300 | 2020
8185 | 23 22 26.00 20 | STEAM SYSTEM AND TERMINAL UNITS | 02/10, CHG 1: 05/15 | AMERICAN SOCIETY OF MECHANICAL ENGINEERS | ASME | ASME B18.2.1 | Square, Hex, Heavy Hex, and Askew Head Bolts and Hex, Heavy Hex, Hex Flange, Lobed Head, and Lag Screws (Inch Series) | 2012; R 2021
8186 | 23 22 26.00 20 | STEAM SYSTEM AND TERMINAL UNITS | 02/10, CHG 1: 05/15 | AMERICAN SOCIETY OF MECHANICAL ENGINEERS | ASME | ASME B18.2.2 | Nuts for General Applications: Machine Screw Nuts, and Hex, Square, Hex Flange, and Coupling Nuts (Inch Series) | 2022
8187 | 23 22 26.00 20 | STEAM SYSTEM AND TERMINAL UNITS | 02/10, CHG 1: 05/15 | AMERICAN SOCIETY OF MECHANICAL ENGINEERS | ASME | ASME B31.1 | Power Piping | 2022
8188 | 23 22 26.00 20 | STEAM SYSTEM AND TERMINAL UNITS | 02/10, CHG 1: 05/15 | AMERICAN SOCIETY OF MECHANICAL ENGINEERS | ASME | ASME B40.100 | Pressure Gauges and Gauge Attachments | 2022
8189 | 23 22 26.00 20 | STEAM SYSTEM AND TERMINAL UNITS | 02/10, CHG 1: 05/15 | AMERICAN SOCIETY OF MECHANICAL ENGINEERS | ASME | ASME BPVC | Boiler and Pressure Vessels Code | 2010
8190 | 23 22 26.00 20 | STEAM SYSTEM AND TERMINAL UNITS | 02/10, CHG 1: 05/15 | AMERICAN SOCIETY OF MECHANICAL ENGINEERS | ASME | ASME BPVC SEC IX | BPVC Section IX-Welding, Brazing and Fusing Qualifications | 2017; Errata 2018
8191 | 23 22 26.00 20 | STEAM SYSTEM AND TERMINAL UNITS | 02/10, CHG 1: 05/15 | AMERICAN SOCIETY OF MECHANICAL ENGINEERS | ASME | ASME BPVC SEC VIII D1 | BPVC Section VIII-Rules for Construction of Pressure Vessels Division 1 | 2019
8192 | 23 22 26.00 20 | STEAM SYSTEM AND TERMINAL UNITS | 02/10, CHG 1: 05/15 | AMERICAN WELDING SOCIETY | AWS | AWS Z49.1 | Safety in Welding and Cutting and Allied Processes | 2021
8193 | 23 22 26.00 20 | STEAM SYSTEM AND TERMINAL UNITS | 02/10, CHG 1: 05/15 | ASTM INTERNATIONAL | ASTM | ASTM A53/A53M | Standard Specification for Pipe, Steel, Black and Hot-Dipped, Zinc-Coated, Welded and Seamless | 2024
8194 | 23 22 26.00 20 | STEAM SYSTEM AND TERMINAL UNITS | 02/10, CHG 1: 05/15 | ASTM INTERNATIONAL | ASTM | ASTM A106/A106M | Standard Specification for Seamless Carbon Steel Pipe for High-Temperature Service | 2019a
8195 | 23 22 26.00 20 | STEAM SYSTEM AND TERMINAL UNITS | 02/10, CHG 1: 05/15 | ASTM INTERNATIONAL | ASTM | ASTM A194/A194M | Standard Specification for Carbon Steel, Alloy Steel, and Stainless Steel Nuts for Bolts for High-Pressure or High-Temperature Service, or Both | 2024
8196 | 23 22 26.00 20 | STEAM SYSTEM AND TERMINAL UNITS | 02/10, CHG 1: 05/15 | ASTM INTERNATIONAL | ASTM | ASTM A307 | Standard Specification for Carbon Steel Bolts, Studs, and Threaded Rod 60 000 PSI Tensile Strength | 2021
8197 | 23 22 26.00 20 | STEAM SYSTEM AND TERMINAL UNITS | 02/10, CHG 1: 05/15 | ASTM INTERNATIONAL | ASTM | ASTM B32 | Standard Specification for Solder Metal | 2020
8198 | 23 22 26.00 20 | STEAM SYSTEM AND TERMINAL UNITS | 02/10, CHG 1: 05/15 | ASTM INTERNATIONAL | ASTM | ASTM B88 | Standard Specification for Seamless Copper Water Tube | 2022
8199 | 23 22 26.00 20 | STEAM SYSTEM AND TERMINAL UNITS | 02/10, CHG 1: 05/15 | ASTM INTERNATIONAL | ASTM | ASTM B88M | Standard Specification for Seamless Copper Water Tube (Metric) | 2020
8200 | 23 22 26.00 20 | STEAM SYSTEM AND TERMINAL UNITS | 02/10, CHG 1: 05/15 | COPPER DEVELOPMENT ASSOCIATION | CDA | CDA A4015 | Copper Tube Handbook | 2016; 14/17
8201 | 23 22 26.00 20 | STEAM SYSTEM AND TERMINAL UNITS | 02/10, CHG 1: 05/15 | MANUFACTURERS STANDARDIZATION SOCIETY OF THE VALVE AND FITTINGS INDUSTRY | MSS | MSS SP-45 | Bypass and Drain Connections | 2020
8202 | 23 22 26.00 20 | STEAM SYSTEM AND TERMINAL UNITS | 02/10, CHG 1: 05/15 | MANUFACTURERS STANDARDIZATION SOCIETY OF THE VALVE AND FITTINGS INDUSTRY | MSS | MSS SP-58 | Pipe Hangers and Supports - Materials, Design and Manufacture, Selection, Application, and Installation | 2018
8203 | 23 22 26.00 20 | STEAM SYSTEM AND TERMINAL UNITS | 02/10, CHG 1: 05/15 | MANUFACTURERS STANDARDIZATION SOCIETY OF THE VALVE AND FITTINGS INDUSTRY | MSS | MSS SP-80 | Bronze Gate, Globe, Angle and Check Valves | 2019
8204 | 23 22 26.00 20 | STEAM SYSTEM AND TERMINAL UNITS | 02/10, CHG 1: 05/15 | NATIONAL ELECTRICAL MANUFACTURERS ASSOCIATION | NEMA | NEMA ICS 2 | Industrial Control and Systems Controllers, Contactors, and Overload Relays Rated 600 V | 2000; R 2020
8205 | 23 22 26.00 20 | STEAM SYSTEM AND TERMINAL UNITS | 02/10, CHG 1: 05/15 | NATIONAL ELECTRICAL MANUFACTURERS ASSOCIATION | NEMA | NEMA ICS 6 | Industrial Control and Systems: Enclosures | 1993; R 2016
8206 | 23 22 26.00 20 | STEAM SYSTEM AND TERMINAL UNITS | 02/10, CHG 1: 05/15 | NATIONAL ELECTRICAL MANUFACTURERS ASSOCIATION | NEMA | NEMA MG 1 | Motors and Generators | 2021
8207 | 23 22 26.00 20 | STEAM SYSTEM AND TERMINAL UNITS | 02/10, CHG 1: 05/15 | U.S. DEPARTMENT OF DEFENSE | DOD | MIL-DTL-17813 | Expansion Joints, Pipe, Metallic Bellows, General Specification for | 2009; Rev H; Supp 1 2009; Notice 1 2013; Notice 2 2018; Notice 3 2023
8208 | 23 22 26.00 20 | STEAM SYSTEM AND TERMINAL UNITS | 02/10, CHG 1: 05/15 | U.S. DEPARTMENT OF DEFENSE | DOD | MIL-DTL-18436 | Valves, Check, Bronze, Cast Iron, and Steel Body | 2017; Rev G; Notice 1 2024
8209 | 23 22 26.00 20 | STEAM SYSTEM AND TERMINAL UNITS | 02/10, CHG 1: 05/15 | U.S. DEPARTMENT OF DEFENSE | DOD | MIL-E-17814 | Expansion Joints, Pipe, Slip-Type, Packed | 1992; Rev F; CANC Notice 1
8210 | 23 22 26.00 20 | STEAM SYSTEM AND TERMINAL UNITS | 02/10, CHG 1: 05/15 | U.S. GENERAL SERVICES ADMINISTRATION | GSA | CID A-A-1689 | Tape, Pressure-Sensitive Adhesive, (Plastic Film) | Rev B
8211 | 23 22 26.00 20 | STEAM SYSTEM AND TERMINAL UNITS | 02/10, CHG 1: 05/15 | U.S. GENERAL SERVICES ADMINISTRATION | GSA | CID A-A-50494 | Exhaust Head, Steam | Basic; Notice 1
8212 | 23 22 26.00 20 | STEAM SYSTEM AND TERMINAL UNITS | 02/10, CHG 1: 05/15 | U.S. GENERAL SERVICES ADMINISTRATION | GSA | CID A-A-50543 | Heaters, Convection, Steam or Hot Water | Basic; Notice 2; Notice 3
8213 | 23 22 26.00 20 | STEAM SYSTEM AND TERMINAL UNITS | 02/10, CHG 1: 05/15 | U.S. GENERAL SERVICES ADMINISTRATION | GSA | CID A-A-50544 | Radiators, Heating, Steam and Hot Water, Cast Iron | Basic; Notice 2; Notice 3
8214 | 23 22 26.00 20 | STEAM SYSTEM AND TERMINAL UNITS | 02/10, CHG 1: 05/15 | U.S. GENERAL SERVICES ADMINISTRATION | GSA | CID A-A-50545 | Radiator, Heating, Baseboard Panel, Steam and Hot Water | Basic; Notice 2; Notice 3
8215 | 23 22 26.00 20 | STEAM SYSTEM AND TERMINAL UNITS | 02/10, CHG 1: 05/15 | U.S. GENERAL SERVICES ADMINISTRATION | GSA | CID A-A-50558 | Valves, Pressure Regulating, Steam | Basic; Notice 1
8216 | 23 22 26.00 20 | STEAM SYSTEM AND TERMINAL UNITS | 02/10, CHG 1: 05/15 | U.S. GENERAL SERVICES ADMINISTRATION | GSA | CID A-A-50559 | Valves, Temperature-Regulating (Thermostatically Controlled) | Basic; Notice 1
8217 | 23 22 26.00 20 | STEAM SYSTEM AND TERMINAL UNITS | 02/10, CHG 1: 05/15 | U.S. GENERAL SERVICES ADMINISTRATION | GSA | CID A-A-50568 | Gages, Liquid Level Measuring, Tank | Basic; Notice 1
8218 | 23 22 26.00 20 | STEAM SYSTEM AND TERMINAL UNITS | 02/10, CHG 1: 05/15 | U.S. GENERAL SERVICES ADMINISTRATION | GSA | CID A-A-59617 | Unions, Brass or Bronze, Threaded Pipe Connections and Solder-Joint Tube Connections | Basic, Notice 1
8219 | 23 22 26.00 20 | STEAM SYSTEM AND TERMINAL UNITS | 02/10, CHG 1: 05/15 | U.S. GENERAL SERVICES ADMINISTRATION | GSA | CID A-A-60001 | Traps, Steam | Rev A
8220 | 23 22 26.00 20 | STEAM SYSTEM AND TERMINAL UNITS | 02/10, CHG 1: 05/15 | U.S. GENERAL SERVICES ADMINISTRATION | GSA | FS F-P-2908 | Pumping Units, Condensate, Return; and Boiler Feed Package | Basic; Notice 1
8221 | 23 22 26.00 20 | STEAM SYSTEM AND TERMINAL UNITS | 02/10, CHG 1: 05/15 | U.S. GENERAL SERVICES ADMINISTRATION | GSA | FS F-V-2906 | Valves, Air Venting, Steam | Basic; Notice 1
8222 | 23 22 26.00 20 | STEAM SYSTEM AND TERMINAL UNITS | 02/10, CHG 1: 05/15 | U.S. GENERAL SERVICES ADMINISTRATION | GSA | FS QQ-B-654 | Brazing Alloys, Silver | Rev A; Notice 1; Notice 2
8223 | 23 22 26.00 20 | STEAM SYSTEM AND TERMINAL UNITS | 02/10, CHG 1: 05/15 | U.S. GENERAL SERVICES ADMINISTRATION | GSA | FS S-R-2834 | Radiators: Heating, Steel, Multifin Type | Basic; Notice 1; CANC Notice 1
8224 | 23 22 26.00 20 | STEAM SYSTEM AND TERMINAL UNITS | 02/10, CHG 1: 05/15 | U.S. GENERAL SERVICES ADMINISTRATION | GSA | FS S-U-2833 | Unit Heater, Air-Circulating, Steam - Hot Water | Basic; Notice 1
8225 | 23 22 26.00 20 | STEAM SYSTEM AND TERMINAL UNITS | 02/10, CHG 1: 05/15 | U.S. GENERAL SERVICES ADMINISTRATION | GSA | FS WW-H-191 | Heater, Fluid, Industrial (Instantaneous, Steam, Water Converter Type) | Rev E; Notice 2
8226 | 23 22 26.00 20 | STEAM SYSTEM AND TERMINAL UNITS | 02/10, CHG 1: 05/15 | U.S. GENERAL SERVICES ADMINISTRATION | GSA | FS WW-S-2739 | Strainers, Sediment: Pipeline, Water, Air, Gas, Oil, or Steam | Basic; Notice 1; Notice 2
8227 | 23 23 00 | REFRIGERANT PIPING | 08/21 | AIR-CONDITIONING, HEATING AND REFRIGERATION INSTITUTE | AHRI | AHRI 710 I-P | Performance Rating of Liquid-Line Driers | 2009
8228 | 23 23 00 | REFRIGERANT PIPING | 08/21 | AIR-CONDITIONING, HEATING AND REFRIGERATION INSTITUTE | AHRI | AHRI 711 | Performance Rating of Liquid-Line Driers | 2009
8229 | 23 23 00 | REFRIGERANT PIPING | 08/21 | AIR-CONDITIONING, HEATING AND REFRIGERATION INSTITUTE | AHRI | AHRI 720 | Refrigerant Access Valves and Hose Connectors | 2002
8230 | 23 23 00 | REFRIGERANT PIPING | 08/21 | AIR-CONDITIONING, HEATING AND REFRIGERATION INSTITUTE | AHRI | AHRI 750 I-P | Performance Rating of Thermostatic Refrigerant Expansion Valves | 2016
8231 | 23 23 00 | REFRIGERANT PIPING | 08/21 | AIR-CONDITIONING, HEATING AND REFRIGERATION INSTITUTE | AHRI | AHRI 751 SI | Performance Rating of Thermostatic Refrigerant Expansion Valves | 2016
8232 | 23 23 00 | REFRIGERANT PIPING | 08/21 | AIR-CONDITIONING, HEATING AND REFRIGERATION INSTITUTE | AHRI | AHRI 760 I-P | Performance Rating of Solenoid Valves for Use with Volatile Refrigerants | 2014
8233 | 23 23 00 | REFRIGERANT PIPING | 08/21 | AIR-CONDITIONING, HEATING AND REFRIGERATION INSTITUTE | AHRI | AHRI 1370 I-P | Performance Rating of Electronic Expansion Valves | 2017
8234 | 23 23 00 | REFRIGERANT PIPING | 08/21 | AIR-CONDITIONING, HEATING AND REFRIGERATION INSTITUTE | AHRI | AHRI 1371 SI | Performance Rating of Electronic Expansion Valves | 2017
8235 | 23 23 00 | REFRIGERANT PIPING | 08/21 | AMERICAN SOCIETY OF HEATING, REFRIGERATING AND AIR-CONDITIONING ENGINEERS | ASHRAE | ASHRAE 15 & 34 | ASHRAE Standard 34-2016 Safety Standard for Refrigeration Systems/ASHRAE Standard 34-2016 Designation and Safety Classification of Refrigerants-ASHRAE Standard 34-2016 | 2013
8236 | 23 23 00 | REFRIGERANT PIPING | 08/21 | AMERICAN SOCIETY OF HEATING, REFRIGERATING AND AIR-CONDITIONING ENGINEERS | ASHRAE | ASHRAE 17 | Method of Testing Capacity of Thermostatic Refrigerant Expansion Valves | 2022
8237 | 23 23 00 | REFRIGERANT PIPING | 08/21 | AMERICAN SOCIETY OF HEATING, REFRIGERATING AND AIR-CONDITIONING ENGINEERS | ASHRAE | ASHRAE 90.1 - IP | Energy Standard for Buildings Except Low-Rise Residential Buildings | 2019
8238 | 23 23 00 | REFRIGERANT PIPING | 08/21 | AMERICAN SOCIETY OF HEATING, REFRIGERATING AND AIR-CONDITIONING ENGINEERS | ASHRAE | ASHRAE 90.1 - SI | Energy Standard for Buildings Except Low-Rise Residential Buildings | 2019
8239 | 23 23 00 | REFRIGERANT PIPING | 08/21 | AMERICAN SOCIETY OF MECHANICAL ENGINEERS | ASME | ASME B1.20.1 | Pipe Threads, General Purpose (Inch) | 2013; R 2018
8240 | 23 23 00 | REFRIGERANT PIPING | 08/21 | AMERICAN SOCIETY OF MECHANICAL ENGINEERS | ASME | ASME B1.20.2M | Pipe Threads, 60 Deg. General Purpose (Metric) | 2006; R 2011
8241 | 23 23 00 | REFRIGERANT PIPING | 08/21 | AMERICAN SOCIETY OF MECHANICAL ENGINEERS | ASME | ASME B16.3 | Malleable Iron Threaded Fittings, Classes 150 and 300 | 2021
8242 | 23 23 00 | REFRIGERANT PIPING | 08/21 | AMERICAN SOCIETY OF MECHANICAL ENGINEERS | ASME | ASME B16.5 | Pipe Flanges and Flanged Fittings NPS 1/2 Through NPS 24 Metric/Inch Standard | 2020
8243 | 23 23 00 | REFRIGERANT PIPING | 08/21 | AMERICAN SOCIETY OF MECHANICAL ENGINEERS | ASME | ASME B16.9 | Factory-Made Wrought Buttwelding Fittings | 2018
8244 | 23 23 00 | REFRIGERANT PIPING | 08/21 | AMERICAN SOCIETY OF MECHANICAL ENGINEERS | ASME | ASME B16.11 | Forged Fittings, Socket-Welding and Threaded | 2022
8245 | 23 23 00 | REFRIGERANT PIPING | 08/21 | AMERICAN SOCIETY OF MECHANICAL ENGINEERS | ASME | ASME B16.21 | Nonmetallic Flat Gaskets for Pipe Flanges | 2021
8246 | 23 23 00 | REFRIGERANT PIPING | 08/21 | AMERICAN SOCIETY OF MECHANICAL ENGINEERS | ASME | ASME B16.22 | Wrought Copper and Copper Alloy Solder Joint Pressure Fittings | 2021
8247 | 23 23 00 | REFRIGERANT PIPING | 08/21 | AMERICAN SOCIETY OF MECHANICAL ENGINEERS | ASME | ASME B16.26 | Standard for Cast Copper Alloy Fittings for Flared Copper Tubes | 2018
8248 | 23 23 00 | REFRIGERANT PIPING | 08/21 | AMERICAN SOCIETY OF MECHANICAL ENGINEERS | ASME | ASME B31.1 | Power Piping | 2022
8249 | 23 23 00 | REFRIGERANT PIPING | 08/21 | AMERICAN SOCIETY OF MECHANICAL ENGINEERS | ASME | ASME B31.5 | Refrigeration Piping and Heat Transfer Components | 2022
8250 | 23 23 00 | REFRIGERANT PIPING | 08/21 | AMERICAN SOCIETY OF MECHANICAL ENGINEERS | ASME | ASME B31.9 | Building Services Piping | 2020
8251 | 23 23 00 | REFRIGERANT PIPING | 08/21 | AMERICAN SOCIETY OF MECHANICAL ENGINEERS | ASME | ASME B40.100 | Pressure Gauges and Gauge Attachments | 2022
8252 | 23 23 00 | REFRIGERANT PIPING | 08/21 | AMERICAN SOCIETY OF MECHANICAL ENGINEERS | ASME | ASME BPVC SEC IX | BPVC Section IX-Welding, Brazing and Fusing Qualifications | 2017; Errata 2018
8253 | 23 23 00 | REFRIGERANT PIPING | 08/21 | AMERICAN WELDING SOCIETY | AWS | AWS A5.8/A5.8M | Specification for Filler Metals for Brazing and Braze Welding | 2019
8254 | 23 23 00 | REFRIGERANT PIPING | 08/21 | AMERICAN WELDING SOCIETY | AWS | AWS A5.31/A5.31M | Specification for Fluxes for Brazing and Braze Welding | 2012
8255 | 23 23 00 | REFRIGERANT PIPING | 08/21 | AMERICAN WELDING SOCIETY | AWS | AWS BRH | Brazing Handbook | 2007; 5th Ed
8256 | 23 23 00 | REFRIGERANT PIPING | 08/21 | AMERICAN WELDING SOCIETY | AWS | AWS D1.1/D1.1M | Structural Welding Code - Steel | 2020; Errata 1 2021
8257 | 23 23 00 | REFRIGERANT PIPING | 08/21 | AMERICAN WELDING SOCIETY | AWS | AWS Z49.1 | Safety in Welding and Cutting and Allied Processes | 2021
8258 | 23 23 00 | REFRIGERANT PIPING | 08/21 | ASTM INTERNATIONAL | ASTM | ASTM A53/A53M | Standard Specification for Pipe, Steel, Black and Hot-Dipped, Zinc-Coated, Welded and Seamless | 2024
8259 | 23 23 00 | REFRIGERANT PIPING | 08/21 | ASTM INTERNATIONAL | ASTM | ASTM A193/A193M | Standard Specification for Alloy-Steel and Stainless Steel Bolting Materials for High-Temperature Service and Other Special Purpose Applications | 2024
8260 | 23 23 00 | REFRIGERANT PIPING | 08/21 | ASTM INTERNATIONAL | ASTM | ASTM A334/A334M | Standard Specification for Seamless and Welded Carbon and Alloy-Steel Tubes for Low-Temperature Service | 2004a; R 2021
8261 | 23 23 00 | REFRIGERANT PIPING | 08/21 | ASTM INTERNATIONAL | ASTM | ASTM A653/A653M | Standard Specification for Steel Sheet, Zinc-Coated (Galvanized) or Zinc-Iron Alloy-Coated (Galvannealed) by the Hot-Dip Process | 2023
8262 | 23 23 00 | REFRIGERANT PIPING | 08/21 | ASTM INTERNATIONAL | ASTM | ASTM B32 | Standard Specification for Solder Metal | 2020
8263 | 23 23 00 | REFRIGERANT PIPING | 08/21 | ASTM INTERNATIONAL | ASTM | ASTM B62 | Standard Specification for Composition Bronze or Ounce Metal Castings | 2017
8264 | 23 23 00 | REFRIGERANT PIPING | 08/21 | ASTM INTERNATIONAL | ASTM | ASTM B75/B75M | Standard Specification for Seamless Copper Tube | 2020
8265 | 23 23 00 | REFRIGERANT PIPING | 08/21 | ASTM INTERNATIONAL | ASTM | ASTM B117 | Standard Practice for Operating Salt Spray (Fog) Apparatus | 2019
8266 | 23 23 00 | REFRIGERANT PIPING | 08/21 | ASTM INTERNATIONAL | ASTM | ASTM B280 | Standard Specification for Seamless Copper Tube for Air Conditioning and Refrigeration Field Service | 2023
8267 | 23 23 00 | REFRIGERANT PIPING | 08/21 | ASTM INTERNATIONAL | ASTM | ASTM B813 | Standard Specification for Liquid and Paste Fluxes for Soldering of Copper and Copper Alloy Tube | 2016
8268 | 23 23 00 | REFRIGERANT PIPING | 08/21 | ASTM INTERNATIONAL | ASTM | ASTM D520 | Zinc Dust Pigment | 2000; R 2011
8269 | 23 23 00 | REFRIGERANT PIPING | 08/21 | ASTM INTERNATIONAL | ASTM | ASTM D3308 | Standard Specification for PTFE Resin Skived Tape | 2012; R 2017
8270 | 23 23 00 | REFRIGERANT PIPING | 08/21 | ASTM INTERNATIONAL | ASTM | ASTM E84 | Standard Test Method for Surface Burning Characteristics of Building Materials | 2023
8271 | 23 23 00 | REFRIGERANT PIPING | 08/21 | MANUFACTURERS STANDARDIZATION SOCIETY OF THE VALVE AND FITTINGS INDUSTRY | MSS | MSS SP-58 | Pipe Hangers and Supports - Materials, Design and Manufacture, Selection, Application, and Installation | 2018
8272 | 23 23 00 | REFRIGERANT PIPING | 08/21 | U.S. DEPARTMENT OF DEFENSE | DOD | UFC 3-301-01 | Structural Engineering | 2023; with Change 1, 2023
8273 | 23 25 00 | CHEMICAL TREATMENT OF WATER FOR MECHANICAL SYSTEMS | 05/21 | AMERICAN SOCIETY OF MECHANICAL ENGINEERS | ASME | ASME B40.100 | Pressure Gauges and Gauge Attachments | 2022
8274 | 23 25 00 | CHEMICAL TREATMENT OF WATER FOR MECHANICAL SYSTEMS | 05/21 | ASTM INTERNATIONAL | ASTM | ASTM D596 | Standard Guide for Reporting Results of Analysis of Water | 2001; R 2018
8275 | 23 25 00 | CHEMICAL TREATMENT OF WATER FOR MECHANICAL SYSTEMS | 05/21 | ASTM INTERNATIONAL | ASTM | ASTM D1384 | Corrosion Test for Engine Coolants in Glassware | 2005; R 2019
8276 | 23 25 00 | CHEMICAL TREATMENT OF WATER FOR MECHANICAL SYSTEMS | 05/21 | ASTM INTERNATIONAL | ASTM | ASTM D2688 | Standard Test Method for Corrosivity of Water in the Absence of Heat Transfer (Weight Loss Methods) | 2015; E 2016
8277 | 23 25 00 | CHEMICAL TREATMENT OF WATER FOR MECHANICAL SYSTEMS | 05/21 | NATIONAL ELECTRICAL MANUFACTURERS ASSOCIATION | NEMA | NEMA 250 | Enclosures for Electrical Equipment (1000 Volts Maximum) | 2020
8278 | 23 25 00 | CHEMICAL TREATMENT OF WATER FOR MECHANICAL SYSTEMS | 05/21 | NATIONAL ELECTRICAL MANUFACTURERS ASSOCIATION | NEMA | NEMA MG 1 | Motors and Generators | 2021
8279 | 23 25 00 | CHEMICAL TREATMENT OF WATER FOR MECHANICAL SYSTEMS | 05/21 | U.S. ARMY CORPS OF ENGINEERS | USACE | EM 200-1-13 | Environmental Quality -- Minimizing the Risk of Legionellosis Associated with Building Water Systems on Army Installation | 2016
8280 | 23 25 00 | CHEMICAL TREATMENT OF WATER FOR MECHANICAL SYSTEMS | 05/21 | U.S. ARMY CORPS OF ENGINEERS | USACE | PWTB 420-49-5 | Industrial Water Treatment Procedures | 1998
8281 | 23 25 00 | CHEMICAL TREATMENT OF WATER FOR MECHANICAL SYSTEMS | 05/21 | U.S. DEPARTMENT OF DEFENSE | DOD | UFC 3-430-08N | Central Heating Plants | 2004
8282 | 23 30 00 | HVAC AIR DISTRIBUTION | 05/20, CHG 1: 02/22 | ACOUSTICAL SOCIETY OF AMERICA | ASA | ASA S12.51 | American National Standard Acoustics - Determination of Sound Power Levels and Sound Energy Levels of Noise Sources using Sound Pressure - Precision Methods for Reverberation Test Rooms | 2012; R 2017
8283 | 23 30 00 | HVAC AIR DISTRIBUTION | 05/20, CHG 1: 02/22 | AIR CONDITIONING CONTRACTORS OF AMERICA | ACCA | ACCA Manual 4 | Installation Techniques for Perimeter Heating and Cooling; 11th Edition | 2001
8284 | 23 30 00 | HVAC AIR DISTRIBUTION | 05/20, CHG 1: 02/22 | AIR MOVEMENT AND CONTROL ASSOCIATION INTERNATIONAL, INC. | AMCA | AMCA 201 | Fans and Systems | 2002; R 2011
8285 | 23 30 00 | HVAC AIR DISTRIBUTION | 05/20, CHG 1: 02/22 | AIR MOVEMENT AND CONTROL ASSOCIATION INTERNATIONAL, INC. | AMCA | AMCA 210 | Laboratory Methods of Testing Fans for Aerodynamic Performance Rating | 2016
8286 | 23 30 00 | HVAC AIR DISTRIBUTION | 05/20, CHG 1: 02/22 | AIR MOVEMENT AND CONTROL ASSOCIATION INTERNATIONAL, INC. | AMCA | AMCA 220 | Test Methods for Air Curtain Units | 2005;R 2012
8287 | 23 30 00 | HVAC AIR DISTRIBUTION | 05/20, CHG 1: 02/22 | AIR MOVEMENT AND CONTROL ASSOCIATION INTERNATIONAL, INC. | AMCA | AMCA 300 | Reverberant Room Method for Sound Testing of Fans | 2014
8288 | 23 30 00 | HVAC AIR DISTRIBUTION | 05/20, CHG 1: 02/22 | AIR MOVEMENT AND CONTROL ASSOCIATION INTERNATIONAL, INC. | AMCA | AMCA 301 | Methods for Calculating Fan Sound Ratings from Laboratory Test Data | 2014
8289 | 23 30 00 | HVAC AIR DISTRIBUTION | 05/20, CHG 1: 02/22 | AIR MOVEMENT AND CONTROL ASSOCIATION INTERNATIONAL, INC. | AMCA | AMCA 500-D | Laboratory Methods of Testing Dampers for Rating | 2018
8290 | 23 30 00 | HVAC AIR DISTRIBUTION | 05/20, CHG 1: 02/22 | AIR-CONDITIONING, HEATING AND REFRIGERATION INSTITUTE | AHRI | AHRI 260 I-P | Sound Rating of Ducted Air Moving and Conditioning Equipment | 2012
8291 | 23 30 00 | HVAC AIR DISTRIBUTION | 05/20, CHG 1: 02/22 | AIR-CONDITIONING, HEATING AND REFRIGERATION INSTITUTE | AHRI | AHRI 350 | Sound Rating of Non-Ducted Indoor Air-Conditioning Equipment | 2015
8292 | 23 30 00 | HVAC AIR DISTRIBUTION | 05/20, CHG 1: 02/22 | AIR-CONDITIONING, HEATING AND REFRIGERATION INSTITUTE | AHRI | AHRI 410 | Forced-Circulation Air-Cooling and Air-Heating Coils | 2001; Addendum 1 2002; Addendum 2 2005; Addendum 3 2011
8293 | 23 30 00 | HVAC AIR DISTRIBUTION | 05/20, CHG 1: 02/22 | AIR-CONDITIONING, HEATING AND REFRIGERATION INSTITUTE | AHRI | AHRI 430 | Central-Station Air-Handling Units | 2009
8294 | 23 30 00 | HVAC AIR DISTRIBUTION | 05/20, CHG 1: 02/22 | AIR-CONDITIONING, HEATING AND REFRIGERATION INSTITUTE | AHRI | AHRI 440 | Performance Rating of Room Fan-Coils | 2008
8295 | 23 30 00 | HVAC AIR DISTRIBUTION | 05/20, CHG 1: 02/22 | AIR-CONDITIONING, HEATING AND REFRIGERATION INSTITUTE | AHRI | AHRI 880 I-P | Performance Rating of Air Terminals | 2011
8296 | 23 30 00 | HVAC AIR DISTRIBUTION | 05/20, CHG 1: 02/22 | AIR-CONDITIONING, HEATING AND REFRIGERATION INSTITUTE | AHRI | AHRI 885 | Procedure for Estimating Occupied Space Sound Levels in the Application of Air Terminals and Air Outlets | 2008; Addendum 2011
8297 | 23 30 00 | HVAC AIR DISTRIBUTION | 05/20, CHG 1: 02/22 | AIR-CONDITIONING, HEATING AND REFRIGERATION INSTITUTE | AHRI | AHRI DCAACP | Directory of Certified Applied Air-Conditioning Products | Online
8298 | 23 30 00 | HVAC AIR DISTRIBUTION | 05/20, CHG 1: 02/22 | AIR-CONDITIONING, HEATING AND REFRIGERATION INSTITUTE | AHRI | AHRI Guideline D | Application and Installation of Central Station Air-Handling Units | 1996
8299 | 23 30 00 | HVAC AIR DISTRIBUTION | 05/20, CHG 1: 02/22 | AMERICAN BEARING MANUFACTURERS ASSOCIATION | ABMA | ABMA 9 | Load Ratings and Fatigue Life for Ball Bearings | 2015
8300 | 23 30 00 | HVAC AIR DISTRIBUTION | 05/20, CHG 1: 02/22 | AMERICAN BEARING MANUFACTURERS ASSOCIATION | ABMA | ABMA 11 | Load Ratings and Fatigue Life for Roller Bearings | 2014
8301 | 23 30 00 | HVAC AIR DISTRIBUTION | 05/20, CHG 1: 02/22 | AMERICAN SOCIETY OF HEATING, REFRIGERATING AND AIR-CONDITIONING ENGINEERS | ASHRAE | ASHRAE 15 & 34 | ASHRAE Standard 34-2016 Safety Standard for Refrigeration Systems/ASHRAE Standard 34-2016 Designation and Safety Classification of Refrigerants-ASHRAE Standard 34-2016 | 2013
8302 | 23 30 00 | HVAC AIR DISTRIBUTION | 05/20, CHG 1: 02/22 | AMERICAN SOCIETY OF HEATING, REFRIGERATING AND AIR-CONDITIONING ENGINEERS | ASHRAE | ASHRAE 52.2 | Method of Testing General Ventilation Air-Cleaning Devices for Removal Efficiency by Particle Size | 2017
8303 | 23 30 00 | HVAC AIR DISTRIBUTION | 05/20, CHG 1: 02/22 | AMERICAN SOCIETY OF HEATING, REFRIGERATING AND AIR-CONDITIONING ENGINEERS | ASHRAE | ASHRAE 62.1 | Ventilation for Acceptable Indoor Air Quality | 2022
8304 | 23 30 00 | HVAC AIR DISTRIBUTION | 05/20, CHG 1: 02/22 | AMERICAN SOCIETY OF HEATING, REFRIGERATING AND AIR-CONDITIONING ENGINEERS | ASHRAE | ASHRAE 68 | Laboratory Method of Testing to Determine the Sound Power In a Duct | 1997
8305 | 23 30 00 | HVAC AIR DISTRIBUTION | 05/20, CHG 1: 02/22 | AMERICAN SOCIETY OF HEATING, REFRIGERATING AND AIR-CONDITIONING ENGINEERS | ASHRAE | ASHRAE 70 | Method of Testing the Performance of Air Outlets and Inlets | 2023
8306 | 23 30 00 | HVAC AIR DISTRIBUTION | 05/20, CHG 1: 02/22 | AMERICAN SOCIETY OF HEATING, REFRIGERATING AND AIR-CONDITIONING ENGINEERS | ASHRAE | ASHRAE 84 | Method of Testing Air-to-Air Heat/Energy Exchangers | 2024
8307 | 23 30 00 | HVAC AIR DISTRIBUTION | 05/20, CHG 1: 02/22 | AMERICAN SOCIETY OF HEATING, REFRIGERATING AND AIR-CONDITIONING ENGINEERS | ASHRAE | ASHRAE 90.1 - IP | Energy Standard for Buildings Except Low-Rise Residential Buildings | 2019
8308 | 23 30 00 | HVAC AIR DISTRIBUTION | 05/20, CHG 1: 02/22 | AMERICAN SOCIETY OF HEATING, REFRIGERATING AND AIR-CONDITIONING ENGINEERS | ASHRAE | ASHRAE 90.1 - SI | Energy Standard for Buildings Except Low-Rise Residential Buildings | 2019
8309 | 23 30 00 | HVAC AIR DISTRIBUTION | 05/20, CHG 1: 02/22 | AMERICAN SOCIETY OF MECHANICAL ENGINEERS | ASME | ASME A13.1 | Scheme for the Identification of Piping Systems | 2023
8310 | 23 30 00 | HVAC AIR DISTRIBUTION | 05/20, CHG 1: 02/22 | ASTM INTERNATIONAL | ASTM | ASTM A53/A53M | Standard Specification for Pipe, Steel, Black and Hot-Dipped, Zinc-Coated, Welded and Seamless | 2024
8311 | 23 30 00 | HVAC AIR DISTRIBUTION | 05/20, CHG 1: 02/22 | ASTM INTERNATIONAL | ASTM | ASTM A123/A123M | Standard Specification for Zinc (Hot-Dip Galvanized) Coatings on Iron and Steel Products | 2017
8312 | 23 30 00 | HVAC AIR DISTRIBUTION | 05/20, CHG 1: 02/22 | ASTM INTERNATIONAL | ASTM | ASTM A167 | Standard Specification for Stainless and Heat-Resisting Chromium-Nickel Steel Plate, Sheet, and Strip | 2011
8313 | 23 30 00 | HVAC AIR DISTRIBUTION | 05/20, CHG 1: 02/22 | ASTM INTERNATIONAL | ASTM | ASTM A924/A924M | Standard Specification for General Requirements for Steel Sheet, Metallic-Coated by the Hot-Dip Process | 2022a
8314 | 23 30 00 | HVAC AIR DISTRIBUTION | 05/20, CHG 1: 02/22 | ASTM INTERNATIONAL | ASTM | ASTM B75/B75M | Standard Specification for Seamless Copper Tube | 2020
8315 | 23 30 00 | HVAC AIR DISTRIBUTION | 05/20, CHG 1: 02/22 | ASTM INTERNATIONAL | ASTM | ASTM B117 | Standard Practice for Operating Salt Spray (Fog) Apparatus | 2019
8316 | 23 30 00 | HVAC AIR DISTRIBUTION | 05/20, CHG 1: 02/22 | ASTM INTERNATIONAL | ASTM | ASTM B152/B152M | Standard Specification for Copper Sheet, Strip, Plate, and Rolled Bar | 2019
8317 | 23 30 00 | HVAC AIR DISTRIBUTION | 05/20, CHG 1: 02/22 | ASTM INTERNATIONAL | ASTM | ASTM B209 | Standard Specification for Aluminum and Aluminum-Alloy Sheet and Plate | 2014
8318 | 23 30 00 | HVAC AIR DISTRIBUTION | 05/20, CHG 1: 02/22 | ASTM INTERNATIONAL | ASTM | ASTM B209M | Standard Specification for Aluminum and Aluminum-Alloy Sheet and Plate (Metric) | 2014
8319 | 23 30 00 | HVAC AIR DISTRIBUTION | 05/20, CHG 1: 02/22 | ASTM INTERNATIONAL | ASTM | ASTM B280 | Standard Specification for Seamless Copper Tube for Air Conditioning and Refrigeration Field Service | 2023
8320 | 23 30 00 | HVAC AIR DISTRIBUTION | 05/20, CHG 1: 02/22 | ASTM INTERNATIONAL | ASTM | ASTM B766 | Standard Specification for Electrodeposited Coatings of Cadmium | 2023
8321 | 23 30 00 | HVAC AIR DISTRIBUTION | 05/20, CHG 1: 02/22 | ASTM INTERNATIONAL | ASTM | ASTM C553 | Standard Specification for Mineral Fiber Blanket Thermal Insulation for Commercial and Industrial Applications | 2013; R 2019
8322 | 23 30 00 | HVAC AIR DISTRIBUTION | 05/20, CHG 1: 02/22 | ASTM INTERNATIONAL | ASTM | ASTM C916 | Standard Specification for Adhesives for Duct Thermal Insulation | 2020
8323 | 23 30 00 | HVAC AIR DISTRIBUTION | 05/20, CHG 1: 02/22 | ASTM INTERNATIONAL | ASTM | ASTM C1071 | Standard Specification for Fibrous Glass Duct Lining Insulation (Thermal and Sound Absorbing Material) | 2019
8324 | 23 30 00 | HVAC AIR DISTRIBUTION | 05/20, CHG 1: 02/22 | ASTM INTERNATIONAL | ASTM | ASTM D520 | Zinc Dust Pigment | 2000; R 2011
8325 | 23 30 00 | HVAC AIR DISTRIBUTION | 05/20, CHG 1: 02/22 | ASTM INTERNATIONAL | ASTM | ASTM D1654 | Standard Test Method for Evaluation of Painted or Coated Specimens Subjected to Corrosive Environments | 2008; R 2016; E 2017
8326 | 23 30 00 | HVAC AIR DISTRIBUTION | 05/20, CHG 1: 02/22 | ASTM INTERNATIONAL | ASTM | ASTM D1785 | Standard Specification for Poly(Vinyl Chloride) (PVC), Plastic Pipe, Schedules 40, 80, and 120 | 2021
8327 | 23 30 00 | HVAC AIR DISTRIBUTION | 05/20, CHG 1: 02/22 | ASTM INTERNATIONAL | ASTM | ASTM D2466 | Standard Specification for Poly(Vinyl Chloride) (PVC) Plastic Pipe Fittings, Schedule 40 | 2023
8328 | 23 30 00 | HVAC AIR DISTRIBUTION | 05/20, CHG 1: 02/22 | ASTM INTERNATIONAL | ASTM | ASTM D2564 | Standard Specification for Solvent Cements for Poly(Vinyl Chloride) (PVC) Plastic Piping Systems | 2020
8329 | 23 30 00 | HVAC AIR DISTRIBUTION | 05/20, CHG 1: 02/22 | ASTM INTERNATIONAL | ASTM | ASTM D2855 | Standard Practice for the Two-Step (Primer and Solvent Cement) Method of Joining Poly (Vinyl Chloride) (PVC) or Chlorinated Poly (Vinyl Chloride) (CPVC) Pipe and Piping Components with Tapered Sockets | 2020
8330 | 23 30 00 | HVAC AIR DISTRIBUTION | 05/20, CHG 1: 02/22 | ASTM INTERNATIONAL | ASTM | ASTM D3359 | Standard Test Methods for Rating Adhesion by Tape Test | 2017
8331 | 23 30 00 | HVAC AIR DISTRIBUTION | 05/20, CHG 1: 02/22 | ASTM INTERNATIONAL | ASTM | ASTM E84 | Standard Test Method for Surface Burning Characteristics of Building Materials | 2023
8332 | 23 30 00 | HVAC AIR DISTRIBUTION | 05/20, CHG 1: 02/22 | ASTM INTERNATIONAL | ASTM | ASTM E2016 | Standard Specification for Industrial Woven Wire Cloth | 2022
8333 | 23 30 00 | HVAC AIR DISTRIBUTION | 05/20, CHG 1: 02/22 | CALIFORNIA DEPARTMENT OF PUBLIC HEALTH | CDPH | CDPH SECTION 01350 | Standard Method for the Testing and Evaluation of Volatile Organic Chemical Emissions from Indoor Sources using Environmental Chambers | 2017; Version 1.2
8334 | 23 30 00 | HVAC AIR DISTRIBUTION | 05/20, CHG 1: 02/22 | GERMAN INSTITUTE FOR STANDARDIZATION | DIN | DIN EN 14037 | Free Hanging Heating and Cooling Surfaces for Water with a Temperature Below 120 Degrees C - Part 1: Pre-Fabricated Ceiling Mounted Radiant Panels for Space Heating | 2016
8335 | 23 30 00 | HVAC AIR DISTRIBUTION | 05/20, CHG 1: 02/22 | GERMAN INSTITUTE FOR STANDARDIZATION | DIN | DIN EN 14240 | Ventilation for Buildings | 2004
8336 | 23 30 00 | HVAC AIR DISTRIBUTION | 05/20, CHG 1: 02/22 | INSTITUTE OF ENVIRONMENTAL SCIENCES AND TECHNOLOGY | IEST | IEST RP-CC-001 | HEPA and ULPA Filters | 2016; Rev 6
8337 | 23 30 00 | HVAC AIR DISTRIBUTION | 05/20, CHG 1: 02/22 | NATIONAL ELECTRICAL MANUFACTURERS ASSOCIATION | NEMA | NEMA ICS 6 | Industrial Control and Systems: Enclosures | 1993; R 2016
8338 | 23 30 00 | HVAC AIR DISTRIBUTION | 05/20, CHG 1: 02/22 | NATIONAL ELECTRICAL MANUFACTURERS ASSOCIATION | NEMA | NEMA MG 1 | Motors and Generators | 2021
8339 | 23 30 00 | HVAC AIR DISTRIBUTION | 05/20, CHG 1: 02/22 | NATIONAL ELECTRICAL MANUFACTURERS ASSOCIATION | NEMA | NEMA MG 10 | Energy Management Guide for Selection and Use of Fixed Frequency Medium AC Squirrel-Cage Polyphase Induction Motors | 2017
8340 | 23 30 00 | HVAC AIR DISTRIBUTION | 05/20, CHG 1: 02/22 | NATIONAL ELECTRICAL MANUFACTURERS ASSOCIATION | NEMA | NEMA MG 11 | Energy Management Guide for Selection and Use of Single Phase Motors | 1977; R 2012
8341 | 23 30 00 | HVAC AIR DISTRIBUTION | 05/20, CHG 1: 02/22 | NATIONAL FIRE PROTECTION ASSOCIATION | NFPA | NFPA 70 | National Electrical Code | 2023
8342 | 23 30 00 | HVAC AIR DISTRIBUTION | 05/20, CHG 1: 02/22 | NATIONAL FIRE PROTECTION ASSOCIATION | NFPA | NFPA 90A | Standard for the Installation of Air Conditioning and Ventilating Systems | 2024
8343 | 23 30 00 | HVAC AIR DISTRIBUTION | 05/20, CHG 1: 02/22 | NATIONAL FIRE PROTECTION ASSOCIATION | NFPA | NFPA 96 | Standard for Ventilation Control and Fire Protection of Commercial Cooking Operations | 2024
8344 | 23 30 00 | HVAC AIR DISTRIBUTION | 05/20, CHG 1: 02/22 | NATIONAL FIRE PROTECTION ASSOCIATION | NFPA | NFPA 701 | Standard Methods of Fire Tests for Flame Propagation of Textiles and Films | 2023; ERTA 1 2023
8345 | 23 30 00 | HVAC AIR DISTRIBUTION | 05/20, CHG 1: 02/22 | SHEET METAL AND AIR CONDITIONING CONTRACTORS' NATIONAL ASSOCIATION | SMACNA | SMACNA 1403 | Accepted Industry Practice for Industrial Duct Construction, 2nd Edition | 2008
8346 | 23 30 00 | HVAC AIR DISTRIBUTION | 05/20, CHG 1: 02/22 | SHEET METAL AND AIR CONDITIONING CONTRACTORS' NATIONAL ASSOCIATION | SMACNA | SMACNA 1819 | Fire, Smoke and Radiation Damper Installation Guide for HVAC Systems, 5th Edition | 2002
8347 | 23 30 00 | HVAC AIR DISTRIBUTION | 05/20, CHG 1: 02/22 | SHEET METAL AND AIR CONDITIONING CONTRACTORS' NATIONAL ASSOCIATION | SMACNA | SMACNA 1884 | Fibrous Glass Duct Construction Standards, 7th Edition | 2003
8348 | 23 30 00 | HVAC AIR DISTRIBUTION | 05/20, CHG 1: 02/22 | SHEET METAL AND AIR CONDITIONING CONTRACTORS' NATIONAL ASSOCIATION | SMACNA | SMACNA 1966 | HVAC Duct Construction Standards Metal and Flexible, 4th Edition | 2020
8349 | 23 30 00 | HVAC AIR DISTRIBUTION | 05/20, CHG 1: 02/22 | SHEET METAL AND AIR CONDITIONING CONTRACTORS' NATIONAL ASSOCIATION | SMACNA | SMACNA 1972 CD | HVAC Air Duct Leakage Test Manual - 2nd Edition | 2012
8350 | 23 30 00 | HVAC AIR DISTRIBUTION | 05/20, CHG 1: 02/22 | SHEET METAL AND AIR CONDITIONING CONTRACTORS' NATIONAL ASSOCIATION | SMACNA | SMACNA 1981 | Seismic Restraint Manual Guidelines for Mechanical Systems, 3rd Edition | 2008
8351 | 23 30 00 | HVAC AIR DISTRIBUTION | 05/20, CHG 1: 02/22 | SOUTH COAST AIR QUALITY MANAGEMENT DISTRICT | SCAQMD | SCAQMD Rule 1168 | Adhesive and Sealant Applications | 2022
8352 | 23 30 00 | HVAC AIR DISTRIBUTION | 05/20, CHG 1: 02/22 | U.S. DEPARTMENT OF DEFENSE | DOD | MIL-STD-101 | Color Code for Pipelines and for Compressed Gas Cylinders | 2014; Rev C
8353 | 23 30 00 | HVAC AIR DISTRIBUTION | 05/20, CHG 1: 02/22 | U.S. DEPARTMENT OF ENERGY FEDERAL ENERGY MANAGEMENT PROGRAM | FEMP | PL-109-58 | Energy Efiicient Procument Requirements | 1992; R 2005
8354 | 23 30 00 | HVAC AIR DISTRIBUTION | 05/20, CHG 1: 02/22 | U.S. NATIONAL ARCHIVES AND RECORDS ADMINISTRATION | NARA | 40 CFR 82 | Protection of Stratospheric Ozone
8355 | 23 30 00 | HVAC AIR DISTRIBUTION | 05/20, CHG 1: 02/22 | UNDERWRITERS LABORATORIES | UL | UL 6 | UL Standard for Safety Electrical Rigid Metal Conduit-Steel | 2022
8356 | 23 30 00 | HVAC AIR DISTRIBUTION | 05/20, CHG 1: 02/22 | UNDERWRITERS LABORATORIES | UL | UL 94 | UL Standard for Safety Tests for Flammability of Plastic Materials for Parts in Devices and Appliances | 2023; Reprint Jan 2024
8357 | 23 30 00 | HVAC AIR DISTRIBUTION | 05/20, CHG 1: 02/22 | UNDERWRITERS LABORATORIES | UL | UL 181 | UL Standard for Safety Factory-Made Air Ducts and Air Connectors | 2013; Reprint Dec 2021
8358 | 23 30 00 | HVAC AIR DISTRIBUTION | 05/20, CHG 1: 02/22 | UNDERWRITERS LABORATORIES | UL | UL 555 | UL Standard for Safety Fire Dampers | 2006; Reprint Aug 2016
8359 | 23 30 00 | HVAC AIR DISTRIBUTION | 05/20, CHG 1: 02/22 | UNDERWRITERS LABORATORIES | UL | UL 555S | UL Standard for Safety Smoke Dampers | 2014; Reprint Oct 2020
8360 | 23 30 00 | HVAC AIR DISTRIBUTION | 05/20, CHG 1: 02/22 | UNDERWRITERS LABORATORIES | UL | UL 586 | UL Standard for Safety High-Efficiency Particulate, Air Filter Units | 2009; Reprint Sep 2022
8361 | 23 30 00 | HVAC AIR DISTRIBUTION | 05/20, CHG 1: 02/22 | UNDERWRITERS LABORATORIES | UL | UL 705 | UL Standard for Safety Power Ventilators | 2017; Reprint Aug 2022
8362 | 23 30 00 | HVAC AIR DISTRIBUTION | 05/20, CHG 1: 02/22 | UNDERWRITERS LABORATORIES | UL | UL 723 | UL Standard for Safety Test for Surface Burning Characteristics of Building Materials | 2020
8363 | 23 30 00 | HVAC AIR DISTRIBUTION | 05/20, CHG 1: 02/22 | UNDERWRITERS LABORATORIES | UL | UL 900 | UL Standard for SafetyStandard for Air Filter Units | 2015; Reprint Aug 2022
8364 | 23 30 00 | HVAC AIR DISTRIBUTION | 05/20, CHG 1: 02/22 | UNDERWRITERS LABORATORIES | UL | UL 1995 | UL Standard for Safety Heating and Cooling Equipment | 2015; Reprint Aug 2022
8365 | 23 30 00 | HVAC AIR DISTRIBUTION | 05/20, CHG 1: 02/22 | UNDERWRITERS LABORATORIES | UL | UL 2021 | UL Standard for Safety Fixed and Location-Dedicated Electric Room Heaters | 2015; Reprint Dec 2016
8366 | 23 30 00 | HVAC AIR DISTRIBUTION | 05/20, CHG 1: 02/22 | UNDERWRITERS LABORATORIES | UL | UL Bld Mat Dir | Building Materials Directory | updated continuously online
8367 | 23 30 00 | HVAC AIR DISTRIBUTION | 05/20, CHG 1: 02/22 | UNDERWRITERS LABORATORIES | UL | UL Electrical Construction | Electrical Construction Equipment Directory | 2012
8368 | 23 30 00 | HVAC AIR DISTRIBUTION | 05/20, CHG 1: 02/22 | UNDERWRITERS LABORATORIES | UL | UL Fire Resistance | Fire Resistance Directory | 2014
8369 | 23 35 16.17 10 | MECHANICAL ENGINE[ AND WELDING FUME] EXHAUST SYSTEMS | 05/20 | AIR MOVEMENT AND CONTROL ASSOCIATION INTERNATIONAL, INC. | AMCA | AMCA 210 | Laboratory Methods of Testing Fans for Aerodynamic Performance Rating | 2016
8370 | 23 35 16.17 10 | MECHANICAL ENGINE[ AND WELDING FUME] EXHAUST SYSTEMS | 05/20 | AIR MOVEMENT AND CONTROL ASSOCIATION INTERNATIONAL, INC. | AMCA | AMCA 300 | Reverberant Room Method for Sound Testing of Fans | 2014
8371 | 23 35 16.17 10 | MECHANICAL ENGINE[ AND WELDING FUME] EXHAUST SYSTEMS | 05/20 | AIR-CONDITIONING, HEATING AND REFRIGERATION INSTITUTE | AHRI | AHRI Guideline D | Application and Installation of Central Station Air-Handling Units | 1996
8372 | 23 35 16.17 10 | MECHANICAL ENGINE[ AND WELDING FUME] EXHAUST SYSTEMS | 05/20 | AMERICAN BEARING MANUFACTURERS ASSOCIATION | ABMA | ABMA 9 | Load Ratings and Fatigue Life for Ball Bearings | 2015
8373 | 23 35 16.17 10 | MECHANICAL ENGINE[ AND WELDING FUME] EXHAUST SYSTEMS | 05/20 | AMERICAN BEARING MANUFACTURERS ASSOCIATION | ABMA | ABMA 11 | Load Ratings and Fatigue Life for Roller Bearings | 2014
8374 | 23 35 16.17 10 | MECHANICAL ENGINE[ AND WELDING FUME] EXHAUST SYSTEMS | 05/20 | AMERICAN SOCIETY OF MECHANICAL ENGINEERS | ASME | ASME B16.21 | Nonmetallic Flat Gaskets for Pipe Flanges | 2021
8375 | 23 35 16.17 10 | MECHANICAL ENGINE[ AND WELDING FUME] EXHAUST SYSTEMS | 05/20 | AMERICAN SOCIETY OF MECHANICAL ENGINEERS | ASME | ASME BPVC SEC IX | BPVC Section IX-Welding, Brazing and Fusing Qualifications | 2017; Errata 2018
8376 | 23 35 16.17 10 | MECHANICAL ENGINE[ AND WELDING FUME] EXHAUST SYSTEMS | 05/20 | AMERICAN WELDING SOCIETY | AWS | AWS A5.8/A5.8M | Specification for Filler Metals for Brazing and Braze Welding | 2019
8377 | 23 35 16.17 10 | MECHANICAL ENGINE[ AND WELDING FUME] EXHAUST SYSTEMS | 05/20 | ASTM INTERNATIONAL | ASTM | ASTM A36/A36M | Standard Specification for Carbon Structural Steel | 2019
8378 | 23 35 16.17 10 | MECHANICAL ENGINE[ AND WELDING FUME] EXHAUST SYSTEMS | 05/20 | ASTM INTERNATIONAL | ASTM | ASTM A53/A53M | Standard Specification for Pipe, Steel, Black and Hot-Dipped, Zinc-Coated, Welded and Seamless | 2024
8379 | 23 35 16.17 10 | MECHANICAL ENGINE[ AND WELDING FUME] EXHAUST SYSTEMS | 05/20 | ASTM INTERNATIONAL | ASTM | ASTM A167 | Standard Specification for Stainless and Heat-Resisting Chromium-Nickel Steel Plate, Sheet, and Strip | 2011
8380 | 23 35 16.17 10 | MECHANICAL ENGINE[ AND WELDING FUME] EXHAUST SYSTEMS | 05/20 | ASTM INTERNATIONAL | ASTM | ASTM A193/A193M | Standard Specification for Alloy-Steel and Stainless Steel Bolting Materials for High-Temperature Service and Other Special Purpose Applications | 2024
8381 | 23 35 16.17 10 | MECHANICAL ENGINE[ AND WELDING FUME] EXHAUST SYSTEMS | 05/20 | ASTM INTERNATIONAL | ASTM | ASTM A307 | Standard Specification for Carbon Steel Bolts, Studs, and Threaded Rod 60 000 PSI Tensile Strength | 2021
8382 | 23 35 16.17 10 | MECHANICAL ENGINE[ AND WELDING FUME] EXHAUST SYSTEMS | 05/20 | ASTM INTERNATIONAL | ASTM | ASTM A924/A924M | Standard Specification for General Requirements for Steel Sheet, Metallic-Coated by the Hot-Dip Process | 2022a
8383 | 23 35 16.17 10 | MECHANICAL ENGINE[ AND WELDING FUME] EXHAUST SYSTEMS | 05/20 | ASTM INTERNATIONAL | ASTM | ASTM A1011/A1011M | Standard Specification for Steel Sheet and Strip, Hot-Rolled, Carbon, Structural, High-Strength Low-Alloy, High-Strength Low-Alloy with Improved Formability, and Ultra-High Strength | 2023
8384 | 23 35 16.17 10 | MECHANICAL ENGINE[ AND WELDING FUME] EXHAUST SYSTEMS | 05/20 | ASTM INTERNATIONAL | ASTM | ASTM B32 | Standard Specification for Solder Metal | 2020
8385 | 23 35 16.17 10 | MECHANICAL ENGINE[ AND WELDING FUME] EXHAUST SYSTEMS | 05/20 | ASTM INTERNATIONAL | ASTM | ASTM B117 | Standard Practice for Operating Salt Spray (Fog) Apparatus | 2019
8386 | 23 35 16.17 10 | MECHANICAL ENGINE[ AND WELDING FUME] EXHAUST SYSTEMS | 05/20 | ASTM INTERNATIONAL | ASTM | ASTM E2016 | Standard Specification for Industrial Woven Wire Cloth | 2022
8387 | 23 35 16.17 10 | MECHANICAL ENGINE[ AND WELDING FUME] EXHAUST SYSTEMS | 05/20 | NATIONAL ELECTRICAL MANUFACTURERS ASSOCIATION | NEMA | NEMA MG 1 | Motors and Generators | 2021
8388 | 23 35 16.17 10 | MECHANICAL ENGINE[ AND WELDING FUME] EXHAUST SYSTEMS | 05/20 | SHEET METAL AND AIR CONDITIONING CONTRACTORS' NATIONAL ASSOCIATION | SMACNA | SMACNA 1520 | Round Industrial Duct Construction Standards, 3rd Edition | 1999
8389 | 23 35 16.17 10 | MECHANICAL ENGINE[ AND WELDING FUME] EXHAUST SYSTEMS | 05/20 | SHEET METAL AND AIR CONDITIONING CONTRACTORS' NATIONAL ASSOCIATION | SMACNA | SMACNA 1922 | Rectangular Industrial Duct Construction Standards, 2nd Edition | 2004
8390 | 23 35 19.00 20 | INDUSTRIAL VENTILATION AND EXHAUST | 02/10, CHG 2: 08/18 | AIR MOVEMENT AND CONTROL ASSOCIATION INTERNATIONAL, INC. | AMCA | AMCA 99 | Standards Handbook | 2016
8391 | 23 35 19.00 20 | INDUSTRIAL VENTILATION AND EXHAUST | 02/10, CHG 2: 08/18 | AIR MOVEMENT AND CONTROL ASSOCIATION INTERNATIONAL, INC. | AMCA | AMCA 99-0401 | Classifications for Spark Resistant Construction | 1986
8392 | 23 35 19.00 20 | INDUSTRIAL VENTILATION AND EXHAUST | 02/10, CHG 2: 08/18 | AIR MOVEMENT AND CONTROL ASSOCIATION INTERNATIONAL, INC. | AMCA | AMCA 201 | Fans and Systems | 2002; R 2011
8393 | 23 35 19.00 20 | INDUSTRIAL VENTILATION AND EXHAUST | 02/10, CHG 2: 08/18 | AIR MOVEMENT AND CONTROL ASSOCIATION INTERNATIONAL, INC. | AMCA | AMCA 210 | Laboratory Methods of Testing Fans for Aerodynamic Performance Rating | 2016
8394 | 23 35 19.00 20 | INDUSTRIAL VENTILATION AND EXHAUST | 02/10, CHG 2: 08/18 | AIR MOVEMENT AND CONTROL ASSOCIATION INTERNATIONAL, INC. | AMCA | AMCA 211 | Certified Ratings Program Product Rating Manual for Fan Air Performance | 2013; Rev 2017
8395 | 23 35 19.00 20 | INDUSTRIAL VENTILATION AND EXHAUST | 02/10, CHG 2: 08/18 | AIR MOVEMENT AND CONTROL ASSOCIATION INTERNATIONAL, INC. | AMCA | AMCA 300 | Reverberant Room Method for Sound Testing of Fans | 2014
8396 | 23 35 19.00 20 | INDUSTRIAL VENTILATION AND EXHAUST | 02/10, CHG 2: 08/18 | AIR MOVEMENT AND CONTROL ASSOCIATION INTERNATIONAL, INC. | AMCA | AMCA 301 | Methods for Calculating Fan Sound Ratings from Laboratory Test Data | 2014
8397 | 23 35 19.00 20 | INDUSTRIAL VENTILATION AND EXHAUST | 02/10, CHG 2: 08/18 | AIR MOVEMENT AND CONTROL ASSOCIATION INTERNATIONAL, INC. | AMCA | AMCA 500-D | Laboratory Methods of Testing Dampers for Rating | 2018
8398 | 23 35 19.00 20 | INDUSTRIAL VENTILATION AND EXHAUST | 02/10, CHG 2: 08/18 | AIR MOVEMENT AND CONTROL ASSOCIATION INTERNATIONAL, INC. | AMCA | AMCA CRP | Directory of Products Licensed Under the AMCA International Certified Ratings Program | Online
8399 | 23 35 19.00 20 | INDUSTRIAL VENTILATION AND EXHAUST | 02/10, CHG 2: 08/18 | AIR-CONDITIONING, HEATING AND REFRIGERATION INSTITUTE | AHRI | AHRI 1060 I-P | Performance Rating of Air-to-Air Heat Exchangers for Energy Recovery Ventilation Heat Equipment | 2014
8400 | 23 35 19.00 20 | INDUSTRIAL VENTILATION AND EXHAUST | 02/10, CHG 2: 08/18 | AMERICAN BEARING MANUFACTURERS ASSOCIATION | ABMA | ABMA 9 | Load Ratings and Fatigue Life for Ball Bearings | 2015
8401 | 23 35 19.00 20 | INDUSTRIAL VENTILATION AND EXHAUST | 02/10, CHG 2: 08/18 | AMERICAN BEARING MANUFACTURERS ASSOCIATION | ABMA | ABMA 11 | Load Ratings and Fatigue Life for Roller Bearings | 2014
8402 | 23 35 19.00 20 | INDUSTRIAL VENTILATION AND EXHAUST | 02/10, CHG 2: 08/18 | AMERICAN CONFERENCE OF GOVERNMENTAL INDUSTRIAL HYGIENISTS | ACGIH | ACGIH-2092S | Industrial Ventilation: A Manual of Recommended Practice | 2004
8403 | 23 35 19.00 20 | INDUSTRIAL VENTILATION AND EXHAUST | 02/10, CHG 2: 08/18 | AMERICAN INSTITUTE OF STEEL CONSTRUCTION | AISC | AISC 360 | Specification for Structural Steel Buildings | 2016
8404 | 23 35 19.00 20 | INDUSTRIAL VENTILATION AND EXHAUST | 02/10, CHG 2: 08/18 | AMERICAN WELDING SOCIETY | AWS | AWS D1.1/D1.1M | Structural Welding Code - Steel | 2020; Errata 1 2021
8405 | 23 35 19.00 20 | INDUSTRIAL VENTILATION AND EXHAUST | 02/10, CHG 2: 08/18 | AMERICAN WELDING SOCIETY | AWS | AWS D1.3/D1.3M | Structural Welding Code - Sheet Steel | 2018
8406 | 23 35 19.00 20 | INDUSTRIAL VENTILATION AND EXHAUST | 02/10, CHG 2: 08/18 | AMERICAN WELDING SOCIETY | AWS | AWS Z49.1 | Safety in Welding and Cutting and Allied Processes | 2021
8407 | 23 35 19.00 20 | INDUSTRIAL VENTILATION AND EXHAUST | 02/10, CHG 2: 08/18 | ASTM INTERNATIONAL | ASTM | ASTM A36/A36M | Standard Specification for Carbon Structural Steel | 2019
8408 | 23 35 19.00 20 | INDUSTRIAL VENTILATION AND EXHAUST | 02/10, CHG 2: 08/18 | ASTM INTERNATIONAL | ASTM | ASTM A123/A123M | Standard Specification for Zinc (Hot-Dip Galvanized) Coatings on Iron and Steel Products | 2017
8409 | 23 35 19.00 20 | INDUSTRIAL VENTILATION AND EXHAUST | 02/10, CHG 2: 08/18 | ASTM INTERNATIONAL | ASTM | ASTM A167 | Standard Specification for Stainless and Heat-Resisting Chromium-Nickel Steel Plate, Sheet, and Strip | 2011
8410 | 23 35 19.00 20 | INDUSTRIAL VENTILATION AND EXHAUST | 02/10, CHG 2: 08/18 | ASTM INTERNATIONAL | ASTM | ASTM A653/A653M | Standard Specification for Steel Sheet, Zinc-Coated (Galvanized) or Zinc-Iron Alloy-Coated (Galvannealed) by the Hot-Dip Process | 2023
8411 | 23 35 19.00 20 | INDUSTRIAL VENTILATION AND EXHAUST | 02/10, CHG 2: 08/18 | ASTM INTERNATIONAL | ASTM | ASTM A1011/A1011M | Standard Specification for Steel Sheet and Strip, Hot-Rolled, Carbon, Structural, High-Strength Low-Alloy, High-Strength Low-Alloy with Improved Formability, and Ultra-High Strength | 2023
8412 | 23 35 19.00 20 | INDUSTRIAL VENTILATION AND EXHAUST | 02/10, CHG 2: 08/18 | ASTM INTERNATIONAL | ASTM | ASTM B117 | Standard Practice for Operating Salt Spray (Fog) Apparatus | 2019
8413 | 23 35 19.00 20 | INDUSTRIAL VENTILATION AND EXHAUST | 02/10, CHG 2: 08/18 | ASTM INTERNATIONAL | ASTM | ASTM B152/B152M | Standard Specification for Copper Sheet, Strip, Plate, and Rolled Bar | 2019
8414 | 23 35 19.00 20 | INDUSTRIAL VENTILATION AND EXHAUST | 02/10, CHG 2: 08/18 | ASTM INTERNATIONAL | ASTM | ASTM C582 | Contact-Molded Reinforced Thermosetting Plastic (RTP) Laminates for Corrosion-Resistant Equipment | 2023
8415 | 23 35 19.00 20 | INDUSTRIAL VENTILATION AND EXHAUST | 02/10, CHG 2: 08/18 | ASTM INTERNATIONAL | ASTM | ASTM C920 | Standard Specification for Elastomeric Joint Sealants | 2018
8416 | 23 35 19.00 20 | INDUSTRIAL VENTILATION AND EXHAUST | 02/10, CHG 2: 08/18 | ASTM INTERNATIONAL | ASTM | ASTM D1330 | Rubber Sheet Gaskets | 2004; R 2010
8417 | 23 35 19.00 20 | INDUSTRIAL VENTILATION AND EXHAUST | 02/10, CHG 2: 08/18 | ASTM INTERNATIONAL | ASTM | ASTM D1654 | Standard Test Method for Evaluation of Painted or Coated Specimens Subjected to Corrosive Environments | 2008; R 2016; E 2017
8418 | 23 35 19.00 20 | INDUSTRIAL VENTILATION AND EXHAUST | 02/10, CHG 2: 08/18 | ASTM INTERNATIONAL | ASTM | ASTM D1927 | Rigid Poly(Vinyl Chloride) Plastic Sheet | 1981; R 1988
8419 | 23 35 19.00 20 | INDUSTRIAL VENTILATION AND EXHAUST | 02/10, CHG 2: 08/18 | ASTM INTERNATIONAL | ASTM | ASTM D2000 | Standard Classification System for Rubber Products in Automotive Applications | 2018
8420 | 23 35 19.00 20 | INDUSTRIAL VENTILATION AND EXHAUST | 02/10, CHG 2: 08/18 | ASTM INTERNATIONAL | ASTM | ASTM D2564 | Standard Specification for Solvent Cements for Poly(Vinyl Chloride) (PVC) Plastic Piping Systems | 2020
8421 | 23 35 19.00 20 | INDUSTRIAL VENTILATION AND EXHAUST | 02/10, CHG 2: 08/18 | ASTM INTERNATIONAL | ASTM | ASTM D2665 | Standard Specification for Poly(Vinyl Chloride) (PVC) Plastic Drain, Waste, and Vent Pipe and Fittings | 2014
8422 | 23 35 19.00 20 | INDUSTRIAL VENTILATION AND EXHAUST | 02/10, CHG 2: 08/18 | ASTM INTERNATIONAL | ASTM | ASTM D4167 | Fiber-Reinforced Plastic Fans and Blowers | 2015
8423 | 23 35 19.00 20 | INDUSTRIAL VENTILATION AND EXHAUST | 02/10, CHG 2: 08/18 | CALIFORNIA DEPARTMENT OF PUBLIC HEALTH | CDPH | CDPH SECTION 01350 | Standard Method for the Testing and Evaluation of Volatile Organic Chemical Emissions from Indoor Sources using Environmental Chambers | 2017; Version 1.2
8424 | 23 35 19.00 20 | INDUSTRIAL VENTILATION AND EXHAUST | 02/10, CHG 2: 08/18 | NATIONAL ELECTRICAL MANUFACTURERS ASSOCIATION | NEMA | NEMA ICS 1 | Standard for Industrial Control and Systems: General Requirements | 2022
8425 | 23 35 19.00 20 | INDUSTRIAL VENTILATION AND EXHAUST | 02/10, CHG 2: 08/18 | NATIONAL ELECTRICAL MANUFACTURERS ASSOCIATION | NEMA | NEMA ICS 2 | Industrial Control and Systems Controllers, Contactors, and Overload Relays Rated 600 V | 2000; R 2020
8426 | 23 35 19.00 20 | INDUSTRIAL VENTILATION AND EXHAUST | 02/10, CHG 2: 08/18 | NATIONAL ELECTRICAL MANUFACTURERS ASSOCIATION | NEMA | NEMA ICS 6 | Industrial Control and Systems: Enclosures | 1993; R 2016
8427 | 23 35 19.00 20 | INDUSTRIAL VENTILATION AND EXHAUST | 02/10, CHG 2: 08/18 | NATIONAL ELECTRICAL MANUFACTURERS ASSOCIATION | NEMA | NEMA MG 1 | Motors and Generators | 2021
8428 | 23 35 19.00 20 | INDUSTRIAL VENTILATION AND EXHAUST | 02/10, CHG 2: 08/18 | NATIONAL FIRE PROTECTION ASSOCIATION | NFPA | NFPA 65 | Processing and Finishing of Aluminum | 1993
8429 | 23 35 19.00 20 | INDUSTRIAL VENTILATION AND EXHAUST | 02/10, CHG 2: 08/18 | NATIONAL FIRE PROTECTION ASSOCIATION | NFPA | NFPA 70 | National Electrical Code | 2023
8430 | 23 35 19.00 20 | INDUSTRIAL VENTILATION AND EXHAUST | 02/10, CHG 2: 08/18 | NATIONAL FIRE PROTECTION ASSOCIATION | NFPA | NFPA 91 | Standard for Exhaust Systems for Air Conveying of Vapors, Gases, Mists and Noncombustible Particulate Solids | 2020
8431 | 23 35 19.00 20 | INDUSTRIAL VENTILATION AND EXHAUST | 02/10, CHG 2: 08/18 | NATIONAL FIRE PROTECTION ASSOCIATION | NFPA | NFPA 664 | Standard for the Prevention of Fires and Explosions in Wood Processing and Woodworking Facilities | 2020
8432 | 23 35 19.00 20 | INDUSTRIAL VENTILATION AND EXHAUST | 02/10, CHG 2: 08/18 | RUBBER MANUFACTURERS ASSOCIATION | RMA | RMA IP-20 | Specifications for Drives Using Classical V-Belts and Sheaves. Specifications for A, B, C, and D Cross Sections | 2007
8433 | 23 35 19.00 20 | INDUSTRIAL VENTILATION AND EXHAUST | 02/10, CHG 2: 08/18 | RUBBER MANUFACTURERS ASSOCIATION | RMA | RMA IP-22 | Specifications for Drives Using Narrow V-Belts and Sheaves (Joint RMA/MPTA), 4th Edition | 2007
8434 | 23 35 19.00 20 | INDUSTRIAL VENTILATION AND EXHAUST | 02/10, CHG 2: 08/18 | SHEET METAL AND AIR CONDITIONING CONTRACTORS' NATIONAL ASSOCIATION | SMACNA | SMACNA 1378 | Thermoplastic Duct (PVC) Construction Manual, 2nd Edition | 1995
8435 | 23 35 19.00 20 | INDUSTRIAL VENTILATION AND EXHAUST | 02/10, CHG 2: 08/18 | SHEET METAL AND AIR CONDITIONING CONTRACTORS' NATIONAL ASSOCIATION | SMACNA | SMACNA 1403 | Accepted Industry Practice for Industrial Duct Construction, 2nd Edition | 2008
8436 | 23 35 19.00 20 | INDUSTRIAL VENTILATION AND EXHAUST | 02/10, CHG 2: 08/18 | SHEET METAL AND AIR CONDITIONING CONTRACTORS' NATIONAL ASSOCIATION | SMACNA | SMACNA 1520 | Round Industrial Duct Construction Standards, 3rd Edition | 1999
8437 | 23 35 19.00 20 | INDUSTRIAL VENTILATION AND EXHAUST | 02/10, CHG 2: 08/18 | SHEET METAL AND AIR CONDITIONING CONTRACTORS' NATIONAL ASSOCIATION | SMACNA | SMACNA 1922 | Rectangular Industrial Duct Construction Standards, 2nd Edition | 2004
8438 | 23 35 19.00 20 | INDUSTRIAL VENTILATION AND EXHAUST | 02/10, CHG 2: 08/18 | SHEET METAL AND AIR CONDITIONING CONTRACTORS' NATIONAL ASSOCIATION | SMACNA | SMACNA 1972 CD | HVAC Air Duct Leakage Test Manual - 2nd Edition | 2012
8439 | 23 35 19.00 20 | INDUSTRIAL VENTILATION AND EXHAUST | 02/10, CHG 2: 08/18 | SOCIETY FOR PROTECTIVE COATINGS | SSPC | SSPC Paint 11 | Paint Specification No. 11Red Iron Oxide, Zinc Chromate, Raw Linseed Oil and Alkyd Primer | 1992; E 2000
8440 | 23 35 19.00 20 | INDUSTRIAL VENTILATION AND EXHAUST | 02/10, CHG 2: 08/18 | SOCIETY FOR PROTECTIVE COATINGS | SSPC | SSPC Paint 20 | Zinc-Rich Primers (Type I, Inorganic, and Type II, Organic) | 2019
8441 | 23 35 19.00 20 | INDUSTRIAL VENTILATION AND EXHAUST | 02/10, CHG 2: 08/18 | SOCIETY FOR PROTECTIVE COATINGS | SSPC | SSPC SP 5/NACE No. 1 | White Metal Blast Cleaning | 2007
8442 | 23 35 19.00 20 | INDUSTRIAL VENTILATION AND EXHAUST | 02/10, CHG 2: 08/18 | SOUTH COAST AIR QUALITY MANAGEMENT DISTRICT | SCAQMD | SCAQMD Rule 1168 | Adhesive and Sealant Applications | 2022
8443 | 23 35 19.00 20 | INDUSTRIAL VENTILATION AND EXHAUST | 02/10, CHG 2: 08/18 | U.S. DEPARTMENT OF DEFENSE | DOD | MIL-DTL-12276 | Varnish, Phenolic, Baking | 2006; Rev E; Notice 1 2011; Notice 2 2016; Notice 3 2021
8444 | 23 35 19.00 20 | INDUSTRIAL VENTILATION AND EXHAUST | 02/10, CHG 2: 08/18 | U.S. DEPARTMENT OF DEFENSE | DOD | MIL-DTL-24441 | Paint, Epoxy-Polyamide, General Specification for | 2009; Rev D; Notice 1 2021
8445 | 23 35 19.00 20 | INDUSTRIAL VENTILATION AND EXHAUST | 02/10, CHG 2: 08/18 | U.S. DEPARTMENT OF DEFENSE | DOD | MIL-P-21035 | Paint, High Zinc Dust Content, Galvanizing Repair (Metric) | 1991; Rev B; Notice 2 2003; Notice 3 2021
8446 | 23 35 19.00 20 | INDUSTRIAL VENTILATION AND EXHAUST | 02/10, CHG 2: 08/18 | U.S. DEPARTMENT OF DEFENSE | DOD | MIL-PRF-23236 | Coating Systems for Ship Structures | 2009; Rev D; Notice 1 2023
8447 | 23 35 19.00 20 | INDUSTRIAL VENTILATION AND EXHAUST | 02/10, CHG 2: 08/18 | U.S. GENERAL SERVICES ADMINISTRATION | GSA | CID A-A-272 | Caulking Compounds | Rev B; Notice 1
8448 | 23 35 19.00 20 | INDUSTRIAL VENTILATION AND EXHAUST | 02/10, CHG 2: 08/18 | U.S. GENERAL SERVICES ADMINISTRATION | GSA | FS TT-S-001543 | Sealing Compound: Silicone Rubber Base (For Calking, Sealing, and Glazing in Buildings and Other Structures) | Rev B; Notice 1
8449 | 23 35 19.00 20 | INDUSTRIAL VENTILATION AND EXHAUST | 02/10, CHG 2: 08/18 | U.S. NATIONAL ARCHIVES AND RECORDS ADMINISTRATION | NARA | 29 CFR 1910.219 | Mechanical Power Transmission Apparatus
8450 | 23 35 19.00 20 | INDUSTRIAL VENTILATION AND EXHAUST | 02/10, CHG 2: 08/18 | UNDERWRITERS LABORATORIES | UL | UL 33 | Heat Responsive Links for Fire-Protection Service | 2010; Reprint Apr 2020
8451 | 23 35 19.00 20 | INDUSTRIAL VENTILATION AND EXHAUST | 02/10, CHG 2: 08/18 | UNDERWRITERS LABORATORIES | UL | UL 181 | UL Standard for Safety Factory-Made Air Ducts and Air Connectors | 2013; Reprint Dec 2021
8452 | 23 35 19.00 20 | INDUSTRIAL VENTILATION AND EXHAUST | 02/10, CHG 2: 08/18 | UNDERWRITERS LABORATORIES | UL | UL 214 | Tests for Flame-Propagation of Fabrics and Films | 1997; Rev thru Aug 2001
8453 | 23 35 19.00 20 | INDUSTRIAL VENTILATION AND EXHAUST | 02/10, CHG 2: 08/18 | UNDERWRITERS LABORATORIES | UL | UL Bld Mat Dir | Building Materials Directory | updated continuously online
8454 | 23 44 00.00 10 | CHEMICAL, BIOLOGICAL, AND RADIOLOGICAL (CBR) AIR FILTRATION SYSTEM | 02/16 | AMERICAN SOCIETY OF HEATING, REFRIGERATING AND AIR-CONDITIONING ENGINEERS | ASHRAE | ASHRAE 52.2 | Method of Testing General Ventilation Air-Cleaning Devices for Removal Efficiency by Particle Size | 2017
8455 | 23 44 00.00 10 | CHEMICAL, BIOLOGICAL, AND RADIOLOGICAL (CBR) AIR FILTRATION SYSTEM | 02/16 | AMERICAN SOCIETY OF HEATING, REFRIGERATING AND AIR-CONDITIONING ENGINEERS | ASHRAE | ASHRAE 90.1 - SI | Energy Standard for Buildings Except Low-Rise Residential Buildings | 2019
8456 | 23 44 00.00 10 | CHEMICAL, BIOLOGICAL, AND RADIOLOGICAL (CBR) AIR FILTRATION SYSTEM | 02/16 | AMERICAN SOCIETY OF MECHANICAL ENGINEERS | ASME | ASME AG-1 | Code on Nuclear Air and Gas Treatment | 2023
8457 | 23 44 00.00 10 | CHEMICAL, BIOLOGICAL, AND RADIOLOGICAL (CBR) AIR FILTRATION SYSTEM | 02/16 | AMERICAN SOCIETY OF MECHANICAL ENGINEERS | ASME | ASME BPVC SEC IX | BPVC Section IX-Welding, Brazing and Fusing Qualifications | 2017; Errata 2018
8458 | 23 44 00.00 10 | CHEMICAL, BIOLOGICAL, AND RADIOLOGICAL (CBR) AIR FILTRATION SYSTEM | 02/16 | AMERICAN SOCIETY OF MECHANICAL ENGINEERS | ASME | ASME N509 | Nuclear Power Plant Air-Cleaning Units and Components | 2002; R 2008
8459 | 23 44 00.00 10 | CHEMICAL, BIOLOGICAL, AND RADIOLOGICAL (CBR) AIR FILTRATION SYSTEM | 02/16 | AMERICAN SOCIETY OF MECHANICAL ENGINEERS | ASME | ASME NQA-1 | Quality Assurance Requirements for Nuclear Facility Applications | 2022
8460 | 23 44 00.00 10 | CHEMICAL, BIOLOGICAL, AND RADIOLOGICAL (CBR) AIR FILTRATION SYSTEM | 02/16 | ASTM INTERNATIONAL | ASTM | ASTM A240/A240M | Standard Specification for Chromium and Chromium-Nickel Stainless Steel Plate, Sheet, and Strip for Pressure Vessels and for General Applications | 2024
8461 | 23 44 00.00 10 | CHEMICAL, BIOLOGICAL, AND RADIOLOGICAL (CBR) AIR FILTRATION SYSTEM | 02/16 | ASTM INTERNATIONAL | ASTM | ASTM D1056 | Standard Specification for Flexible Cellular Materials - Sponge or Expanded Rubber | 2020
8462 | 23 44 00.00 10 | CHEMICAL, BIOLOGICAL, AND RADIOLOGICAL (CBR) AIR FILTRATION SYSTEM | 02/16 | ASTM INTERNATIONAL | ASTM | ASTM D2867 | Moisture in Activated Carbon | 2009; R 2014
8463 | 23 44 00.00 10 | CHEMICAL, BIOLOGICAL, AND RADIOLOGICAL (CBR) AIR FILTRATION SYSTEM | 02/16 | ASTM INTERNATIONAL | ASTM | ASTM E283 | Standard Test Method for Determining the Rate of Air Leakage Through Exterior Windows, Curtain Walls, and Doors Under Specified Pressure Differences Across the Specimen | 2019
8464 | 23 44 00.00 10 | CHEMICAL, BIOLOGICAL, AND RADIOLOGICAL (CBR) AIR FILTRATION SYSTEM | 02/16 | INSTITUTE OF ENVIRONMENTAL SCIENCES AND TECHNOLOGY | IEST | IEST RP-CC-001 | HEPA and ULPA Filters | 2016; Rev 6
8465 | 23 44 00.00 10 | CHEMICAL, BIOLOGICAL, AND RADIOLOGICAL (CBR) AIR FILTRATION SYSTEM | 02/16 | INSTITUTE OF ENVIRONMENTAL SCIENCES AND TECHNOLOGY | IEST | IEST RP-CC-008 | Gas-Phase Adsorber Cells | 2007; Rev 2
8466 | 23 44 00.00 10 | CHEMICAL, BIOLOGICAL, AND RADIOLOGICAL (CBR) AIR FILTRATION SYSTEM | 02/16 | NATIONAL FIRE PROTECTION ASSOCIATION | NFPA | NFPA 701 | Standard Methods of Fire Tests for Flame Propagation of Textiles and Films | 2023; ERTA 1 2023
8467 | 23 44 00.00 10 | CHEMICAL, BIOLOGICAL, AND RADIOLOGICAL (CBR) AIR FILTRATION SYSTEM | 02/16 | U.S. DEPARTMENT OF DEFENSE | DOD | MIL-DTL-32101 | Carbon, Activated, Impregnated, Copper-Silver-Zinc-Molybdenum-Triethylenediamine (ASZM-TEDA) | 2019; Rev B; Notice 1 - Controlled Distribution Document
8468 | 23 44 00.00 10 | CHEMICAL, BIOLOGICAL, AND RADIOLOGICAL (CBR) AIR FILTRATION SYSTEM | 02/16 | U.S. DEPARTMENT OF DEFENSE | DOD | MIL-PRF-32016 | Cell, Gas Phase, Adsorber | 2002; Rev A; Notice 1 2024
8469 | 23 44 00.00 10 | CHEMICAL, BIOLOGICAL, AND RADIOLOGICAL (CBR) AIR FILTRATION SYSTEM | 02/16 | U.S. DEPARTMENT OF DEFENSE | DOD | MIL-STD-282 | Filter Units, Protective Clothing, Gas-Mask Components and Related Products: Performance Test Methods | 2015; Rev B; Notice 1 2020
8470 | 23 44 00.00 10 | CHEMICAL, BIOLOGICAL, AND RADIOLOGICAL (CBR) AIR FILTRATION SYSTEM | 02/16 | U.S. DEPARTMENT OF ENERGY | DOE | DOE HDBK-1169 | Nuclear Air Cleaning Handbook | 2003
8471 | 23 44 00.00 10 | CHEMICAL, BIOLOGICAL, AND RADIOLOGICAL (CBR) AIR FILTRATION SYSTEM | 02/16 | UNDERWRITERS LABORATORIES | UL | UL 586 | UL Standard for Safety High-Efficiency Particulate, Air Filter Units | 2009; Reprint Sep 2022
8472 | 23 44 00.00 10 | CHEMICAL, BIOLOGICAL, AND RADIOLOGICAL (CBR) AIR FILTRATION SYSTEM | 02/16 | UNDERWRITERS LABORATORIES | UL | UL 723 | UL Standard for Safety Test for Surface Burning Characteristics of Building Materials | 2020
8473 | 23 44 00.00 10 | CHEMICAL, BIOLOGICAL, AND RADIOLOGICAL (CBR) AIR FILTRATION SYSTEM | 02/16 | UNDERWRITERS LABORATORIES | UL | UL 900 | UL Standard for SafetyStandard for Air Filter Units | 2015; Reprint Aug 2022
8474 | 23 50 52.00 10 | CENTRAL HIGH TEMPERATURE WATER (HTW) GENERATING PLANT AND AUXILIARIES | 02/16 | AIR MOVEMENT AND CONTROL ASSOCIATION INTERNATIONAL, INC. | AMCA | AMCA 801 | Industrial Process/Power Generation Fans: Specification Guidelines | 2001; R 2008
8475 | 23 50 52.00 10 | CENTRAL HIGH TEMPERATURE WATER (HTW) GENERATING PLANT AND AUXILIARIES | 02/16 | AMERICAN BEARING MANUFACTURERS ASSOCIATION | ABMA | ABMA 9 | Load Ratings and Fatigue Life for Ball Bearings | 2015
8476 | 23 50 52.00 10 | CENTRAL HIGH TEMPERATURE WATER (HTW) GENERATING PLANT AND AUXILIARIES | 02/16 | AMERICAN BEARING MANUFACTURERS ASSOCIATION | ABMA | ABMA 11 | Load Ratings and Fatigue Life for Roller Bearings | 2014
8477 | 23 50 52.00 10 | CENTRAL HIGH TEMPERATURE WATER (HTW) GENERATING PLANT AND AUXILIARIES | 02/16 | AMERICAN BOILER MANUFACTURERS ASSOCIATION | ABMA/BOIL | ABMA Boiler 203 | A Guide to Clean and Efficient Operation of Coal-Stoker-Fired Boilers | 2002
8478 | 23 50 52.00 10 | CENTRAL HIGH TEMPERATURE WATER (HTW) GENERATING PLANT AND AUXILIARIES | 02/16 | AMERICAN GAS ASSOCIATION | AGA | AGA XR0603 | AGA Plastic Pipe Manual for Gas Service | 2006; 8th Ed
8479 | 23 50 52.00 10 | CENTRAL HIGH TEMPERATURE WATER (HTW) GENERATING PLANT AND AUXILIARIES | 02/16 | AMERICAN GEAR MANUFACTURERS ASSOCIATION | AGMA | AGMA 6013 | Standard for Industrial Enclosed Gear Drives | 2006A; R2016
8480 | 23 50 52.00 10 | CENTRAL HIGH TEMPERATURE WATER (HTW) GENERATING PLANT AND AUXILIARIES | 02/16 | AMERICAN GEAR MANUFACTURERS ASSOCIATION | AGMA | ANSI/AGMA 6113 | Standard for Industrial Enclosed Gear Drives (Metric Edition) | 2016B
8481 | 23 50 52.00 10 | CENTRAL HIGH TEMPERATURE WATER (HTW) GENERATING PLANT AND AUXILIARIES | 02/16 | AMERICAN NATIONAL STANDARDS INSTITUTE | ANSI | ANSI Z21.22/CSA 4.4 | Relief Valves for Hot Water Supply Systems | 2015; R 2020
8482 | 23 50 52.00 10 | CENTRAL HIGH TEMPERATURE WATER (HTW) GENERATING PLANT AND AUXILIARIES | 02/16 | AMERICAN NATIONAL STANDARDS INSTITUTE | ANSI | ANSI Z83.19/CSA 2.35 | Gas-Fired High-Intensity Infrared Heaters | 2017; R 2022
8483 | 23 50 52.00 10 | CENTRAL HIGH TEMPERATURE WATER (HTW) GENERATING PLANT AND AUXILIARIES | 02/16 | AMERICAN PETROLEUM INSTITUTE | API | API STD 610 | Centrifugal Pumps for Petroleum, Petrochemical, and Natural Gas Industries | 2010; Errata 2011
8484 | 23 50 52.00 10 | CENTRAL HIGH TEMPERATURE WATER (HTW) GENERATING PLANT AND AUXILIARIES | 02/16 | AMERICAN RAILWAY ENGINEERING AND MAINTENANCE-OF-WAY ASSOCIATION | AREMA | AREMA Eng Man | Manual for Railway Engineering | 2023
8485 | 23 50 52.00 10 | CENTRAL HIGH TEMPERATURE WATER (HTW) GENERATING PLANT AND AUXILIARIES | 02/16 | AMERICAN SOCIETY OF MECHANICAL ENGINEERS | ASME | ASME B1.20.1 | Pipe Threads, General Purpose (Inch) | 2013; R 2018
8486 | 23 50 52.00 10 | CENTRAL HIGH TEMPERATURE WATER (HTW) GENERATING PLANT AND AUXILIARIES | 02/16 | AMERICAN SOCIETY OF MECHANICAL ENGINEERS | ASME | ASME B1.20.2M | Pipe Threads, 60 Deg. General Purpose (Metric) | 2006; R 2011
8487 | 23 50 52.00 10 | CENTRAL HIGH TEMPERATURE WATER (HTW) GENERATING PLANT AND AUXILIARIES | 02/16 | AMERICAN SOCIETY OF MECHANICAL ENGINEERS | ASME | ASME B16.3 | Malleable Iron Threaded Fittings, Classes 150 and 300 | 2021
8488 | 23 50 52.00 10 | CENTRAL HIGH TEMPERATURE WATER (HTW) GENERATING PLANT AND AUXILIARIES | 02/16 | AMERICAN SOCIETY OF MECHANICAL ENGINEERS | ASME | ASME B16.5 | Pipe Flanges and Flanged Fittings NPS 1/2 Through NPS 24 Metric/Inch Standard | 2020
8489 | 23 50 52.00 10 | CENTRAL HIGH TEMPERATURE WATER (HTW) GENERATING PLANT AND AUXILIARIES | 02/16 | AMERICAN SOCIETY OF MECHANICAL ENGINEERS | ASME | ASME B16.9 | Factory-Made Wrought Buttwelding Fittings | 2018
8490 | 23 50 52.00 10 | CENTRAL HIGH TEMPERATURE WATER (HTW) GENERATING PLANT AND AUXILIARIES | 02/16 | AMERICAN SOCIETY OF MECHANICAL ENGINEERS | ASME | ASME B16.11 | Forged Fittings, Socket-Welding and Threaded | 2022
8491 | 23 50 52.00 10 | CENTRAL HIGH TEMPERATURE WATER (HTW) GENERATING PLANT AND AUXILIARIES | 02/16 | AMERICAN SOCIETY OF MECHANICAL ENGINEERS | ASME | ASME B16.18 | Cast Copper Alloy Solder Joint Pressure Fittings | 2021
8492 | 23 50 52.00 10 | CENTRAL HIGH TEMPERATURE WATER (HTW) GENERATING PLANT AND AUXILIARIES | 02/16 | AMERICAN SOCIETY OF MECHANICAL ENGINEERS | ASME | ASME B16.21 | Nonmetallic Flat Gaskets for Pipe Flanges | 2021
8493 | 23 50 52.00 10 | CENTRAL HIGH TEMPERATURE WATER (HTW) GENERATING PLANT AND AUXILIARIES | 02/16 | AMERICAN SOCIETY OF MECHANICAL ENGINEERS | ASME | ASME B16.26 | Standard for Cast Copper Alloy Fittings for Flared Copper Tubes | 2018
8494 | 23 50 52.00 10 | CENTRAL HIGH TEMPERATURE WATER (HTW) GENERATING PLANT AND AUXILIARIES | 02/16 | AMERICAN SOCIETY OF MECHANICAL ENGINEERS | ASME | ASME B16.34 | Valves - Flanged, Threaded and Welding End | 2021
8495 | 23 50 52.00 10 | CENTRAL HIGH TEMPERATURE WATER (HTW) GENERATING PLANT AND AUXILIARIES | 02/16 | AMERICAN SOCIETY OF MECHANICAL ENGINEERS | ASME | ASME B16.39 | Standard for Malleable Iron Threaded Pipe Unions; Classes 150, 250, and 300 | 2020
8496 | 23 50 52.00 10 | CENTRAL HIGH TEMPERATURE WATER (HTW) GENERATING PLANT AND AUXILIARIES | 02/16 | AMERICAN SOCIETY OF MECHANICAL ENGINEERS | ASME | ASME B31.1 | Power Piping | 2022
8497 | 23 50 52.00 10 | CENTRAL HIGH TEMPERATURE WATER (HTW) GENERATING PLANT AND AUXILIARIES | 02/16 | AMERICAN SOCIETY OF MECHANICAL ENGINEERS | ASME | ASME BPVC SEC I | BPVC Section I-Rules for Construction of Power Boilers | 2017
8498 | 23 50 52.00 10 | CENTRAL HIGH TEMPERATURE WATER (HTW) GENERATING PLANT AND AUXILIARIES | 02/16 | AMERICAN SOCIETY OF MECHANICAL ENGINEERS | ASME | ASME BPVC SEC IX | BPVC Section IX-Welding, Brazing and Fusing Qualifications | 2017; Errata 2018
8499 | 23 50 52.00 10 | CENTRAL HIGH TEMPERATURE WATER (HTW) GENERATING PLANT AND AUXILIARIES | 02/16 | AMERICAN SOCIETY OF MECHANICAL ENGINEERS | ASME | ASME BPVC SEC VII | BPVC Section VII-Recommended Guidelines for the Care of Power Boilers | 2017
8500 | 23 50 52.00 10 | CENTRAL HIGH TEMPERATURE WATER (HTW) GENERATING PLANT AND AUXILIARIES | 02/16 | AMERICAN SOCIETY OF MECHANICAL ENGINEERS | ASME | ASME BPVC SEC VIII D1 | BPVC Section VIII-Rules for Construction of Pressure Vessels Division 1 | 2019
8501 | 23 50 52.00 10 | CENTRAL HIGH TEMPERATURE WATER (HTW) GENERATING PLANT AND AUXILIARIES | 02/16 | AMERICAN SOCIETY OF MECHANICAL ENGINEERS | ASME | ASME CSD-1 | Control and Safety Devices for Automatically Fired Boilers | 2021
8502 | 23 50 52.00 10 | CENTRAL HIGH TEMPERATURE WATER (HTW) GENERATING PLANT AND AUXILIARIES | 02/16 | AMERICAN SOCIETY OF MECHANICAL ENGINEERS | ASME | ASME PTC 4 | Fired Steam Generators | 2013; R 2023
8503 | 23 50 52.00 10 | CENTRAL HIGH TEMPERATURE WATER (HTW) GENERATING PLANT AND AUXILIARIES | 02/16 | AMERICAN SOCIETY OF MECHANICAL ENGINEERS | ASME | ASME PTC 10 | Performance Test Code on Compressors and Exhausters | 2022
8504 | 23 50 52.00 10 | CENTRAL HIGH TEMPERATURE WATER (HTW) GENERATING PLANT AND AUXILIARIES | 02/16 | AMERICAN WATER WORKS ASSOCIATION | AWWA | AWWA C203 | Coal-Tar Protective Coatings and Linings for Steel Water Pipelines - Enamel and Tape - Hot-Applied | 2020
8505 | 23 50 52.00 10 | CENTRAL HIGH TEMPERATURE WATER (HTW) GENERATING PLANT AND AUXILIARIES | 02/16 | AMERICAN WATER WORKS ASSOCIATION | AWWA | AWWA C213 | Fusion-Bonded Epoxy Coatings and Linings for Steel Water Pipe and Fittings | 2022
8506 | 23 50 52.00 10 | CENTRAL HIGH TEMPERATURE WATER (HTW) GENERATING PLANT AND AUXILIARIES | 02/16 | ASTM INTERNATIONAL | ASTM | ASTM A36/A36M | Standard Specification for Carbon Structural Steel | 2019
8507 | 23 50 52.00 10 | CENTRAL HIGH TEMPERATURE WATER (HTW) GENERATING PLANT AND AUXILIARIES | 02/16 | ASTM INTERNATIONAL | ASTM | ASTM A53/A53M | Standard Specification for Pipe, Steel, Black and Hot-Dipped, Zinc-Coated, Welded and Seamless | 2024
8508 | 23 50 52.00 10 | CENTRAL HIGH TEMPERATURE WATER (HTW) GENERATING PLANT AND AUXILIARIES | 02/16 | ASTM INTERNATIONAL | ASTM | ASTM A106/A106M | Standard Specification for Seamless Carbon Steel Pipe for High-Temperature Service | 2019a
8509 | 23 50 52.00 10 | CENTRAL HIGH TEMPERATURE WATER (HTW) GENERATING PLANT AND AUXILIARIES | 02/16 | ASTM INTERNATIONAL | ASTM | ASTM A167 | Standard Specification for Stainless and Heat-Resisting Chromium-Nickel Steel Plate, Sheet, and Strip | 2011
8510 | 23 50 52.00 10 | CENTRAL HIGH TEMPERATURE WATER (HTW) GENERATING PLANT AND AUXILIARIES | 02/16 | ASTM INTERNATIONAL | ASTM | ASTM A242/A242M | Standard Specification for High-Strength Low-Alloy Structural Steel | 2024
8511 | 23 50 52.00 10 | CENTRAL HIGH TEMPERATURE WATER (HTW) GENERATING PLANT AND AUXILIARIES | 02/16 | ASTM INTERNATIONAL | ASTM | ASTM A514/A514M | Standard Specification for High-Yield-Strength, Quenched and Tempered Alloy Steel Plate, Suitable for Welding | 2022
8512 | 23 50 52.00 10 | CENTRAL HIGH TEMPERATURE WATER (HTW) GENERATING PLANT AND AUXILIARIES | 02/16 | ASTM INTERNATIONAL | ASTM | ASTM A568/A568M | Standard Specification for Steel, Sheet, Carbon, Structural, and High-Strength, Low-Alloy, Hot-Rolled and Cold-Rolled, General Requirements for | 2019a
8513 | 23 50 52.00 10 | CENTRAL HIGH TEMPERATURE WATER (HTW) GENERATING PLANT AND AUXILIARIES | 02/16 | ASTM INTERNATIONAL | ASTM | ASTM A653/A653M | Standard Specification for Steel Sheet, Zinc-Coated (Galvanized) or Zinc-Iron Alloy-Coated (Galvannealed) by the Hot-Dip Process | 2023
8514 | 23 50 52.00 10 | CENTRAL HIGH TEMPERATURE WATER (HTW) GENERATING PLANT AND AUXILIARIES | 02/16 | ASTM INTERNATIONAL | ASTM | ASTM A733 | Standard Specification for Welded and Seamless Carbon Steel and Austenitic Stainless Steel Pipe Nipples | 2016; R 2022
8515 | 23 50 52.00 10 | CENTRAL HIGH TEMPERATURE WATER (HTW) GENERATING PLANT AND AUXILIARIES | 02/16 | ASTM INTERNATIONAL | ASTM | ASTM B68/B68M | Standard Specification for Seamless Copper Tube, Bright Annealed (Metric) | 2011
8516 | 23 50 52.00 10 | CENTRAL HIGH TEMPERATURE WATER (HTW) GENERATING PLANT AND AUXILIARIES | 02/16 | ASTM INTERNATIONAL | ASTM | ASTM B88 | Standard Specification for Seamless Copper Water Tube | 2022
8517 | 23 50 52.00 10 | CENTRAL HIGH TEMPERATURE WATER (HTW) GENERATING PLANT AND AUXILIARIES | 02/16 | ASTM INTERNATIONAL | ASTM | ASTM B88M | Standard Specification for Seamless Copper Water Tube (Metric) | 2020
8518 | 23 50 52.00 10 | CENTRAL HIGH TEMPERATURE WATER (HTW) GENERATING PLANT AND AUXILIARIES | 02/16 | ASTM INTERNATIONAL | ASTM | ASTM C27 | Fireclay and High-Alumina Refractory Brick | 1998; R 2022
8519 | 23 50 52.00 10 | CENTRAL HIGH TEMPERATURE WATER (HTW) GENERATING PLANT AND AUXILIARIES | 02/16 | ASTM INTERNATIONAL | ASTM | ASTM C34 | Standard Specification for Structural Clay Loadbearing Wall Tile | 2023
8520 | 23 50 52.00 10 | CENTRAL HIGH TEMPERATURE WATER (HTW) GENERATING PLANT AND AUXILIARIES | 02/16 | ASTM INTERNATIONAL | ASTM | ASTM C62 | Standard Specification for Building Brick (Solid Masonry Units Made from Clay or Shale) | 2023
8521 | 23 50 52.00 10 | CENTRAL HIGH TEMPERATURE WATER (HTW) GENERATING PLANT AND AUXILIARIES | 02/16 | ASTM INTERNATIONAL | ASTM | ASTM C155 | Standard Specification for Insulating Firebrick | 1997; R 2022
8522 | 23 50 52.00 10 | CENTRAL HIGH TEMPERATURE WATER (HTW) GENERATING PLANT AND AUXILIARIES | 02/16 | ASTM INTERNATIONAL | ASTM | ASTM C401 | Alumina and Alumina-Silicate Castable Refractories | 2012; R 2022
8523 | 23 50 52.00 10 | CENTRAL HIGH TEMPERATURE WATER (HTW) GENERATING PLANT AND AUXILIARIES | 02/16 | ASTM INTERNATIONAL | ASTM | ASTM D396 | Standard Specification for Fuel Oils | 2021
8524 | 23 50 52.00 10 | CENTRAL HIGH TEMPERATURE WATER (HTW) GENERATING PLANT AND AUXILIARIES | 02/16 | ASTM INTERNATIONAL | ASTM | ASTM G21 | Standard Practice for Determining Resistance of Synthetic Polymeric Materials to Fungi | 2015; R 2021; E 2021
8525 | 23 50 52.00 10 | CENTRAL HIGH TEMPERATURE WATER (HTW) GENERATING PLANT AND AUXILIARIES | 02/16 | COMPRESSED AIR AND GAS INSTITUTE | CAGI | CAGI B19.1 | Safety Standard for Compressor Systems | 2010
8526 | 23 50 52.00 10 | CENTRAL HIGH TEMPERATURE WATER (HTW) GENERATING PLANT AND AUXILIARIES | 02/16 | CONVEYOR EQUIPMENT MANUFACTURERS ASSOCIATION | CEMA | CEMA B105.1 | Welded Steel Conveyor Pulleys | 2015
8527 | 23 50 52.00 10 | CENTRAL HIGH TEMPERATURE WATER (HTW) GENERATING PLANT AND AUXILIARIES | 02/16 | CONVEYOR EQUIPMENT MANUFACTURERS ASSOCIATION | CEMA | CEMA Belt Book | Belt Conveyors for Bulk Materials | 2014; Errata 2016; Tech Statement 1 2016
8528 | 23 50 52.00 10 | CENTRAL HIGH TEMPERATURE WATER (HTW) GENERATING PLANT AND AUXILIARIES | 02/16 | EXPANSION JOINT MANUFACTURERS ASSOCIATION | EJMA | EJMA Stds | (10th Ed) EJMA Standards | 2015
8529 | 23 50 52.00 10 | CENTRAL HIGH TEMPERATURE WATER (HTW) GENERATING PLANT AND AUXILIARIES | 02/16 | INSTITUTE OF ELECTRICAL AND ELECTRONICS ENGINEERS | IEEE | IEEE C37.90 | Standard for Relays and Relay Systems Associated With Electric Power Apparatus | 2005; R 2011
8530 | 23 50 52.00 10 | CENTRAL HIGH TEMPERATURE WATER (HTW) GENERATING PLANT AND AUXILIARIES | 02/16 | MANUFACTURERS STANDARDIZATION SOCIETY OF THE VALVE AND FITTINGS INDUSTRY | MSS | MSS SP-58 | Pipe Hangers and Supports - Materials, Design and Manufacture, Selection, Application, and Installation | 2018
8531 | 23 50 52.00 10 | CENTRAL HIGH TEMPERATURE WATER (HTW) GENERATING PLANT AND AUXILIARIES | 02/16 | MANUFACTURERS STANDARDIZATION SOCIETY OF THE VALVE AND FITTINGS INDUSTRY | MSS | MSS SP-70 | Gray Iron Gate Valves, Flanged and Threaded Ends | 2011
8532 | 23 50 52.00 10 | CENTRAL HIGH TEMPERATURE WATER (HTW) GENERATING PLANT AND AUXILIARIES | 02/16 | MANUFACTURERS STANDARDIZATION SOCIETY OF THE VALVE AND FITTINGS INDUSTRY | MSS | MSS SP-71 | Gray Iron Swing Check Valves, Flanged and Threaded Ends | 2018
8533 | 23 50 52.00 10 | CENTRAL HIGH TEMPERATURE WATER (HTW) GENERATING PLANT AND AUXILIARIES | 02/16 | MANUFACTURERS STANDARDIZATION SOCIETY OF THE VALVE AND FITTINGS INDUSTRY | MSS | MSS SP-80 | Bronze Gate, Globe, Angle and Check Valves | 2019
8534 | 23 50 52.00 10 | CENTRAL HIGH TEMPERATURE WATER (HTW) GENERATING PLANT AND AUXILIARIES | 02/16 | MANUFACTURERS STANDARDIZATION SOCIETY OF THE VALVE AND FITTINGS INDUSTRY | MSS | MSS SP-85 | Gray Iron Globe & Angle Valves Flanged and Threaded Ends | 2011
8535 | 23 50 52.00 10 | CENTRAL HIGH TEMPERATURE WATER (HTW) GENERATING PLANT AND AUXILIARIES | 02/16 | NACE INTERNATIONAL | NACE | NACE SP0185 | Extruded Polyolefin Resin Coating Systems with Soft Adhesives for Underground or Submerged Pipe | 2024
8536 | 23 50 52.00 10 | CENTRAL HIGH TEMPERATURE WATER (HTW) GENERATING PLANT AND AUXILIARIES | 02/16 | NATIONAL ELECTRICAL MANUFACTURERS ASSOCIATION | NEMA | NEMA ICS 1 | Standard for Industrial Control and Systems: General Requirements | 2022
8537 | 23 50 52.00 10 | CENTRAL HIGH TEMPERATURE WATER (HTW) GENERATING PLANT AND AUXILIARIES | 02/16 | NATIONAL ELECTRICAL MANUFACTURERS ASSOCIATION | NEMA | NEMA MG 1 | Motors and Generators | 2021
8538 | 23 50 52.00 10 | CENTRAL HIGH TEMPERATURE WATER (HTW) GENERATING PLANT AND AUXILIARIES | 02/16 | NATIONAL FIRE PROTECTION ASSOCIATION | NFPA | NFPA 70 | National Electrical Code | 2023
8539 | 23 50 52.00 10 | CENTRAL HIGH TEMPERATURE WATER (HTW) GENERATING PLANT AND AUXILIARIES | 02/16 | NATIONAL FIRE PROTECTION ASSOCIATION | NFPA | NFPA 85 | Boiler and Combustion Systems Hazards Code | 2023
8540 | 23 50 52.00 10 | CENTRAL HIGH TEMPERATURE WATER (HTW) GENERATING PLANT AND AUXILIARIES | 02/16 | NATIONAL INSTITUTE OF STANDARDS AND TECHNOLOGY | NIST | NIST HB 44 | Specifications, Tolerances, and Other Technical Requirements for Weighing and Measuring Devices | 2018
8541 | 23 50 52.00 10 | CENTRAL HIGH TEMPERATURE WATER (HTW) GENERATING PLANT AND AUXILIARIES | 02/16 | RUBBER MANUFACTURERS ASSOCIATION | RMA | RMA IP-1 | Conveyor and Elevator Belt Handbook; 3rd Edition | 2011
8542 | 23 50 52.00 10 | CENTRAL HIGH TEMPERATURE WATER (HTW) GENERATING PLANT AND AUXILIARIES | 02/16 | SOCIETY FOR PROTECTIVE COATINGS | SSPC | SSPC Paint 16 | Coal Tar Epoxy-Polyamide Black (or Dark Red) Paint | 2023
8543 | 23 50 52.00 10 | CENTRAL HIGH TEMPERATURE WATER (HTW) GENERATING PLANT AND AUXILIARIES | 02/16 | SOCIETY FOR PROTECTIVE COATINGS | SSPC | SSPC SP 6/NACE No.3 | Commercial Blast Cleaning | 2007
8544 | 23 50 52.00 10 | CENTRAL HIGH TEMPERATURE WATER (HTW) GENERATING PLANT AND AUXILIARIES | 02/16 | TUBULAR EXCHANGER MANUFACTURERS ASSOCIATION | TEMA | TEMA Stds | Standards of the Tubular Exchange Manufacturers Association (TEMA) | 2007
8545 | 23 50 52.00 10 | CENTRAL HIGH TEMPERATURE WATER (HTW) GENERATING PLANT AND AUXILIARIES | 02/16 | U.S. DEPARTMENT OF DEFENSE | DOD | UFC 3-301-01 | Structural Engineering | 2023; with Change 1, 2023
8546 | 23 50 52.00 10 | CENTRAL HIGH TEMPERATURE WATER (HTW) GENERATING PLANT AND AUXILIARIES | 02/16 | U.S. NATIONAL ARCHIVES AND RECORDS ADMINISTRATION | NARA | 30 CFR 1 | Mine Safety and Health Administration; Establishment and Use of Official Emblem
8547 | 23 50 52.00 10 | CENTRAL HIGH TEMPERATURE WATER (HTW) GENERATING PLANT AND AUXILIARIES | 02/16 | UNDERWRITERS LABORATORIES | UL | UL 296 | UL Standard for Safety Oil Burners | 2017; Reprint Nov 2022
8548 | 23 50 52.00 10 | CENTRAL HIGH TEMPERATURE WATER (HTW) GENERATING PLANT AND AUXILIARIES | 02/16 | UNDERWRITERS LABORATORIES | UL | UL 726 | Oil-Fired Boiler Assemblies | 1995; Reprint Oct 2023
8549 | 23 50 52.00 10 | CENTRAL HIGH TEMPERATURE WATER (HTW) GENERATING PLANT AND AUXILIARIES | 02/16 | UNDERWRITERS LABORATORIES | UL | UL 795 | UL Standard for Safety Commercial-Industrial Gas Heating Equipment | 2016; Reprint May 2022
8550 | 23 51 43.00 20 | DUST AND GAS COLLECTOR, DRY SCRUBBER AND FABRIC FILTER TYPE | 02/10 | ACOUSTICAL SOCIETY OF AMERICA | ASA | ASA S12.54 | Acoustics - Determination of Sound Power Levels of Noise Sources Using Sound Pressure - Engineering Method in an Essentially Free Field over a Reflecting Plane | 2011; R 2016
8551 | 23 51 43.00 20 | DUST AND GAS COLLECTOR, DRY SCRUBBER AND FABRIC FILTER TYPE | 02/10 | AIR MOVEMENT AND CONTROL ASSOCIATION INTERNATIONAL, INC. | AMCA | AMCA 99 | Standards Handbook | 2016
8552 | 23 51 43.00 20 | DUST AND GAS COLLECTOR, DRY SCRUBBER AND FABRIC FILTER TYPE | 02/10 | AIR MOVEMENT AND CONTROL ASSOCIATION INTERNATIONAL, INC. | AMCA | AMCA 201 | Fans and Systems | 2002; R 2011
8553 | 23 51 43.00 20 | DUST AND GAS COLLECTOR, DRY SCRUBBER AND FABRIC FILTER TYPE | 02/10 | AIR MOVEMENT AND CONTROL ASSOCIATION INTERNATIONAL, INC. | AMCA | AMCA 210 | Laboratory Methods of Testing Fans for Aerodynamic Performance Rating | 2016
8554 | 23 51 43.00 20 | DUST AND GAS COLLECTOR, DRY SCRUBBER AND FABRIC FILTER TYPE | 02/10 | AIR MOVEMENT AND CONTROL ASSOCIATION INTERNATIONAL, INC. | AMCA | AMCA 500-D | Laboratory Methods of Testing Dampers for Rating | 2018
8555 | 23 51 43.00 20 | DUST AND GAS COLLECTOR, DRY SCRUBBER AND FABRIC FILTER TYPE | 02/10 | AIR MOVEMENT AND CONTROL ASSOCIATION INTERNATIONAL, INC. | AMCA | AMCA 801 | Industrial Process/Power Generation Fans: Specification Guidelines | 2001; R 2008
8556 | 23 51 43.00 20 | DUST AND GAS COLLECTOR, DRY SCRUBBER AND FABRIC FILTER TYPE | 02/10 | AIR MOVEMENT AND CONTROL ASSOCIATION INTERNATIONAL, INC. | AMCA | AMCA 802 | Industrial Process/Power Generation Fans: Establishing Performance Using Laboratory Models | 2019
8557 | 23 51 43.00 20 | DUST AND GAS COLLECTOR, DRY SCRUBBER AND FABRIC FILTER TYPE | 02/10 | AMERICAN BEARING MANUFACTURERS ASSOCIATION | ABMA | ABMA 9 | Load Ratings and Fatigue Life for Ball Bearings | 2015
8558 | 23 51 43.00 20 | DUST AND GAS COLLECTOR, DRY SCRUBBER AND FABRIC FILTER TYPE | 02/10 | AMERICAN BEARING MANUFACTURERS ASSOCIATION | ABMA | ABMA 11 | Load Ratings and Fatigue Life for Roller Bearings | 2014
8559 | 23 51 43.00 20 | DUST AND GAS COLLECTOR, DRY SCRUBBER AND FABRIC FILTER TYPE | 02/10 | AMERICAN INSTITUTE OF STEEL CONSTRUCTION | AISC | AISC 360 | Specification for Structural Steel Buildings | 2016
8560 | 23 51 43.00 20 | DUST AND GAS COLLECTOR, DRY SCRUBBER AND FABRIC FILTER TYPE | 02/10 | AMERICAN SOCIETY OF MECHANICAL ENGINEERS | ASME | ASME B16.3 | Malleable Iron Threaded Fittings, Classes 150 and 300 | 2021
8561 | 23 51 43.00 20 | DUST AND GAS COLLECTOR, DRY SCRUBBER AND FABRIC FILTER TYPE | 02/10 | AMERICAN SOCIETY OF MECHANICAL ENGINEERS | ASME | ASME B16.5 | Pipe Flanges and Flanged Fittings NPS 1/2 Through NPS 24 Metric/Inch Standard | 2020
8562 | 23 51 43.00 20 | DUST AND GAS COLLECTOR, DRY SCRUBBER AND FABRIC FILTER TYPE | 02/10 | AMERICAN SOCIETY OF MECHANICAL ENGINEERS | ASME | ASME B16.9 | Factory-Made Wrought Buttwelding Fittings | 2018
8563 | 23 51 43.00 20 | DUST AND GAS COLLECTOR, DRY SCRUBBER AND FABRIC FILTER TYPE | 02/10 | AMERICAN SOCIETY OF MECHANICAL ENGINEERS | ASME | ASME B31.1 | Power Piping | 2022
8564 | 23 51 43.00 20 | DUST AND GAS COLLECTOR, DRY SCRUBBER AND FABRIC FILTER TYPE | 02/10 | AMERICAN SOCIETY OF MECHANICAL ENGINEERS | ASME | ASME B36.10M | Welded and Seamless Wrought Steel Pipe | 2022
8565 | 23 51 43.00 20 | DUST AND GAS COLLECTOR, DRY SCRUBBER AND FABRIC FILTER TYPE | 02/10 | AMERICAN SOCIETY OF MECHANICAL ENGINEERS | ASME | ASME BPVC | Boiler and Pressure Vessels Code | 2010
8566 | 23 51 43.00 20 | DUST AND GAS COLLECTOR, DRY SCRUBBER AND FABRIC FILTER TYPE | 02/10 | AMERICAN SOCIETY OF MECHANICAL ENGINEERS | ASME | ASME HST-4 | Performance Standard for Overhead Electric Wire Rope Hoists | 2021
8567 | 23 51 43.00 20 | DUST AND GAS COLLECTOR, DRY SCRUBBER AND FABRIC FILTER TYPE | 02/10 | AMERICAN WELDING SOCIETY | AWS | AWS D1.1/D1.1M | Structural Welding Code - Steel | 2020; Errata 1 2021
8568 | 23 51 43.00 20 | DUST AND GAS COLLECTOR, DRY SCRUBBER AND FABRIC FILTER TYPE | 02/10 | ASTM INTERNATIONAL | ASTM | ASTM A36/A36M | Standard Specification for Carbon Structural Steel | 2019
8569 | 23 51 43.00 20 | DUST AND GAS COLLECTOR, DRY SCRUBBER AND FABRIC FILTER TYPE | 02/10 | ASTM INTERNATIONAL | ASTM | ASTM A48/A48M | Standard Specification for Gray Iron Castings | 2022
8570 | 23 51 43.00 20 | DUST AND GAS COLLECTOR, DRY SCRUBBER AND FABRIC FILTER TYPE | 02/10 | ASTM INTERNATIONAL | ASTM | ASTM A53/A53M | Standard Specification for Pipe, Steel, Black and Hot-Dipped, Zinc-Coated, Welded and Seamless | 2024
8571 | 23 51 43.00 20 | DUST AND GAS COLLECTOR, DRY SCRUBBER AND FABRIC FILTER TYPE | 02/10 | ASTM INTERNATIONAL | ASTM | ASTM A106/A106M | Standard Specification for Seamless Carbon Steel Pipe for High-Temperature Service | 2019a
8572 | 23 51 43.00 20 | DUST AND GAS COLLECTOR, DRY SCRUBBER AND FABRIC FILTER TYPE | 02/10 | ASTM INTERNATIONAL | ASTM | ASTM A108 | Standard Specification for Steel Bar, Carbon and Alloy, Cold-Finished | 2024
8573 | 23 51 43.00 20 | DUST AND GAS COLLECTOR, DRY SCRUBBER AND FABRIC FILTER TYPE | 02/10 | ASTM INTERNATIONAL | ASTM | ASTM A123/A123M | Standard Specification for Zinc (Hot-Dip Galvanized) Coatings on Iron and Steel Products | 2017
8574 | 23 51 43.00 20 | DUST AND GAS COLLECTOR, DRY SCRUBBER AND FABRIC FILTER TYPE | 02/10 | ASTM INTERNATIONAL | ASTM | ASTM A126 | Standard Specification for Gray Iron Castings for Valves, Flanges, and Pipe Fittings | 2004; R 2023
8575 | 23 51 43.00 20 | DUST AND GAS COLLECTOR, DRY SCRUBBER AND FABRIC FILTER TYPE | 02/10 | ASTM INTERNATIONAL | ASTM | ASTM A167 | Standard Specification for Stainless and Heat-Resisting Chromium-Nickel Steel Plate, Sheet, and Strip | 2011
8576 | 23 51 43.00 20 | DUST AND GAS COLLECTOR, DRY SCRUBBER AND FABRIC FILTER TYPE | 02/10 | ASTM INTERNATIONAL | ASTM | ASTM A240/A240M | Standard Specification for Chromium and Chromium-Nickel Stainless Steel Plate, Sheet, and Strip for Pressure Vessels and for General Applications | 2024
8577 | 23 51 43.00 20 | DUST AND GAS COLLECTOR, DRY SCRUBBER AND FABRIC FILTER TYPE | 02/10 | ASTM INTERNATIONAL | ASTM | ASTM A242/A242M | Standard Specification for High-Strength Low-Alloy Structural Steel | 2024
8578 | 23 51 43.00 20 | DUST AND GAS COLLECTOR, DRY SCRUBBER AND FABRIC FILTER TYPE | 02/10 | ASTM INTERNATIONAL | ASTM | ASTM A269/A269M | Standard Specification for Seamless and Welded Austenitic Stainless Steel Tubing for General Service | 2024
8579 | 23 51 43.00 20 | DUST AND GAS COLLECTOR, DRY SCRUBBER AND FABRIC FILTER TYPE | 02/10 | ASTM INTERNATIONAL | ASTM | ASTM A276/A276M | Standard Specification for Stainless Steel Bars and Shapes | 2024
8580 | 23 51 43.00 20 | DUST AND GAS COLLECTOR, DRY SCRUBBER AND FABRIC FILTER TYPE | 02/10 | ASTM INTERNATIONAL | ASTM | ASTM A307 | Standard Specification for Carbon Steel Bolts, Studs, and Threaded Rod 60 000 PSI Tensile Strength | 2021
8581 | 23 51 43.00 20 | DUST AND GAS COLLECTOR, DRY SCRUBBER AND FABRIC FILTER TYPE | 02/10 | ASTM INTERNATIONAL | ASTM | ASTM A325 | Standard Specification for Structural Bolts, Steel, Heat Treated, 120/105 ksi Minimum Tensile Strength | 2014
8582 | 23 51 43.00 20 | DUST AND GAS COLLECTOR, DRY SCRUBBER AND FABRIC FILTER TYPE | 02/10 | ASTM INTERNATIONAL | ASTM | ASTM A325M | Standard Specification for Structural Bolts, Steel, Heat Treated, 830 MPa Minimum Tensile Strength (Metric) | 2014
8583 | 23 51 43.00 20 | DUST AND GAS COLLECTOR, DRY SCRUBBER AND FABRIC FILTER TYPE | 02/10 | ASTM INTERNATIONAL | ASTM | ASTM A490 | Standard Specification for Structural Bolts, Alloy Steel, Heat Treated, 150 ksi Minimum Tensile Strength | 2014a
8584 | 23 51 43.00 20 | DUST AND GAS COLLECTOR, DRY SCRUBBER AND FABRIC FILTER TYPE | 02/10 | ASTM INTERNATIONAL | ASTM | ASTM A490M | Standard Specification for High-Strength Steel Bolts, Classes 10.9 and 10.9.3, for Structural Steel Joints (Metric) | 2014a
8585 | 23 51 43.00 20 | DUST AND GAS COLLECTOR, DRY SCRUBBER AND FABRIC FILTER TYPE | 02/10 | ASTM INTERNATIONAL | ASTM | ASTM A580/A580M | Standard Specification for Stainless Steel Wire | 2023
8586 | 23 51 43.00 20 | DUST AND GAS COLLECTOR, DRY SCRUBBER AND FABRIC FILTER TYPE | 02/10 | ASTM INTERNATIONAL | ASTM | ASTM A743/A743M | Standard Specification for Castings, Iron-Chromium, Iron-Chromium-Nickel, Corrosion Resistant, for General Application | 2021
8587 | 23 51 43.00 20 | DUST AND GAS COLLECTOR, DRY SCRUBBER AND FABRIC FILTER TYPE | 02/10 | ASTM INTERNATIONAL | ASTM | ASTM B61 | Standard Specification for Steam or Valve Bronze Castings | 2015; R 2021
8588 | 23 51 43.00 20 | DUST AND GAS COLLECTOR, DRY SCRUBBER AND FABRIC FILTER TYPE | 02/10 | ASTM INTERNATIONAL | ASTM | ASTM B75/B75M | Standard Specification for Seamless Copper Tube | 2020
8589 | 23 51 43.00 20 | DUST AND GAS COLLECTOR, DRY SCRUBBER AND FABRIC FILTER TYPE | 02/10 | ASTM INTERNATIONAL | ASTM | ASTM B103/B103M | Standard Specification for Phosphor Bronze Plate, Sheet, Strip, and Rolled Bar | 2023
8590 | 23 51 43.00 20 | DUST AND GAS COLLECTOR, DRY SCRUBBER AND FABRIC FILTER TYPE | 02/10 | ASTM INTERNATIONAL | ASTM | ASTM B443 | Standard Specification for Nickel-Chromium-Molybdenum-Columbium Alloy (UNS N06625)and Nickel-Chromium-Molybdenum-Silicon Alloy (UNS N06219)* Plate, Sheet, and Strip | 2019
8591 | 23 51 43.00 20 | DUST AND GAS COLLECTOR, DRY SCRUBBER AND FABRIC FILTER TYPE | 02/10 | ASTM INTERNATIONAL | ASTM | ASTM B584 | Standard Specification for Copper Alloy Sand Castings for General Applications | 2022
8592 | 23 51 43.00 20 | DUST AND GAS COLLECTOR, DRY SCRUBBER AND FABRIC FILTER TYPE | 02/10 | ASTM INTERNATIONAL | ASTM | ASTM C25 | Standard Test Methods for Chemical Analysis of Limestone, Quicklime, and Hydrated Lime | 2024
8593 | 23 51 43.00 20 | DUST AND GAS COLLECTOR, DRY SCRUBBER AND FABRIC FILTER TYPE | 02/10 | ASTM INTERNATIONAL | ASTM | ASTM C110 | Standard Test Methods for Physical Testing of Quicklime, Hydrated Lime, and Limestone | 2024
8594 | 23 51 43.00 20 | DUST AND GAS COLLECTOR, DRY SCRUBBER AND FABRIC FILTER TYPE | 02/10 | ASTM INTERNATIONAL | ASTM | ASTM D396 | Standard Specification for Fuel Oils | 2021
8595 | 23 51 43.00 20 | DUST AND GAS COLLECTOR, DRY SCRUBBER AND FABRIC FILTER TYPE | 02/10 | ASTM INTERNATIONAL | ASTM | ASTM D578/D578M | Glass Fiber Strands | 2005; E 2011; R 2011
8596 | 23 51 43.00 20 | DUST AND GAS COLLECTOR, DRY SCRUBBER AND FABRIC FILTER TYPE | 02/10 | ASTM INTERNATIONAL | ASTM | ASTM D737 | Standard Test Method for Air Permeability of Textile Fabrics | 2018
8597 | 23 51 43.00 20 | DUST AND GAS COLLECTOR, DRY SCRUBBER AND FABRIC FILTER TYPE | 02/10 | ASTM INTERNATIONAL | ASTM | ASTM D1682 | Test for Breaking Load and Elongation of Textile Fabrics | 1964; R 1975e1
8598 | 23 51 43.00 20 | DUST AND GAS COLLECTOR, DRY SCRUBBER AND FABRIC FILTER TYPE | 02/10 | ASTM INTERNATIONAL | ASTM | ASTM D1777 | Thickness of Textile Materials | 1996; E 2011; R 2011
8599 | 23 51 43.00 20 | DUST AND GAS COLLECTOR, DRY SCRUBBER AND FABRIC FILTER TYPE | 02/10 | ASTM INTERNATIONAL | ASTM | ASTM D2176 | Folding Endurance of Paper by the M.I.T. Tester | 1997a; R 2007
8600 | 23 51 43.00 20 | DUST AND GAS COLLECTOR, DRY SCRUBBER AND FABRIC FILTER TYPE | 02/10 | ASTM INTERNATIONAL | ASTM | ASTM D3775 | Standard Test Method for End (Warp) and Pick (Filling) Count of Woven Fabrics | 2017; E 2018
8601 | 23 51 43.00 20 | DUST AND GAS COLLECTOR, DRY SCRUBBER AND FABRIC FILTER TYPE | 02/10 | ASTM INTERNATIONAL | ASTM | ASTM D3776/D3776M | Standard Test Methods for Mass Per Unit Area (Weight) of Fabric | 2009a; R 2017
8602 | 23 51 43.00 20 | DUST AND GAS COLLECTOR, DRY SCRUBBER AND FABRIC FILTER TYPE | 02/10 | ASTM INTERNATIONAL | ASTM | ASTM D3887 | Standard Specification for Tolerances for Knitted Fabrics | 1996; R 2008
8603 | 23 51 43.00 20 | DUST AND GAS COLLECTOR, DRY SCRUBBER AND FABRIC FILTER TYPE | 02/10 | ASTM INTERNATIONAL | ASTM | ASTM E515 | Standard Practice for Leaks Using Bubble Emission Techniques | 2011; R 2022
8604 | 23 51 43.00 20 | DUST AND GAS COLLECTOR, DRY SCRUBBER AND FABRIC FILTER TYPE | 02/10 | HYDRAULIC INSTITUTE | HI | HI M100 | HI Pump Standards Set | 2009
8605 | 23 51 43.00 20 | DUST AND GAS COLLECTOR, DRY SCRUBBER AND FABRIC FILTER TYPE | 02/10 | INSTITUTE OF CLEAN AIR COMPANIES | ICAC | ICAC EP-7 | Electrostatic Precipitator Gas Flow Model Studies | 2004
8606 | 23 51 43.00 20 | DUST AND GAS COLLECTOR, DRY SCRUBBER AND FABRIC FILTER TYPE | 02/10 | INSTITUTE OF CLEAN AIR COMPANIES | ICAC | ICAC F-2 | Fundamentals of Fabric Collectors and Glossary of Terms | 1972
8607 | 23 51 43.00 20 | DUST AND GAS COLLECTOR, DRY SCRUBBER AND FABRIC FILTER TYPE | 02/10 | INSTITUTE OF CLEAN AIR COMPANIES | ICAC | ICAC F-3 | Operation and Maintenance of Fabric Filters | 2002
8608 | 23 51 43.00 20 | DUST AND GAS COLLECTOR, DRY SCRUBBER AND FABRIC FILTER TYPE | 02/10 | INSTITUTE OF CLEAN AIR COMPANIES | ICAC | ICAC F-5 | Types of Fabric Filters | 1991
8609 | 23 51 43.00 20 | DUST AND GAS COLLECTOR, DRY SCRUBBER AND FABRIC FILTER TYPE | 02/10 | INSTITUTE OF ELECTRICAL AND ELECTRONICS ENGINEERS | IEEE | IEEE 85 | Test Procedure for Airborne Sound Measurements on Rotating Electric Machinery | 1973; R 1986
8610 | 23 51 43.00 20 | DUST AND GAS COLLECTOR, DRY SCRUBBER AND FABRIC FILTER TYPE | 02/10 | INSTITUTE OF ELECTRICAL AND ELECTRONICS ENGINEERS | IEEE | IEEE 112 | Standard Test Procedure for Polyphase Induction Motors and Generators | 2017
8611 | 23 51 43.00 20 | DUST AND GAS COLLECTOR, DRY SCRUBBER AND FABRIC FILTER TYPE | 02/10 | INSTITUTE OF ELECTRICAL AND ELECTRONICS ENGINEERS | IEEE | IEEE 114 | Test Procedure for Single-Phase Induction Motors | 2001
8612 | 23 51 43.00 20 | DUST AND GAS COLLECTOR, DRY SCRUBBER AND FABRIC FILTER TYPE | 02/10 | INSTITUTE OF ELECTRICAL AND ELECTRONICS ENGINEERS | IEEE | IEEE C37.90.1 | Standard for Surge Withstand Capability (SWC) Tests for Relays and Relay Systems Associated with Electric Power Apparatus | 2013
8613 | 23 51 43.00 20 | DUST AND GAS COLLECTOR, DRY SCRUBBER AND FABRIC FILTER TYPE | 02/10 | MANUFACTURERS STANDARDIZATION SOCIETY OF THE VALVE AND FITTINGS INDUSTRY | MSS | MSS SP-58 | Pipe Hangers and Supports - Materials, Design and Manufacture, Selection, Application, and Installation | 2018
8614 | 23 51 43.00 20 | DUST AND GAS COLLECTOR, DRY SCRUBBER AND FABRIC FILTER TYPE | 02/10 | MATERIAL HANDLING INDUSTRY OF AMERICA | MHI | MHI MH27.1 | Specifications for Underhung Cranes and Monorail Systems | 2016
8615 | 23 51 43.00 20 | DUST AND GAS COLLECTOR, DRY SCRUBBER AND FABRIC FILTER TYPE | 02/10 | NATIONAL ELECTRICAL MANUFACTURERS ASSOCIATION | NEMA | NEMA AB 1 | Molded-Case Circuit Breakers, Molded Case Switches, and Circuit-Breaker Enclosures | 2002
8616 | 23 51 43.00 20 | DUST AND GAS COLLECTOR, DRY SCRUBBER AND FABRIC FILTER TYPE | 02/10 | NATIONAL ELECTRICAL MANUFACTURERS ASSOCIATION | NEMA | NEMA C50.41 | Polyphase Induction Motors for Power Generating Stations | 2012; R 2021
8617 | 23 51 43.00 20 | DUST AND GAS COLLECTOR, DRY SCRUBBER AND FABRIC FILTER TYPE | 02/10 | NATIONAL ELECTRICAL MANUFACTURERS ASSOCIATION | NEMA | NEMA ICS 6 | Industrial Control and Systems: Enclosures | 1993; R 2016
8618 | 23 51 43.00 20 | DUST AND GAS COLLECTOR, DRY SCRUBBER AND FABRIC FILTER TYPE | 02/10 | NATIONAL ELECTRICAL MANUFACTURERS ASSOCIATION | NEMA | NEMA MG 1 | Motors and Generators | 2021
8619 | 23 51 43.00 20 | DUST AND GAS COLLECTOR, DRY SCRUBBER AND FABRIC FILTER TYPE | 02/10 | NATIONAL FIRE PROTECTION ASSOCIATION | NFPA | NFPA 70 | National Electrical Code | 2023
8620 | 23 51 43.00 20 | DUST AND GAS COLLECTOR, DRY SCRUBBER AND FABRIC FILTER TYPE | 02/10 | SHEET METAL AND AIR CONDITIONING CONTRACTORS' NATIONAL ASSOCIATION | SMACNA | SMACNA 1793 | Architectural Sheet Metal Manual, 7th Edition | 2012
8621 | 23 51 43.00 20 | DUST AND GAS COLLECTOR, DRY SCRUBBER AND FABRIC FILTER TYPE | 02/10 | SOCIETY FOR PROTECTIVE COATINGS | SSPC | SSPC PS 12.01 | One Coat Zinc-Rich Painting System | 2002; E 2004
8622 | 23 51 43.00 20 | DUST AND GAS COLLECTOR, DRY SCRUBBER AND FABRIC FILTER TYPE | 02/10 | SOCIETY FOR PROTECTIVE COATINGS | SSPC | SSPC SP 1 | Solvent Cleaning | 2015
8623 | 23 51 43.00 20 | DUST AND GAS COLLECTOR, DRY SCRUBBER AND FABRIC FILTER TYPE | 02/10 | SOCIETY FOR PROTECTIVE COATINGS | SSPC | SSPC SP 6/NACE No.3 | Commercial Blast Cleaning | 2007
8624 | 23 51 43.00 20 | DUST AND GAS COLLECTOR, DRY SCRUBBER AND FABRIC FILTER TYPE | 02/10 | U.S. GENERAL SERVICES ADMINISTRATION | GSA | FS W-C-375 | Circuit Breakers, Molded Case, Branch Circuit and Service | Rev E; Supp 1; Am 1; Am 2
8625 | 23 51 43.00 20 | DUST AND GAS COLLECTOR, DRY SCRUBBER AND FABRIC FILTER TYPE | 02/10 | U.S. NATIONAL ARCHIVES AND RECORDS ADMINISTRATION | NARA | 40 CFR 60 | Standards of Performance for New Stationary Sources
8626 | 23 51 43.00 20 | DUST AND GAS COLLECTOR, DRY SCRUBBER AND FABRIC FILTER TYPE | 02/10 | UNDERWRITERS LABORATORIES | UL | UL 67 | UL Standard for Safety Panelboards | 2018; Reprint Aug 2023
8627 | 23 51 43.00 20 | DUST AND GAS COLLECTOR, DRY SCRUBBER AND FABRIC FILTER TYPE | 02/10 | UNDERWRITERS LABORATORIES | UL | UL 845 | UL Standard for Safety Motor Control Centers | 2021
8628 | 23 51 43.01 20 | MECHANICAL CYCLONE DUST COLLECTOR OF FLUE GAS PARTICULATES | 04/06 | ASTM INTERNATIONAL | ASTM | ASTM A36/A36M | Standard Specification for Carbon Structural Steel | 2019
8629 | 23 51 43.01 20 | MECHANICAL CYCLONE DUST COLLECTOR OF FLUE GAS PARTICULATES | 04/06 | ASTM INTERNATIONAL | ASTM | ASTM A123/A123M | Standard Specification for Zinc (Hot-Dip Galvanized) Coatings on Iron and Steel Products | 2017
8630 | 23 51 43.01 20 | MECHANICAL CYCLONE DUST COLLECTOR OF FLUE GAS PARTICULATES | 04/06 | ASTM INTERNATIONAL | ASTM | ASTM A139/A139M | Standard Specification for Electric-Fusion (ARC)-Welded Steel Pipe (NPS 4 and over) | 2022
8631 | 23 51 43.01 20 | MECHANICAL CYCLONE DUST COLLECTOR OF FLUE GAS PARTICULATES | 04/06 | ASTM INTERNATIONAL | ASTM | ASTM A167 | Standard Specification for Stainless and Heat-Resisting Chromium-Nickel Steel Plate, Sheet, and Strip | 2011
8632 | 23 51 43.01 20 | MECHANICAL CYCLONE DUST COLLECTOR OF FLUE GAS PARTICULATES | 04/06 | ASTM INTERNATIONAL | ASTM | ASTM A240/A240M | Standard Specification for Chromium and Chromium-Nickel Stainless Steel Plate, Sheet, and Strip for Pressure Vessels and for General Applications | 2024
8633 | 23 51 43.01 20 | MECHANICAL CYCLONE DUST COLLECTOR OF FLUE GAS PARTICULATES | 04/06 | ASTM INTERNATIONAL | ASTM | ASTM A242/A242M | Standard Specification for High-Strength Low-Alloy Structural Steel | 2024
8634 | 23 51 43.01 20 | MECHANICAL CYCLONE DUST COLLECTOR OF FLUE GAS PARTICULATES | 04/06 | ASTM INTERNATIONAL | ASTM | ASTM A532/A532M | Standard Specification for Abrasion-Resistant Cast Irons | 2010; R 2023
8635 | 23 51 43.01 20 | MECHANICAL CYCLONE DUST COLLECTOR OF FLUE GAS PARTICULATES | 04/06 | ASTM INTERNATIONAL | ASTM | ASTM A580/A580M | Standard Specification for Stainless Steel Wire | 2023
8636 | 23 51 43.01 20 | MECHANICAL CYCLONE DUST COLLECTOR OF FLUE GAS PARTICULATES | 04/06 | ASTM INTERNATIONAL | ASTM | ASTM A667/A667M | Standard Specification for Centrifugally Cast Dual Metal (Gray and White Cast Iron) Cylinders | 1987; R 2022
8637 | 23 51 43.01 20 | MECHANICAL CYCLONE DUST COLLECTOR OF FLUE GAS PARTICULATES | 04/06 | ASTM INTERNATIONAL | ASTM | ASTM B209 | Standard Specification for Aluminum and Aluminum-Alloy Sheet and Plate | 2014
8638 | 23 51 43.01 20 | MECHANICAL CYCLONE DUST COLLECTOR OF FLUE GAS PARTICULATES | 04/06 | ASTM INTERNATIONAL | ASTM | ASTM B209M | Standard Specification for Aluminum and Aluminum-Alloy Sheet and Plate (Metric) | 2014
8639 | 23 51 43.01 20 | MECHANICAL CYCLONE DUST COLLECTOR OF FLUE GAS PARTICULATES | 04/06 | ASTM INTERNATIONAL | ASTM | ASTM C401 | Alumina and Alumina-Silicate Castable Refractories | 2012; R 2022
8640 | 23 51 43.01 20 | MECHANICAL CYCLONE DUST COLLECTOR OF FLUE GAS PARTICULATES | 04/06 | ASTM INTERNATIONAL | ASTM | ASTM C592 | Standard Specification for Mineral Fiber Blanket Insulation and Blanket-Type Pipe Insulation (Metal-Mesh Covered) (Industrial Type) | 2022a
8641 | 23 51 43.01 20 | MECHANICAL CYCLONE DUST COLLECTOR OF FLUE GAS PARTICULATES | 04/06 | ASTM INTERNATIONAL | ASTM | ASTM C612 | Standard Specification for Mineral Fiber Block and Board Thermal Insulation | 2014; R 2019
8642 | 23 51 43.01 20 | MECHANICAL CYCLONE DUST COLLECTOR OF FLUE GAS PARTICULATES | 04/06 | INSTITUTE OF CLEAN AIR COMPANIES | ICAC | ICAC M-2 | Cyclonic Mechanical Dust Collector Criteria | 1969
8643 | 23 51 43.01 20 | MECHANICAL CYCLONE DUST COLLECTOR OF FLUE GAS PARTICULATES | 04/06 | INSTITUTE OF CLEAN AIR COMPANIES | ICAC | ICAC M-4 | Information Required for the Preparation of Bidding Specifications for Large Diameter Cyclones and Tubular Centrifugal Collectors | 1973
8644 | 23 51 43.01 20 | MECHANICAL CYCLONE DUST COLLECTOR OF FLUE GAS PARTICULATES | 04/06 | INSTITUTE OF CLEAN AIR COMPANIES | ICAC | ICAC M-5 | Standardized Method of Particle Size Determination and Collection Efficiency | 1975
8645 | 23 51 43.01 20 | MECHANICAL CYCLONE DUST COLLECTOR OF FLUE GAS PARTICULATES | 04/06 | INSTITUTE OF CLEAN AIR COMPANIES | ICAC | ICAC M-6 | Simplified Method of Efficiency Calculations from Fractional Efficiency Curves | 1981
8646 | 23 51 43.01 20 | MECHANICAL CYCLONE DUST COLLECTOR OF FLUE GAS PARTICULATES | 04/06 | NATIONAL ELECTRICAL MANUFACTURERS ASSOCIATION | NEMA | NEMA ICS 6 | Industrial Control and Systems: Enclosures | 1993; R 2016
8647 | 23 51 43.01 20 | MECHANICAL CYCLONE DUST COLLECTOR OF FLUE GAS PARTICULATES | 04/06 | SHEET METAL AND AIR CONDITIONING CONTRACTORS' NATIONAL ASSOCIATION | SMACNA | SMACNA 1403 | Accepted Industry Practice for Industrial Duct Construction, 2nd Edition | 2008
8648 | 23 51 43.01 20 | MECHANICAL CYCLONE DUST COLLECTOR OF FLUE GAS PARTICULATES | 04/06 | SOCIETY FOR PROTECTIVE COATINGS | SSPC | SSPC SP 6/NACE No.3 | Commercial Blast Cleaning | 2007
8649 | 23 51 43.01 20 | MECHANICAL CYCLONE DUST COLLECTOR OF FLUE GAS PARTICULATES | 04/06 | SOCIETY FOR PROTECTIVE COATINGS | SSPC | SSPC SSPM | SSPC Painting Manual, Volume 2, Systems and Specifications | 2010
8650 | 23 51 43.01 20 | MECHANICAL CYCLONE DUST COLLECTOR OF FLUE GAS PARTICULATES | 04/06 | U.S. GENERAL SERVICES ADMINISTRATION | GSA | FS TT-P-28 | Paint, Aluminum, Heat Resisting (1200 Degrees F.) | Rev H
8651 | 23 51 43.01 20 | MECHANICAL CYCLONE DUST COLLECTOR OF FLUE GAS PARTICULATES | 04/06 | U.S. NATIONAL ARCHIVES AND RECORDS ADMINISTRATION | NARA | 29 CFR 1910-SUBPART D | Walking - Working Surfaces
8652 | 23 51 43.01 20 | MECHANICAL CYCLONE DUST COLLECTOR OF FLUE GAS PARTICULATES | 04/06 | U.S. NATIONAL ARCHIVES AND RECORDS ADMINISTRATION | NARA | 40 CFR 60 | Standards of Performance for New Stationary Sources
8653 | 23 51 43.02 20 | ELECTROSTATIC DUST COLLECTOR OF FLUE GAS PARTICULATES | 04/06 | AMERICAN INSTITUTE OF STEEL CONSTRUCTION | AISC | AISC 360 | Specification for Structural Steel Buildings | 2016
8654 | 23 51 43.02 20 | ELECTROSTATIC DUST COLLECTOR OF FLUE GAS PARTICULATES | 04/06 | AMERICAN WELDING SOCIETY | AWS | AWS D1.1/D1.1M | Structural Welding Code - Steel | 2020; Errata 1 2021
8655 | 23 51 43.02 20 | ELECTROSTATIC DUST COLLECTOR OF FLUE GAS PARTICULATES | 04/06 | ASTM INTERNATIONAL | ASTM | ASTM A36/A36M | Standard Specification for Carbon Structural Steel | 2019
8656 | 23 51 43.02 20 | ELECTROSTATIC DUST COLLECTOR OF FLUE GAS PARTICULATES | 04/06 | ASTM INTERNATIONAL | ASTM | ASTM A123/A123M | Standard Specification for Zinc (Hot-Dip Galvanized) Coatings on Iron and Steel Products | 2017
8657 | 23 51 43.02 20 | ELECTROSTATIC DUST COLLECTOR OF FLUE GAS PARTICULATES | 04/06 | ASTM INTERNATIONAL | ASTM | ASTM A242/A242M | Standard Specification for High-Strength Low-Alloy Structural Steel | 2024
8658 | 23 51 43.02 20 | ELECTROSTATIC DUST COLLECTOR OF FLUE GAS PARTICULATES | 04/06 | ASTM INTERNATIONAL | ASTM | ASTM A276/A276M | Standard Specification for Stainless Steel Bars and Shapes | 2024
8659 | 23 51 43.02 20 | ELECTROSTATIC DUST COLLECTOR OF FLUE GAS PARTICULATES | 04/06 | ASTM INTERNATIONAL | ASTM | ASTM A325 | Standard Specification for Structural Bolts, Steel, Heat Treated, 120/105 ksi Minimum Tensile Strength | 2014
8660 | 23 51 43.02 20 | ELECTROSTATIC DUST COLLECTOR OF FLUE GAS PARTICULATES | 04/06 | ASTM INTERNATIONAL | ASTM | ASTM A325M | Standard Specification for Structural Bolts, Steel, Heat Treated, 830 MPa Minimum Tensile Strength (Metric) | 2014
8661 | 23 51 43.02 20 | ELECTROSTATIC DUST COLLECTOR OF FLUE GAS PARTICULATES | 04/06 | ASTM INTERNATIONAL | ASTM | ASTM A490 | Standard Specification for Structural Bolts, Alloy Steel, Heat Treated, 150 ksi Minimum Tensile Strength | 2014a
8662 | 23 51 43.02 20 | ELECTROSTATIC DUST COLLECTOR OF FLUE GAS PARTICULATES | 04/06 | ASTM INTERNATIONAL | ASTM | ASTM A490M | Standard Specification for High-Strength Steel Bolts, Classes 10.9 and 10.9.3, for Structural Steel Joints (Metric) | 2014a
8663 | 23 51 43.02 20 | ELECTROSTATIC DUST COLLECTOR OF FLUE GAS PARTICULATES | 04/06 | ASTM INTERNATIONAL | ASTM | ASTM A580/A580M | Standard Specification for Stainless Steel Wire | 2023
8664 | 23 51 43.02 20 | ELECTROSTATIC DUST COLLECTOR OF FLUE GAS PARTICULATES | 04/06 | ASTM INTERNATIONAL | ASTM | ASTM B209 | Standard Specification for Aluminum and Aluminum-Alloy Sheet and Plate | 2014
8665 | 23 51 43.02 20 | ELECTROSTATIC DUST COLLECTOR OF FLUE GAS PARTICULATES | 04/06 | ASTM INTERNATIONAL | ASTM | ASTM B209M | Standard Specification for Aluminum and Aluminum-Alloy Sheet and Plate (Metric) | 2014
8666 | 23 51 43.02 20 | ELECTROSTATIC DUST COLLECTOR OF FLUE GAS PARTICULATES | 04/06 | ASTM INTERNATIONAL | ASTM | ASTM C533 | Standard Specification for Calcium Silicate Block and Pipe Thermal Insulation | 2017; R 2023
8667 | 23 51 43.02 20 | ELECTROSTATIC DUST COLLECTOR OF FLUE GAS PARTICULATES | 04/06 | ASTM INTERNATIONAL | ASTM | ASTM C592 | Standard Specification for Mineral Fiber Blanket Insulation and Blanket-Type Pipe Insulation (Metal-Mesh Covered) (Industrial Type) | 2022a
8668 | 23 51 43.02 20 | ELECTROSTATIC DUST COLLECTOR OF FLUE GAS PARTICULATES | 04/06 | ASTM INTERNATIONAL | ASTM | ASTM C612 | Standard Specification for Mineral Fiber Block and Board Thermal Insulation | 2014; R 2019
8669 | 23 51 43.02 20 | ELECTROSTATIC DUST COLLECTOR OF FLUE GAS PARTICULATES | 04/06 | ASTM INTERNATIONAL | ASTM | ASTM D877/D877M | Standard Test Method for Dielectric Breakdown Voltage of Insulating Liquids Using Disk Electrodes | 2019
8670 | 23 51 43.02 20 | ELECTROSTATIC DUST COLLECTOR OF FLUE GAS PARTICULATES | 04/06 | ASTM INTERNATIONAL | ASTM | ASTM D923 | Standard Practice for Sampling Electrical Insulating Liquids | 2007
8671 | 23 51 43.02 20 | ELECTROSTATIC DUST COLLECTOR OF FLUE GAS PARTICULATES | 04/06 | INSTITUTE OF CLEAN AIR COMPANIES | ICAC | ICAC EP-1 | Terminology for Electrostatic Precipitators | 2000
8672 | 23 51 43.02 20 | ELECTROSTATIC DUST COLLECTOR OF FLUE GAS PARTICULATES | 04/06 | INSTITUTE OF CLEAN AIR COMPANIES | ICAC | ICAC EP-6 | Pilot Electrostatic Precipitators | 1968
8673 | 23 51 43.02 20 | ELECTROSTATIC DUST COLLECTOR OF FLUE GAS PARTICULATES | 04/06 | INSTITUTE OF CLEAN AIR COMPANIES | ICAC | ICAC EP-7 | Electrostatic Precipitator Gas Flow Model Studies | 2004
8674 | 23 51 43.02 20 | ELECTROSTATIC DUST COLLECTOR OF FLUE GAS PARTICULATES | 04/06 | INSTITUTE OF CLEAN AIR COMPANIES | ICAC | ICAC EP-8 | Structural Design Criteria for Electrostatic Precipitator Casings | 1993
8675 | 23 51 43.02 20 | ELECTROSTATIC DUST COLLECTOR OF FLUE GAS PARTICULATES | 04/06 | INSTITUTE OF CLEAN AIR COMPANIES | ICAC | ICAC EP-10W | Bid Specification Information Requirements and Bid Evaluation Form for Electrostatic Precipitators | 2008
8676 | 23 51 43.02 20 | ELECTROSTATIC DUST COLLECTOR OF FLUE GAS PARTICULATES | 04/06 | INTERNATIONAL ELECTROTECHNICAL COMMISSION | IEC | IEC 60309-3 | Pin and Sleeve Devices
8677 | 23 51 43.02 20 | ELECTROSTATIC DUST COLLECTOR OF FLUE GAS PARTICULATES | 04/06 | NATIONAL ELECTRICAL MANUFACTURERS ASSOCIATION | NEMA | NEMA ICS 1 | Standard for Industrial Control and Systems: General Requirements | 2022
8678 | 23 51 43.02 20 | ELECTROSTATIC DUST COLLECTOR OF FLUE GAS PARTICULATES | 04/06 | NATIONAL ELECTRICAL MANUFACTURERS ASSOCIATION | NEMA | NEMA ICS 2 | Industrial Control and Systems Controllers, Contactors, and Overload Relays Rated 600 V | 2000; R 2020
8679 | 23 51 43.02 20 | ELECTROSTATIC DUST COLLECTOR OF FLUE GAS PARTICULATES | 04/06 | NATIONAL ELECTRICAL MANUFACTURERS ASSOCIATION | NEMA | NEMA ICS 6 | Industrial Control and Systems: Enclosures | 1993; R 2016
8680 | 23 51 43.02 20 | ELECTROSTATIC DUST COLLECTOR OF FLUE GAS PARTICULATES | 04/06 | NATIONAL FIRE PROTECTION ASSOCIATION | NFPA | NFPA 70 | National Electrical Code | 2023
8681 | 23 51 43.02 20 | ELECTROSTATIC DUST COLLECTOR OF FLUE GAS PARTICULATES | 04/06 | SHEET METAL AND AIR CONDITIONING CONTRACTORS' NATIONAL ASSOCIATION | SMACNA | SMACNA 1793 | Architectural Sheet Metal Manual, 7th Edition | 2012
8682 | 23 51 43.02 20 | ELECTROSTATIC DUST COLLECTOR OF FLUE GAS PARTICULATES | 04/06 | SOCIETY FOR PROTECTIVE COATINGS | SSPC | SSPC PS 12.01 | One Coat Zinc-Rich Painting System | 2002; E 2004
8683 | 23 51 43.02 20 | ELECTROSTATIC DUST COLLECTOR OF FLUE GAS PARTICULATES | 04/06 | SOCIETY FOR PROTECTIVE COATINGS | SSPC | SSPC SP 1 | Solvent Cleaning | 2015
8684 | 23 51 43.02 20 | ELECTROSTATIC DUST COLLECTOR OF FLUE GAS PARTICULATES | 04/06 | SOCIETY FOR PROTECTIVE COATINGS | SSPC | SSPC SP 6/NACE No.3 | Commercial Blast Cleaning | 2007
8685 | 23 51 43.02 20 | ELECTROSTATIC DUST COLLECTOR OF FLUE GAS PARTICULATES | 04/06 | U.S. NATIONAL ARCHIVES AND RECORDS ADMINISTRATION | NARA | 40 CFR 60 | Standards of Performance for New Stationary Sources
8686 | 23 51 43.03 20 | FABRIC FILTER DUST COLLECTOR OF FLY ASH PARTICLES IN FLUE GAS | 02/10 | AIR MOVEMENT AND CONTROL ASSOCIATION INTERNATIONAL, INC. | AMCA | AMCA 99 | Standards Handbook | 2016
8687 | 23 51 43.03 20 | FABRIC FILTER DUST COLLECTOR OF FLY ASH PARTICLES IN FLUE GAS | 02/10 | AIR MOVEMENT AND CONTROL ASSOCIATION INTERNATIONAL, INC. | AMCA | AMCA 201 | Fans and Systems | 2002; R 2011
8688 | 23 51 43.03 20 | FABRIC FILTER DUST COLLECTOR OF FLY ASH PARTICLES IN FLUE GAS | 02/10 | AIR MOVEMENT AND CONTROL ASSOCIATION INTERNATIONAL, INC. | AMCA | AMCA 210 | Laboratory Methods of Testing Fans for Aerodynamic Performance Rating | 2016
8689 | 23 51 43.03 20 | FABRIC FILTER DUST COLLECTOR OF FLY ASH PARTICLES IN FLUE GAS | 02/10 | AIR MOVEMENT AND CONTROL ASSOCIATION INTERNATIONAL, INC. | AMCA | AMCA 500-D | Laboratory Methods of Testing Dampers for Rating | 2018
8690 | 23 51 43.03 20 | FABRIC FILTER DUST COLLECTOR OF FLY ASH PARTICLES IN FLUE GAS | 02/10 | AIR MOVEMENT AND CONTROL ASSOCIATION INTERNATIONAL, INC. | AMCA | AMCA 801 | Industrial Process/Power Generation Fans: Specification Guidelines | 2001; R 2008
8691 | 23 51 43.03 20 | FABRIC FILTER DUST COLLECTOR OF FLY ASH PARTICLES IN FLUE GAS | 02/10 | AIR MOVEMENT AND CONTROL ASSOCIATION INTERNATIONAL, INC. | AMCA | AMCA 802 | Industrial Process/Power Generation Fans: Establishing Performance Using Laboratory Models | 2019
8692 | 23 51 43.03 20 | FABRIC FILTER DUST COLLECTOR OF FLY ASH PARTICLES IN FLUE GAS | 02/10 | ASTM INTERNATIONAL | ASTM | ASTM A36/A36M | Standard Specification for Carbon Structural Steel | 2019
8693 | 23 51 43.03 20 | FABRIC FILTER DUST COLLECTOR OF FLY ASH PARTICLES IN FLUE GAS | 02/10 | ASTM INTERNATIONAL | ASTM | ASTM A53/A53M | Standard Specification for Pipe, Steel, Black and Hot-Dipped, Zinc-Coated, Welded and Seamless | 2024
8694 | 23 51 43.03 20 | FABRIC FILTER DUST COLLECTOR OF FLY ASH PARTICLES IN FLUE GAS | 02/10 | ASTM INTERNATIONAL | ASTM | ASTM A108 | Standard Specification for Steel Bar, Carbon and Alloy, Cold-Finished | 2024
8695 | 23 51 43.03 20 | FABRIC FILTER DUST COLLECTOR OF FLY ASH PARTICLES IN FLUE GAS | 02/10 | ASTM INTERNATIONAL | ASTM | ASTM A123/A123M | Standard Specification for Zinc (Hot-Dip Galvanized) Coatings on Iron and Steel Products | 2017
8696 | 23 51 43.03 20 | FABRIC FILTER DUST COLLECTOR OF FLY ASH PARTICLES IN FLUE GAS | 02/10 | ASTM INTERNATIONAL | ASTM | ASTM A167 | Standard Specification for Stainless and Heat-Resisting Chromium-Nickel Steel Plate, Sheet, and Strip | 2011
8697 | 23 51 43.03 20 | FABRIC FILTER DUST COLLECTOR OF FLY ASH PARTICLES IN FLUE GAS | 02/10 | ASTM INTERNATIONAL | ASTM | ASTM A242/A242M | Standard Specification for High-Strength Low-Alloy Structural Steel | 2024
8698 | 23 51 43.03 20 | FABRIC FILTER DUST COLLECTOR OF FLY ASH PARTICLES IN FLUE GAS | 02/10 | ASTM INTERNATIONAL | ASTM | ASTM A580/A580M | Standard Specification for Stainless Steel Wire | 2023
8699 | 23 51 43.03 20 | FABRIC FILTER DUST COLLECTOR OF FLY ASH PARTICLES IN FLUE GAS | 02/10 | ASTM INTERNATIONAL | ASTM | ASTM B209 | Standard Specification for Aluminum and Aluminum-Alloy Sheet and Plate | 2014
8700 | 23 51 43.03 20 | FABRIC FILTER DUST COLLECTOR OF FLY ASH PARTICLES IN FLUE GAS | 02/10 | ASTM INTERNATIONAL | ASTM | ASTM B209M | Standard Specification for Aluminum and Aluminum-Alloy Sheet and Plate (Metric) | 2014
8701 | 23 51 43.03 20 | FABRIC FILTER DUST COLLECTOR OF FLY ASH PARTICLES IN FLUE GAS | 02/10 | ASTM INTERNATIONAL | ASTM | ASTM B443 | Standard Specification for Nickel-Chromium-Molybdenum-Columbium Alloy (UNS N06625)and Nickel-Chromium-Molybdenum-Silicon Alloy (UNS N06219)* Plate, Sheet, and Strip | 2019
8702 | 23 51 43.03 20 | FABRIC FILTER DUST COLLECTOR OF FLY ASH PARTICLES IN FLUE GAS | 02/10 | ASTM INTERNATIONAL | ASTM | ASTM C533 | Standard Specification for Calcium Silicate Block and Pipe Thermal Insulation | 2017; R 2023
8703 | 23 51 43.03 20 | FABRIC FILTER DUST COLLECTOR OF FLY ASH PARTICLES IN FLUE GAS | 02/10 | ASTM INTERNATIONAL | ASTM | ASTM C592 | Standard Specification for Mineral Fiber Blanket Insulation and Blanket-Type Pipe Insulation (Metal-Mesh Covered) (Industrial Type) | 2022a
8704 | 23 51 43.03 20 | FABRIC FILTER DUST COLLECTOR OF FLY ASH PARTICLES IN FLUE GAS | 02/10 | ASTM INTERNATIONAL | ASTM | ASTM C612 | Standard Specification for Mineral Fiber Block and Board Thermal Insulation | 2014; R 2019
8705 | 23 51 43.03 20 | FABRIC FILTER DUST COLLECTOR OF FLY ASH PARTICLES IN FLUE GAS | 02/10 | ASTM INTERNATIONAL | ASTM | ASTM D578/D578M | Glass Fiber Strands | 2005; E 2011; R 2011
8706 | 23 51 43.03 20 | FABRIC FILTER DUST COLLECTOR OF FLY ASH PARTICLES IN FLUE GAS | 02/10 | ASTM INTERNATIONAL | ASTM | ASTM D737 | Standard Test Method for Air Permeability of Textile Fabrics | 2018
8707 | 23 51 43.03 20 | FABRIC FILTER DUST COLLECTOR OF FLY ASH PARTICLES IN FLUE GAS | 02/10 | ASTM INTERNATIONAL | ASTM | ASTM D1682 | Test for Breaking Load and Elongation of Textile Fabrics | 1964; R 1975e1
8708 | 23 51 43.03 20 | FABRIC FILTER DUST COLLECTOR OF FLY ASH PARTICLES IN FLUE GAS | 02/10 | ASTM INTERNATIONAL | ASTM | ASTM D1777 | Thickness of Textile Materials | 1996; E 2011; R 2011
8709 | 23 51 43.03 20 | FABRIC FILTER DUST COLLECTOR OF FLY ASH PARTICLES IN FLUE GAS | 02/10 | ASTM INTERNATIONAL | ASTM | ASTM D2176 | Folding Endurance of Paper by the M.I.T. Tester | 1997a; R 2007
8710 | 23 51 43.03 20 | FABRIC FILTER DUST COLLECTOR OF FLY ASH PARTICLES IN FLUE GAS | 02/10 | ASTM INTERNATIONAL | ASTM | ASTM D3775 | Standard Test Method for End (Warp) and Pick (Filling) Count of Woven Fabrics | 2017; E 2018
8711 | 23 51 43.03 20 | FABRIC FILTER DUST COLLECTOR OF FLY ASH PARTICLES IN FLUE GAS | 02/10 | ASTM INTERNATIONAL | ASTM | ASTM D3776/D3776M | Standard Test Methods for Mass Per Unit Area (Weight) of Fabric | 2009a; R 2017
8712 | 23 51 43.03 20 | FABRIC FILTER DUST COLLECTOR OF FLY ASH PARTICLES IN FLUE GAS | 02/10 | ASTM INTERNATIONAL | ASTM | ASTM D3887 | Standard Specification for Tolerances for Knitted Fabrics | 1996; R 2008
8713 | 23 51 43.03 20 | FABRIC FILTER DUST COLLECTOR OF FLY ASH PARTICLES IN FLUE GAS | 02/10 | INSTITUTE OF CLEAN AIR COMPANIES | ICAC | ICAC F-2 | Fundamentals of Fabric Collectors and Glossary of Terms | 1972
8714 | 23 51 43.03 20 | FABRIC FILTER DUST COLLECTOR OF FLY ASH PARTICLES IN FLUE GAS | 02/10 | INSTITUTE OF CLEAN AIR COMPANIES | ICAC | ICAC F-3 | Operation and Maintenance of Fabric Filters | 2002
8715 | 23 51 43.03 20 | FABRIC FILTER DUST COLLECTOR OF FLY ASH PARTICLES IN FLUE GAS | 02/10 | INSTITUTE OF CLEAN AIR COMPANIES | ICAC | ICAC F-5 | Types of Fabric Filters | 1991
8716 | 23 51 43.03 20 | FABRIC FILTER DUST COLLECTOR OF FLY ASH PARTICLES IN FLUE GAS | 02/10 | INSTITUTE OF ELECTRICAL AND ELECTRONICS ENGINEERS | IEEE | IEEE C37.90.1 | Standard for Surge Withstand Capability (SWC) Tests for Relays and Relay Systems Associated with Electric Power Apparatus | 2013
8717 | 23 51 43.03 20 | FABRIC FILTER DUST COLLECTOR OF FLY ASH PARTICLES IN FLUE GAS | 02/10 | NATIONAL ASSOCIATION OF ARCHITECTURAL METAL MANUFACTURERS | NAAMM | NAAMM MBG 531 | Metal Bar Grating Manual | 2017
8718 | 23 51 43.03 20 | FABRIC FILTER DUST COLLECTOR OF FLY ASH PARTICLES IN FLUE GAS | 02/10 | NATIONAL ELECTRICAL MANUFACTURERS ASSOCIATION | NEMA | NEMA ICS 6 | Industrial Control and Systems: Enclosures | 1993; R 2016
8719 | 23 51 43.03 20 | FABRIC FILTER DUST COLLECTOR OF FLY ASH PARTICLES IN FLUE GAS | 02/10 | SHEET METAL AND AIR CONDITIONING CONTRACTORS' NATIONAL ASSOCIATION | SMACNA | SMACNA 1793 | Architectural Sheet Metal Manual, 7th Edition | 2012
8720 | 23 51 43.03 20 | FABRIC FILTER DUST COLLECTOR OF FLY ASH PARTICLES IN FLUE GAS | 02/10 | SOCIETY FOR PROTECTIVE COATINGS | SSPC | SSPC SP 6/NACE No.3 | Commercial Blast Cleaning | 2007
8721 | 23 51 43.03 20 | FABRIC FILTER DUST COLLECTOR OF FLY ASH PARTICLES IN FLUE GAS | 02/10 | U.S. DEPARTMENT OF DEFENSE | DOD | MIL-I-24092 | Insulating Varnishes and Solventless Resins for Applications by the Dip Process | 1993; Rev D; Supp 1993; NOtice 1 2021
8722 | 23 51 43.03 20 | FABRIC FILTER DUST COLLECTOR OF FLY ASH PARTICLES IN FLUE GAS | 02/10 | U.S. DEPARTMENT OF DEFENSE | DOD | MIL-T-152 | Treatment, Moisture and Fungus Resistant, of Communications, Electronic, and Associated Electrical Equipment | 1961; Rev B; Am 2 1966; Notice 2 2000; Notice 3 2006; Notice 4 2011; Notice 5 2019
8723 | 23 51 43.03 20 | FABRIC FILTER DUST COLLECTOR OF FLY ASH PARTICLES IN FLUE GAS | 02/10 | U.S. DEPARTMENT OF DEFENSE | DOD | MIL-V-173 | Varnish, Moisture and Fungus Resistant (For Treatment of Communications, Electronic, and Associated Equipment) | 1969; Rev C; Am 2; CANC Notice 3
8724 | 23 51 43.03 20 | FABRIC FILTER DUST COLLECTOR OF FLY ASH PARTICLES IN FLUE GAS | 02/10 | U.S. ENVIRONMENTAL PROTECTION AGENCY | EPA | EPA AP-42 | Compilation of Air Pollution Emission Factors | 1995
8725 | 23 51 43.03 20 | FABRIC FILTER DUST COLLECTOR OF FLY ASH PARTICLES IN FLUE GAS | 02/10 | U.S. GENERAL SERVICES ADMINISTRATION | GSA | FS TT-P-28 | Paint, Aluminum, Heat Resisting (1200 Degrees F.) | Rev H
8726 | 23 51 43.03 20 | FABRIC FILTER DUST COLLECTOR OF FLY ASH PARTICLES IN FLUE GAS | 02/10 | U.S. NATIONAL ARCHIVES AND RECORDS ADMINISTRATION | NARA | 40 CFR 60 | Standards of Performance for New Stationary Sources
8727 | 23 52 00 | HEATING BOILERS | 04/08, CHG 5: 11/19 | AIR MOVEMENT AND CONTROL ASSOCIATION INTERNATIONAL, INC. | AMCA | AMCA 801 | Industrial Process/Power Generation Fans: Specification Guidelines | 2001; R 2008
8728 | 23 52 00 | HEATING BOILERS | 04/08, CHG 5: 11/19 | AMERICAN NATIONAL STANDARDS INSTITUTE | ANSI | ANSI Z21.13/CSA 4.9 | Gas-Fired Low Pressure Steam and Hot Water Boilers | 2022
8729 | 23 52 00 | HEATING BOILERS | 04/08, CHG 5: 11/19 | AMERICAN SOCIETY OF HEATING, REFRIGERATING AND AIR-CONDITIONING ENGINEERS | ASHRAE | ASHRAE 52.2 | Method of Testing General Ventilation Air-Cleaning Devices for Removal Efficiency by Particle Size | 2017
8730 | 23 52 00 | HEATING BOILERS | 04/08, CHG 5: 11/19 | AMERICAN SOCIETY OF MECHANICAL ENGINEERS | ASME | ASME B1.20.1 | Pipe Threads, General Purpose (Inch) | 2013; R 2018
8731 | 23 52 00 | HEATING BOILERS | 04/08, CHG 5: 11/19 | AMERICAN SOCIETY OF MECHANICAL ENGINEERS | ASME | ASME B1.20.2M | Pipe Threads, 60 Deg. General Purpose (Metric) | 2006; R 2011
8732 | 23 52 00 | HEATING BOILERS | 04/08, CHG 5: 11/19 | AMERICAN SOCIETY OF MECHANICAL ENGINEERS | ASME | ASME B16.3 | Malleable Iron Threaded Fittings, Classes 150 and 300 | 2021
8733 | 23 52 00 | HEATING BOILERS | 04/08, CHG 5: 11/19 | AMERICAN SOCIETY OF MECHANICAL ENGINEERS | ASME | ASME B16.4 | Gray Iron Threaded Fittings; Classes 125 and 250 | 2021
8734 | 23 52 00 | HEATING BOILERS | 04/08, CHG 5: 11/19 | AMERICAN SOCIETY OF MECHANICAL ENGINEERS | ASME | ASME B16.5 | Pipe Flanges and Flanged Fittings NPS 1/2 Through NPS 24 Metric/Inch Standard | 2020
8735 | 23 52 00 | HEATING BOILERS | 04/08, CHG 5: 11/19 | AMERICAN SOCIETY OF MECHANICAL ENGINEERS | ASME | ASME B16.9 | Factory-Made Wrought Buttwelding Fittings | 2018
8736 | 23 52 00 | HEATING BOILERS | 04/08, CHG 5: 11/19 | AMERICAN SOCIETY OF MECHANICAL ENGINEERS | ASME | ASME B16.11 | Forged Fittings, Socket-Welding and Threaded | 2022
8737 | 23 52 00 | HEATING BOILERS | 04/08, CHG 5: 11/19 | AMERICAN SOCIETY OF MECHANICAL ENGINEERS | ASME | ASME B16.15 | Cast Copper Alloy Threaded Fittings Classes 125 and 250 | 2018
8738 | 23 52 00 | HEATING BOILERS | 04/08, CHG 5: 11/19 | AMERICAN SOCIETY OF MECHANICAL ENGINEERS | ASME | ASME B16.18 | Cast Copper Alloy Solder Joint Pressure Fittings | 2021
8739 | 23 52 00 | HEATING BOILERS | 04/08, CHG 5: 11/19 | AMERICAN SOCIETY OF MECHANICAL ENGINEERS | ASME | ASME B16.20 | Metallic Gaskets for Pipe Flanges | 2023
8740 | 23 52 00 | HEATING BOILERS | 04/08, CHG 5: 11/19 | AMERICAN SOCIETY OF MECHANICAL ENGINEERS | ASME | ASME B16.22 | Wrought Copper and Copper Alloy Solder Joint Pressure Fittings | 2021
8741 | 23 52 00 | HEATING BOILERS | 04/08, CHG 5: 11/19 | AMERICAN SOCIETY OF MECHANICAL ENGINEERS | ASME | ASME B16.26 | Standard for Cast Copper Alloy Fittings for Flared Copper Tubes | 2018
8742 | 23 52 00 | HEATING BOILERS | 04/08, CHG 5: 11/19 | AMERICAN SOCIETY OF MECHANICAL ENGINEERS | ASME | ASME B16.34 | Valves - Flanged, Threaded and Welding End | 2021
8743 | 23 52 00 | HEATING BOILERS | 04/08, CHG 5: 11/19 | AMERICAN SOCIETY OF MECHANICAL ENGINEERS | ASME | ASME B16.39 | Standard for Malleable Iron Threaded Pipe Unions; Classes 150, 250, and 300 | 2020
8744 | 23 52 00 | HEATING BOILERS | 04/08, CHG 5: 11/19 | AMERICAN SOCIETY OF MECHANICAL ENGINEERS | ASME | ASME B31.1 | Power Piping | 2022
8745 | 23 52 00 | HEATING BOILERS | 04/08, CHG 5: 11/19 | AMERICAN SOCIETY OF MECHANICAL ENGINEERS | ASME | ASME B31.5 | Refrigeration Piping and Heat Transfer Components | 2022
8746 | 23 52 00 | HEATING BOILERS | 04/08, CHG 5: 11/19 | AMERICAN SOCIETY OF MECHANICAL ENGINEERS | ASME | ASME B40.100 | Pressure Gauges and Gauge Attachments | 2022
8747 | 23 52 00 | HEATING BOILERS | 04/08, CHG 5: 11/19 | AMERICAN SOCIETY OF MECHANICAL ENGINEERS | ASME | ASME BPVC SEC IV | BPVC Section IV-Rules for Construction of Heating Boilers | 2017
8748 | 23 52 00 | HEATING BOILERS | 04/08, CHG 5: 11/19 | AMERICAN SOCIETY OF MECHANICAL ENGINEERS | ASME | ASME BPVC SEC IX | BPVC Section IX-Welding, Brazing and Fusing Qualifications | 2017; Errata 2018
8749 | 23 52 00 | HEATING BOILERS | 04/08, CHG 5: 11/19 | AMERICAN SOCIETY OF MECHANICAL ENGINEERS | ASME | ASME BPVC SEC VIII D1 | BPVC Section VIII-Rules for Construction of Pressure Vessels Division 1 | 2019
8750 | 23 52 00 | HEATING BOILERS | 04/08, CHG 5: 11/19 | AMERICAN SOCIETY OF MECHANICAL ENGINEERS | ASME | ASME CSD-1 | Control and Safety Devices for Automatically Fired Boilers | 2021
8751 | 23 52 00 | HEATING BOILERS | 04/08, CHG 5: 11/19 | AMERICAN SOCIETY OF MECHANICAL ENGINEERS | ASME | ASME PTC 10 | Performance Test Code on Compressors and Exhausters | 2022
8752 | 23 52 00 | HEATING BOILERS | 04/08, CHG 5: 11/19 | AMERICAN WATER WORKS ASSOCIATION | AWWA | AWWA C606 | Grooved and Shouldered Joints | 2022
8753 | 23 52 00 | HEATING BOILERS | 04/08, CHG 5: 11/19 | AMERICAN WELDING SOCIETY | AWS | AWS A5.8/A5.8M | Specification for Filler Metals for Brazing and Braze Welding | 2019
8754 | 23 52 00 | HEATING BOILERS | 04/08, CHG 5: 11/19 | AMERICAN WELDING SOCIETY | AWS | AWS B2.2/B2.2M | Specification for Brazing Procedure and Performance Qualification | 2016
8755 | 23 52 00 | HEATING BOILERS | 04/08, CHG 5: 11/19 | ASTM INTERNATIONAL | ASTM | ASTM A53/A53M | Standard Specification for Pipe, Steel, Black and Hot-Dipped, Zinc-Coated, Welded and Seamless | 2024
8756 | 23 52 00 | HEATING BOILERS | 04/08, CHG 5: 11/19 | ASTM INTERNATIONAL | ASTM | ASTM A105/A105M | Standard Specification for Carbon Steel Forgings for Piping Applications | 2023
8757 | 23 52 00 | HEATING BOILERS | 04/08, CHG 5: 11/19 | ASTM INTERNATIONAL | ASTM | ASTM A167 | Standard Specification for Stainless and Heat-Resisting Chromium-Nickel Steel Plate, Sheet, and Strip | 2011
8758 | 23 52 00 | HEATING BOILERS | 04/08, CHG 5: 11/19 | ASTM INTERNATIONAL | ASTM | ASTM A183 | Standard Specification for Carbon Steel Track Bolts and Nuts | 2014; R 2020
8759 | 23 52 00 | HEATING BOILERS | 04/08, CHG 5: 11/19 | ASTM INTERNATIONAL | ASTM | ASTM A193/A193M | Standard Specification for Alloy-Steel and Stainless Steel Bolting Materials for High-Temperature Service and Other Special Purpose Applications | 2024
8760 | 23 52 00 | HEATING BOILERS | 04/08, CHG 5: 11/19 | ASTM INTERNATIONAL | ASTM | ASTM A234/A234M | Standard Specification for Piping Fittings of Wrought Carbon Steel and Alloy Steel for Moderate and High Temperature Service | 2024
8761 | 23 52 00 | HEATING BOILERS | 04/08, CHG 5: 11/19 | ASTM INTERNATIONAL | ASTM | ASTM A515/A515M | Standard Specification for Pressure Vessel Plates, Carbon Steel, for Intermediate- and Higher-Temperature Service | 2017; R2022
8762 | 23 52 00 | HEATING BOILERS | 04/08, CHG 5: 11/19 | ASTM INTERNATIONAL | ASTM | ASTM A516/A516M | Standard Specification for Pressure Vessel Plates, Carbon Steel, for Moderate- and Lower-Temperature Service | 2017
8763 | 23 52 00 | HEATING BOILERS | 04/08, CHG 5: 11/19 | ASTM INTERNATIONAL | ASTM | ASTM A536 | Standard Specification for Ductile Iron Castings | 1984; R 2019; E 2019
8764 | 23 52 00 | HEATING BOILERS | 04/08, CHG 5: 11/19 | ASTM INTERNATIONAL | ASTM | ASTM A653/A653M | Standard Specification for Steel Sheet, Zinc-Coated (Galvanized) or Zinc-Iron Alloy-Coated (Galvannealed) by the Hot-Dip Process | 2023
8765 | 23 52 00 | HEATING BOILERS | 04/08, CHG 5: 11/19 | ASTM INTERNATIONAL | ASTM | ASTM B32 | Standard Specification for Solder Metal | 2020
8766 | 23 52 00 | HEATING BOILERS | 04/08, CHG 5: 11/19 | ASTM INTERNATIONAL | ASTM | ASTM B62 | Standard Specification for Composition Bronze or Ounce Metal Castings | 2017
8767 | 23 52 00 | HEATING BOILERS | 04/08, CHG 5: 11/19 | ASTM INTERNATIONAL | ASTM | ASTM B75/B75M | Standard Specification for Seamless Copper Tube | 2020
8768 | 23 52 00 | HEATING BOILERS | 04/08, CHG 5: 11/19 | ASTM INTERNATIONAL | ASTM | ASTM B88 | Standard Specification for Seamless Copper Water Tube | 2022
8769 | 23 52 00 | HEATING BOILERS | 04/08, CHG 5: 11/19 | ASTM INTERNATIONAL | ASTM | ASTM B88M | Standard Specification for Seamless Copper Water Tube (Metric) | 2020
8770 | 23 52 00 | HEATING BOILERS | 04/08, CHG 5: 11/19 | ASTM INTERNATIONAL | ASTM | ASTM B813 | Standard Specification for Liquid and Paste Fluxes for Soldering of Copper and Copper Alloy Tube | 2016
8771 | 23 52 00 | HEATING BOILERS | 04/08, CHG 5: 11/19 | ASTM INTERNATIONAL | ASTM | ASTM B828 | Standard Practice for Making Capillary Joints by Soldering of Copper and Copper Alloy Tube and Fittings | 2023
8772 | 23 52 00 | HEATING BOILERS | 04/08, CHG 5: 11/19 | ASTM INTERNATIONAL | ASTM | ASTM C27 | Fireclay and High-Alumina Refractory Brick | 1998; R 2022
8773 | 23 52 00 | HEATING BOILERS | 04/08, CHG 5: 11/19 | ASTM INTERNATIONAL | ASTM | ASTM C34 | Standard Specification for Structural Clay Loadbearing Wall Tile | 2023
8774 | 23 52 00 | HEATING BOILERS | 04/08, CHG 5: 11/19 | ASTM INTERNATIONAL | ASTM | ASTM C155 | Standard Specification for Insulating Firebrick | 1997; R 2022
8775 | 23 52 00 | HEATING BOILERS | 04/08, CHG 5: 11/19 | ASTM INTERNATIONAL | ASTM | ASTM C401 | Alumina and Alumina-Silicate Castable Refractories | 2012; R 2022
8776 | 23 52 00 | HEATING BOILERS | 04/08, CHG 5: 11/19 | ASTM INTERNATIONAL | ASTM | ASTM D596 | Standard Guide for Reporting Results of Analysis of Water | 2001; R 2018
8777 | 23 52 00 | HEATING BOILERS | 04/08, CHG 5: 11/19 | ASTM INTERNATIONAL | ASTM | ASTM D1784 | Standard Specification for Rigid Poly(Vinyl Chloride) (PVC) Compounds and Chlorinated Poly(Vinyl Chloride) (CPVC) Compounds | 2020
8778 | 23 52 00 | HEATING BOILERS | 04/08, CHG 5: 11/19 | ASTM INTERNATIONAL | ASTM | ASTM D2000 | Standard Classification System for Rubber Products in Automotive Applications | 2018
8779 | 23 52 00 | HEATING BOILERS | 04/08, CHG 5: 11/19 | ASTM INTERNATIONAL | ASTM | ASTM F876 | Standard Specification for Crosslinked Polyethylene (PEX) Tubing | 2024
8780 | 23 52 00 | HEATING BOILERS | 04/08, CHG 5: 11/19 | ASTM INTERNATIONAL | ASTM | ASTM F1097 | Standard Specification for Mortar, Refractory (High-Temperature, Air-Setting) | 2017; R 2022
8781 | 23 52 00 | HEATING BOILERS | 04/08, CHG 5: 11/19 | ASTM INTERNATIONAL | ASTM | ASTM F1139 | Steam Traps and Drains | 1988; R 2019
8782 | 23 52 00 | HEATING BOILERS | 04/08, CHG 5: 11/19 | COMPRESSED AIR AND GAS INSTITUTE | CAGI | CAGI B19.1 | Safety Standard for Compressor Systems | 2010
8783 | 23 52 00 | HEATING BOILERS | 04/08, CHG 5: 11/19 | COPPER DEVELOPMENT ASSOCIATION | CDA | CDA A4015 | Copper Tube Handbook | 2016; 14/17
8784 | 23 52 00 | HEATING BOILERS | 04/08, CHG 5: 11/19 | EXPANSION JOINT MANUFACTURERS ASSOCIATION | EJMA | EJMA Stds | (10th Ed) EJMA Standards | 2015
8785 | 23 52 00 | HEATING BOILERS | 04/08, CHG 5: 11/19 | HYDRONICS INSTITUTE DIVISION OF AHRI | HYI | HI-004 | Radiant Floor Heating | 1995
8786 | 23 52 00 | HEATING BOILERS | 04/08, CHG 5: 11/19 | HYDRONICS INSTITUTE DIVISION OF AHRI | HYI | HYI-005 | I=B=R Ratings for Boilers, Baseboard Radiation and Finned Tube (Commercial) | 2008
8787 | 23 52 00 | HEATING BOILERS | 04/08, CHG 5: 11/19 | MANUFACTURERS STANDARDIZATION SOCIETY OF THE VALVE AND FITTINGS INDUSTRY | MSS | MSS SP-25 | Standard Marking System for Valves, Fittings, Flanges and Unions | 2018
8788 | 23 52 00 | HEATING BOILERS | 04/08, CHG 5: 11/19 | MANUFACTURERS STANDARDIZATION SOCIETY OF THE VALVE AND FITTINGS INDUSTRY | MSS | MSS SP-58 | Pipe Hangers and Supports - Materials, Design and Manufacture, Selection, Application, and Installation | 2018
8789 | 23 52 00 | HEATING BOILERS | 04/08, CHG 5: 11/19 | MANUFACTURERS STANDARDIZATION SOCIETY OF THE VALVE AND FITTINGS INDUSTRY | MSS | MSS SP-70 | Gray Iron Gate Valves, Flanged and Threaded Ends | 2011
8790 | 23 52 00 | HEATING BOILERS | 04/08, CHG 5: 11/19 | MANUFACTURERS STANDARDIZATION SOCIETY OF THE VALVE AND FITTINGS INDUSTRY | MSS | MSS SP-71 | Gray Iron Swing Check Valves, Flanged and Threaded Ends | 2018
8791 | 23 52 00 | HEATING BOILERS | 04/08, CHG 5: 11/19 | MANUFACTURERS STANDARDIZATION SOCIETY OF THE VALVE AND FITTINGS INDUSTRY | MSS | MSS SP-72 | Ball Valves with Flanged or Butt-Welding Ends for General Service | 2010a
8792 | 23 52 00 | HEATING BOILERS | 04/08, CHG 5: 11/19 | MANUFACTURERS STANDARDIZATION SOCIETY OF THE VALVE AND FITTINGS INDUSTRY | MSS | MSS SP-78 | Cast Iron Plug Valves, Flanged and Threaded Ends | 2011
8793 | 23 52 00 | HEATING BOILERS | 04/08, CHG 5: 11/19 | MANUFACTURERS STANDARDIZATION SOCIETY OF THE VALVE AND FITTINGS INDUSTRY | MSS | MSS SP-80 | Bronze Gate, Globe, Angle and Check Valves | 2019
8794 | 23 52 00 | HEATING BOILERS | 04/08, CHG 5: 11/19 | MANUFACTURERS STANDARDIZATION SOCIETY OF THE VALVE AND FITTINGS INDUSTRY | MSS | MSS SP-85 | Gray Iron Globe & Angle Valves Flanged and Threaded Ends | 2011
8795 | 23 52 00 | HEATING BOILERS | 04/08, CHG 5: 11/19 | MANUFACTURERS STANDARDIZATION SOCIETY OF THE VALVE AND FITTINGS INDUSTRY | MSS | MSS SP-110 | Ball Valves Threaded, Socket-Welding, Solder Joint, Grooved and Flared Ends | 2010
8796 | 23 52 00 | HEATING BOILERS | 04/08, CHG 5: 11/19 | NATIONAL ELECTRICAL MANUFACTURERS ASSOCIATION | NEMA | NEMA 250 | Enclosures for Electrical Equipment (1000 Volts Maximum) | 2020
8797 | 23 52 00 | HEATING BOILERS | 04/08, CHG 5: 11/19 | NATIONAL ELECTRICAL MANUFACTURERS ASSOCIATION | NEMA | NEMA MG 1 | Motors and Generators | 2021
8798 | 23 52 00 | HEATING BOILERS | 04/08, CHG 5: 11/19 | NATIONAL FIRE PROTECTION ASSOCIATION | NFPA | NFPA 31 | Standard for the Installation of Oil-Burning Equipment | 2024; TIA 23-1
8799 | 23 52 00 | HEATING BOILERS | 04/08, CHG 5: 11/19 | NATIONAL FIRE PROTECTION ASSOCIATION | NFPA | NFPA 54 | National Fuel Gas Code | 2024
8800 | 23 52 00 | HEATING BOILERS | 04/08, CHG 5: 11/19 | NATIONAL FIRE PROTECTION ASSOCIATION | NFPA | NFPA 70 | National Electrical Code | 2023
8801 | 23 52 00 | HEATING BOILERS | 04/08, CHG 5: 11/19 | NATIONAL FIRE PROTECTION ASSOCIATION | NFPA | NFPA 85 | Boiler and Combustion Systems Hazards Code | 2023
8802 | 23 52 00 | HEATING BOILERS | 04/08, CHG 5: 11/19 | NATIONAL FIRE PROTECTION ASSOCIATION | NFPA | NFPA 211 | Standard for Chimneys, Fireplaces, Vents, and Solid Fuel-Burning Appliances | 2019
8803 | 23 52 00 | HEATING BOILERS | 04/08, CHG 5: 11/19 | U.S. DEPARTMENT OF ENERGY | DOE | Energy Star | Energy Star Energy Efficiency Labeling System (FEMP) | 1992; R 2006
8804 | 23 52 00 | HEATING BOILERS | 04/08, CHG 5: 11/19 | UNDERWRITERS LABORATORIES | UL | UL 296 | UL Standard for Safety Oil Burners | 2017; Reprint Nov 2022
8805 | 23 52 00 | HEATING BOILERS | 04/08, CHG 5: 11/19 | UNDERWRITERS LABORATORIES | UL | UL 726 | Oil-Fired Boiler Assemblies | 1995; Reprint Oct 2023
8806 | 23 52 00 | HEATING BOILERS | 04/08, CHG 5: 11/19 | UNDERWRITERS LABORATORIES | UL | UL 795 | UL Standard for Safety Commercial-Industrial Gas Heating Equipment | 2016; Reprint May 2022
8807 | 23 52 00 | HEATING BOILERS | 04/08, CHG 5: 11/19 | UNDERWRITERS LABORATORIES | UL | UL 1738 | UL Standard for SafetyVenting Systems for Gas-Burning Appliances, Categories II, III and IV | 2023
8808 | 23 52 00 | HEATING BOILERS | 04/08, CHG 5: 11/19 | UNDERWRITERS LABORATORIES | UL | UL FLAMMABLE & COMBUSTIBLE | Flammable and Combustible Liquids and Gases Equipment Directory | 2012
8809 | 23 52 30.00 10 | HEAT RECOVERY BOILERS | 05/20 | AIR MOVEMENT AND CONTROL ASSOCIATION INTERNATIONAL, INC. | AMCA | AMCA 99 | Standards Handbook | 2016
8810 | 23 52 30.00 10 | HEAT RECOVERY BOILERS | 05/20 | AIR MOVEMENT AND CONTROL ASSOCIATION INTERNATIONAL, INC. | AMCA | AMCA 210 | Laboratory Methods of Testing Fans for Aerodynamic Performance Rating | 2016
8811 | 23 52 30.00 10 | HEAT RECOVERY BOILERS | 05/20 | AMERICAN BEARING MANUFACTURERS ASSOCIATION | ABMA | ABMA 9 | Load Ratings and Fatigue Life for Ball Bearings | 2015
8812 | 23 52 30.00 10 | HEAT RECOVERY BOILERS | 05/20 | AMERICAN BOILER MANUFACTURERS ASSOCIATION | ABMA/BOIL | ABMA Boiler 402 | Boiler Water Quality Requirements and Associated Steam Quality for Industrial/Commercial and Institutional Boilers | 2012
8813 | 23 52 30.00 10 | HEAT RECOVERY BOILERS | 05/20 | AMERICAN PETROLEUM INSTITUTE | API | API STD 610 | Centrifugal Pumps for Petroleum, Petrochemical, and Natural Gas Industries | 2010; Errata 2011
8814 | 23 52 30.00 10 | HEAT RECOVERY BOILERS | 05/20 | AMERICAN SOCIETY OF MECHANICAL ENGINEERS | ASME | ASME B1.1 | Unified Inch Screw Threads (UN, UNR, and UNJ Thread Form) | 2024
8815 | 23 52 30.00 10 | HEAT RECOVERY BOILERS | 05/20 | AMERICAN SOCIETY OF MECHANICAL ENGINEERS | ASME | ASME B18.2.1 | Square, Hex, Heavy Hex, and Askew Head Bolts and Hex, Heavy Hex, Hex Flange, Lobed Head, and Lag Screws (Inch Series) | 2012; R 2021
8816 | 23 52 30.00 10 | HEAT RECOVERY BOILERS | 05/20 | AMERICAN SOCIETY OF MECHANICAL ENGINEERS | ASME | ASME B18.2.2 | Nuts for General Applications: Machine Screw Nuts, and Hex, Square, Hex Flange, and Coupling Nuts (Inch Series) | 2022
8817 | 23 52 30.00 10 | HEAT RECOVERY BOILERS | 05/20 | AMERICAN SOCIETY OF MECHANICAL ENGINEERS | ASME | ASME B31.1 | Power Piping | 2022
8818 | 23 52 30.00 10 | HEAT RECOVERY BOILERS | 05/20 | AMERICAN SOCIETY OF MECHANICAL ENGINEERS | ASME | ASME B40.100 | Pressure Gauges and Gauge Attachments | 2022
8819 | 23 52 30.00 10 | HEAT RECOVERY BOILERS | 05/20 | AMERICAN SOCIETY OF MECHANICAL ENGINEERS | ASME | ASME BPVC SEC I | BPVC Section I-Rules for Construction of Power Boilers | 2017
8820 | 23 52 30.00 10 | HEAT RECOVERY BOILERS | 05/20 | AMERICAN SOCIETY OF MECHANICAL ENGINEERS | ASME | ASME BPVC SEC IV | BPVC Section IV-Rules for Construction of Heating Boilers | 2017
8821 | 23 52 30.00 10 | HEAT RECOVERY BOILERS | 05/20 | AMERICAN SOCIETY OF MECHANICAL ENGINEERS | ASME | ASME BPVC SEC IX | BPVC Section IX-Welding, Brazing and Fusing Qualifications | 2017; Errata 2018
8822 | 23 52 30.00 10 | HEAT RECOVERY BOILERS | 05/20 | AMERICAN SOCIETY OF MECHANICAL ENGINEERS | ASME | ASME BPVC SEC VIII D1 | BPVC Section VIII-Rules for Construction of Pressure Vessels Division 1 | 2019
8823 | 23 52 30.00 10 | HEAT RECOVERY BOILERS | 05/20 | AMERICAN SOCIETY OF MECHANICAL ENGINEERS | ASME | ASME CSD-1 | Control and Safety Devices for Automatically Fired Boilers | 2021
8824 | 23 52 30.00 10 | HEAT RECOVERY BOILERS | 05/20 | AMERICAN SOCIETY OF MECHANICAL ENGINEERS | ASME | ASME MFC-3M | Measurement of Fluid Flow in Pipes Using Orifice, Nozzle, and Venturi | 2022
8825 | 23 52 30.00 10 | HEAT RECOVERY BOILERS | 05/20 | AMERICAN SOCIETY OF MECHANICAL ENGINEERS | ASME | ASME PTC 4 | Fired Steam Generators | 2013; R 2023
8826 | 23 52 30.00 10 | HEAT RECOVERY BOILERS | 05/20 | AMERICAN SOCIETY OF MECHANICAL ENGINEERS | ASME | ASME PTC 10 | Performance Test Code on Compressors and Exhausters | 2022
8827 | 23 52 30.00 10 | HEAT RECOVERY BOILERS | 05/20 | AMERICAN SOCIETY OF MECHANICAL ENGINEERS | ASME | ASME PTC 12.3 | Performance Test Code on Deaerators | 1997; R 2014
8828 | 23 52 30.00 10 | HEAT RECOVERY BOILERS | 05/20 | AMERICAN SOCIETY OF MECHANICAL ENGINEERS | ASME | ASME PTC 19.2 | Pressure Measurement | 2010; R 2015
8829 | 23 52 30.00 10 | HEAT RECOVERY BOILERS | 05/20 | AMERICAN SOCIETY OF MECHANICAL ENGINEERS | ASME | ASME PTC 19.3 TW | Thermowells Performance Test Codes | 2016
8830 | 23 52 30.00 10 | HEAT RECOVERY BOILERS | 05/20 | AMERICAN SOCIETY OF MECHANICAL ENGINEERS | ASME | ASME PTC 19.10 | Flue and Exhaust Gas Analyses | 1981
8831 | 23 52 30.00 10 | HEAT RECOVERY BOILERS | 05/20 | AMERICAN SOCIETY OF MECHANICAL ENGINEERS | ASME | ASME PTC 19.11 | Steam and Water Sampling, Conditioning, and Analysis in the Power Cycle | 2008; R 2013
8832 | 23 52 30.00 10 | HEAT RECOVERY BOILERS | 05/20 | AMERICAN WELDING SOCIETY | AWS | AWS B2.1/B2.1M | Specification for Welding Procedure and Performance Qualification | 2021
8833 | 23 52 30.00 10 | HEAT RECOVERY BOILERS | 05/20 | ASTM INTERNATIONAL | ASTM | ASTM A36/A36M | Standard Specification for Carbon Structural Steel | 2019
8834 | 23 52 30.00 10 | HEAT RECOVERY BOILERS | 05/20 | ASTM INTERNATIONAL | ASTM | ASTM A48/A48M | Standard Specification for Gray Iron Castings | 2022
8835 | 23 52 30.00 10 | HEAT RECOVERY BOILERS | 05/20 | ASTM INTERNATIONAL | ASTM | ASTM A106/A106M | Standard Specification for Seamless Carbon Steel Pipe for High-Temperature Service | 2019a
8836 | 23 52 30.00 10 | HEAT RECOVERY BOILERS | 05/20 | ASTM INTERNATIONAL | ASTM | ASTM A123/A123M | Standard Specification for Zinc (Hot-Dip Galvanized) Coatings on Iron and Steel Products | 2017
8837 | 23 52 30.00 10 | HEAT RECOVERY BOILERS | 05/20 | ASTM INTERNATIONAL | ASTM | ASTM A153/A153M | Standard Specification for Zinc Coating (Hot-Dip) on Iron and Steel Hardware | 2023
8838 | 23 52 30.00 10 | HEAT RECOVERY BOILERS | 05/20 | ASTM INTERNATIONAL | ASTM | ASTM A179/A179M | Standard Specification for Seamless Cold-Drawn Low-Carbon Steel Heat-Exchanger and Condenser Tubes | 2024
8839 | 23 52 30.00 10 | HEAT RECOVERY BOILERS | 05/20 | ASTM INTERNATIONAL | ASTM | ASTM A192/A192M | Standard Specification for Seamless Carbon Steel Boiler Tubes for High-Pressure Service | 2002; R 2012
8840 | 23 52 30.00 10 | HEAT RECOVERY BOILERS | 05/20 | ASTM INTERNATIONAL | ASTM | ASTM A242/A242M | Standard Specification for High-Strength Low-Alloy Structural Steel | 2024
8841 | 23 52 30.00 10 | HEAT RECOVERY BOILERS | 05/20 | ASTM INTERNATIONAL | ASTM | ASTM A249/A249M | Standard Specification for Welded Austenitic Steel Boiler, Superheater, Heat-Exchanger, and Condenser Tubes | 2024a
8842 | 23 52 30.00 10 | HEAT RECOVERY BOILERS | 05/20 | ASTM INTERNATIONAL | ASTM | ASTM A278/A278M | Standard Specification for Gray Iron Castings for Pressure-Containing Parts for Temperatures Up to 650 degrees F (350 degrees C) | 2001; R 2020
8843 | 23 52 30.00 10 | HEAT RECOVERY BOILERS | 05/20 | ASTM INTERNATIONAL | ASTM | ASTM A285/A285M | Standard Specification for Pressure Vessel Plates, Carbon Steel, Low- and Intermediate-Tensile Strength | 2017
8844 | 23 52 30.00 10 | HEAT RECOVERY BOILERS | 05/20 | ASTM INTERNATIONAL | ASTM | ASTM A297/A297M | Standard Specification for Steel Castings, Iron-Chromium and Iron-Chromium-Nickel, Heat Resistant, for General Application | 2021a
8845 | 23 52 30.00 10 | HEAT RECOVERY BOILERS | 05/20 | ASTM INTERNATIONAL | ASTM | ASTM A307 | Standard Specification for Carbon Steel Bolts, Studs, and Threaded Rod 60 000 PSI Tensile Strength | 2021
8846 | 23 52 30.00 10 | HEAT RECOVERY BOILERS | 05/20 | ASTM INTERNATIONAL | ASTM | ASTM A319 | Standard Specification for Gray Iron Castings for Elevated Temperatures for Non-Pressure Containing Parts | 1971; R 2020
8847 | 23 52 30.00 10 | HEAT RECOVERY BOILERS | 05/20 | ASTM INTERNATIONAL | ASTM | ASTM A325 | Standard Specification for Structural Bolts, Steel, Heat Treated, 120/105 ksi Minimum Tensile Strength | 2014
8848 | 23 52 30.00 10 | HEAT RECOVERY BOILERS | 05/20 | ASTM INTERNATIONAL | ASTM | ASTM A325M | Standard Specification for Structural Bolts, Steel, Heat Treated, 830 MPa Minimum Tensile Strength (Metric) | 2014
8849 | 23 52 30.00 10 | HEAT RECOVERY BOILERS | 05/20 | ASTM INTERNATIONAL | ASTM | ASTM A350/A350M | Standard Specification for Carbon and Low-Alloy Steel Forgings, Requiring Notch Toughness Testing for Piping Components | 2023
8850 | 23 52 30.00 10 | HEAT RECOVERY BOILERS | 05/20 | ASTM INTERNATIONAL | ASTM | ASTM A515/A515M | Standard Specification for Pressure Vessel Plates, Carbon Steel, for Intermediate- and Higher-Temperature Service | 2017; R2022
8851 | 23 52 30.00 10 | HEAT RECOVERY BOILERS | 05/20 | ASTM INTERNATIONAL | ASTM | ASTM A516/A516M | Standard Specification for Pressure Vessel Plates, Carbon Steel, for Moderate- and Lower-Temperature Service | 2017
8852 | 23 52 30.00 10 | HEAT RECOVERY BOILERS | 05/20 | ASTM INTERNATIONAL | ASTM | ASTM A688/A688M | Standard Specification for Welded Austenitic Stainless Steel Feedwater Heater Tubes | 2024
8853 | 23 52 30.00 10 | HEAT RECOVERY BOILERS | 05/20 | ASTM INTERNATIONAL | ASTM | ASTM B61 | Standard Specification for Steam or Valve Bronze Castings | 2015; R 2021
8854 | 23 52 30.00 10 | HEAT RECOVERY BOILERS | 05/20 | ASTM INTERNATIONAL | ASTM | ASTM B68/B68M | Standard Specification for Seamless Copper Tube, Bright Annealed (Metric) | 2011
8855 | 23 52 30.00 10 | HEAT RECOVERY BOILERS | 05/20 | ASTM INTERNATIONAL | ASTM | ASTM B88 | Standard Specification for Seamless Copper Water Tube | 2022
8856 | 23 52 30.00 10 | HEAT RECOVERY BOILERS | 05/20 | ASTM INTERNATIONAL | ASTM | ASTM B88M | Standard Specification for Seamless Copper Water Tube (Metric) | 2020
8857 | 23 52 30.00 10 | HEAT RECOVERY BOILERS | 05/20 | ASTM INTERNATIONAL | ASTM | ASTM B111/B111M | Standard Specification for Copper and Copper-Alloy Seamless Condenser Tubes and Ferrule Stock | 2018
8858 | 23 52 30.00 10 | HEAT RECOVERY BOILERS | 05/20 | ASTM INTERNATIONAL | ASTM | ASTM B117 | Standard Practice for Operating Salt Spray (Fog) Apparatus | 2019
8859 | 23 52 30.00 10 | HEAT RECOVERY BOILERS | 05/20 | ASTM INTERNATIONAL | ASTM | ASTM B633 | Standard Specification for Electrodeposited Coatings of Zinc on Iron and Steel | 2023
8860 | 23 52 30.00 10 | HEAT RECOVERY BOILERS | 05/20 | ASTM INTERNATIONAL | ASTM | ASTM B766 | Standard Specification for Electrodeposited Coatings of Cadmium | 2023
8861 | 23 52 30.00 10 | HEAT RECOVERY BOILERS | 05/20 | ASTM INTERNATIONAL | ASTM | ASTM C27 | Fireclay and High-Alumina Refractory Brick | 1998; R 2022
8862 | 23 52 30.00 10 | HEAT RECOVERY BOILERS | 05/20 | ASTM INTERNATIONAL | ASTM | ASTM C155 | Standard Specification for Insulating Firebrick | 1997; R 2022
8863 | 23 52 30.00 10 | HEAT RECOVERY BOILERS | 05/20 | ASTM INTERNATIONAL | ASTM | ASTM C401 | Alumina and Alumina-Silicate Castable Refractories | 2012; R 2022
8864 | 23 52 30.00 10 | HEAT RECOVERY BOILERS | 05/20 | ASTM INTERNATIONAL | ASTM | ASTM C612 | Standard Specification for Mineral Fiber Block and Board Thermal Insulation | 2014; R 2019
8865 | 23 52 30.00 10 | HEAT RECOVERY BOILERS | 05/20 | ASTM INTERNATIONAL | ASTM | ASTM D888 | Dissolved Oxygen in Water | 2012; E 2013
8866 | 23 52 30.00 10 | HEAT RECOVERY BOILERS | 05/20 | ASTM INTERNATIONAL | ASTM | ASTM D1066 | Standard Practice for Sampling Steam | 2018; E 2018
8867 | 23 52 30.00 10 | HEAT RECOVERY BOILERS | 05/20 | ASTM INTERNATIONAL | ASTM | ASTM D2186 | Deposit-Forming Impurities in Steam | 2005; R 2009
8868 | 23 52 30.00 10 | HEAT RECOVERY BOILERS | 05/20 | ASTM INTERNATIONAL | ASTM | ASTM E230/E230M | Standard Specification and Temperature-Electromotive Force (emf) Tables for Standardized Thermocouples | 2012
8869 | 23 52 30.00 10 | HEAT RECOVERY BOILERS | 05/20 | ASTM INTERNATIONAL | ASTM | ASTM F1097 | Standard Specification for Mortar, Refractory (High-Temperature, Air-Setting) | 2017; R 2022
8870 | 23 52 30.00 10 | HEAT RECOVERY BOILERS | 05/20 | COMPRESSED AIR AND GAS INSTITUTE | CAGI | CAGI B19.1 | Safety Standard for Compressor Systems | 2010
8871 | 23 52 30.00 10 | HEAT RECOVERY BOILERS | 05/20 | FM GLOBAL | FM | FM APP GUIDE | Approval Guide https://www.approvalguide.com/ | updated on-line
8872 | 23 52 30.00 10 | HEAT RECOVERY BOILERS | 05/20 | HEAT EXCHANGE INSTITUTE | HEI | HEI 2622 | Standards for Closed Feedwater Heaters; 8th Edition | 2009
8873 | 23 52 30.00 10 | HEAT RECOVERY BOILERS | 05/20 | HEAT EXCHANGE INSTITUTE | HEI | HEI 2623 | Standards for Power Plant Heat Exchangers | 2004
8874 | 23 52 30.00 10 | HEAT RECOVERY BOILERS | 05/20 | INTERNATIONAL SOCIETY OF AUTOMATION | ISA | ISA 7.0.01 | Quality Standard for Instrument Air | 1996
8875 | 23 52 30.00 10 | HEAT RECOVERY BOILERS | 05/20 | NATIONAL ELECTRICAL MANUFACTURERS ASSOCIATION | NEMA | NEMA ICS 6 | Industrial Control and Systems: Enclosures | 1993; R 2016
8876 | 23 52 30.00 10 | HEAT RECOVERY BOILERS | 05/20 | NATIONAL ELECTRICAL MANUFACTURERS ASSOCIATION | NEMA | NEMA MG 1 | Motors and Generators | 2021
8877 | 23 52 30.00 10 | HEAT RECOVERY BOILERS | 05/20 | NATIONAL ELECTRICAL MANUFACTURERS ASSOCIATION | NEMA | NEMA SM 23 | Steam Turbines for Mechanical Drive Service | 1991; R 2002
8878 | 23 52 30.00 10 | HEAT RECOVERY BOILERS | 05/20 | NATIONAL FIRE PROTECTION ASSOCIATION | NFPA | NFPA 70 | National Electrical Code | 2023
8879 | 23 52 30.00 10 | HEAT RECOVERY BOILERS | 05/20 | NATIONAL FIRE PROTECTION ASSOCIATION | NFPA | NFPA 85 | Boiler and Combustion Systems Hazards Code | 2023
8880 | 23 52 30.00 10 | HEAT RECOVERY BOILERS | 05/20 | NATIONAL FIRE PROTECTION ASSOCIATION | NFPA | NFPA 211 | Standard for Chimneys, Fireplaces, Vents, and Solid Fuel-Burning Appliances | 2019
8881 | 23 52 30.00 10 | HEAT RECOVERY BOILERS | 05/20 | SHEET METAL AND AIR CONDITIONING CONTRACTORS' NATIONAL ASSOCIATION | SMACNA | SMACNA 1966 | HVAC Duct Construction Standards Metal and Flexible, 4th Edition | 2020
8882 | 23 52 30.00 10 | HEAT RECOVERY BOILERS | 05/20 | SOCIETY OF AUTOMOTIVE ENGINEERS INTERNATIONAL | SAE | SAE J534 | Lubrication Fittings | 2021
8883 | 23 52 30.00 10 | HEAT RECOVERY BOILERS | 05/20 | U.S. DEPARTMENT OF DEFENSE | DOD | UFC 3-301-01 | Structural Engineering | 2023; with Change 1, 2023
8884 | 23 52 30.00 10 | HEAT RECOVERY BOILERS | 05/20 | UNDERWRITERS LABORATORIES | UL | UL 50 | UL Standard for Safety Enclosures for Electrical Equipment, Non-Environmental Considerations | 2024
8885 | 23 52 30.00 10 | HEAT RECOVERY BOILERS | 05/20 | UNDERWRITERS LABORATORIES | UL | UL 353 | Standard for Limit Controls | 1994; Reprint Nov 2011
8886 | 23 52 30.01 10 | CENTRAL COAL-FIRED STEAM-GENERATING SYSTEM | 05/20 | ACOUSTICAL SOCIETY OF AMERICA | ASA | ASA S1.13 | Methods for the Measurement of Sound Pressure Levels in Air (ASA 118) | 2005; R 2010
8887 | 23 52 30.01 10 | CENTRAL COAL-FIRED STEAM-GENERATING SYSTEM | 05/20 | AIR MOVEMENT AND CONTROL ASSOCIATION INTERNATIONAL, INC. | AMCA | AMCA 801 | Industrial Process/Power Generation Fans: Specification Guidelines | 2001; R 2008
8888 | 23 52 30.01 10 | CENTRAL COAL-FIRED STEAM-GENERATING SYSTEM | 05/20 | AMERICAN BEARING MANUFACTURERS ASSOCIATION | ABMA | ABMA 9 | Load Ratings and Fatigue Life for Ball Bearings | 2015
8889 | 23 52 30.01 10 | CENTRAL COAL-FIRED STEAM-GENERATING SYSTEM | 05/20 | AMERICAN BEARING MANUFACTURERS ASSOCIATION | ABMA | ABMA 11 | Load Ratings and Fatigue Life for Roller Bearings | 2014
8890 | 23 52 30.01 10 | CENTRAL COAL-FIRED STEAM-GENERATING SYSTEM | 05/20 | AMERICAN BOILER MANUFACTURERS ASSOCIATION | ABMA/BOIL | ABMA Boiler 203 | A Guide to Clean and Efficient Operation of Coal-Stoker-Fired Boilers | 2002
8891 | 23 52 30.01 10 | CENTRAL COAL-FIRED STEAM-GENERATING SYSTEM | 05/20 | AMERICAN BOILER MANUFACTURERS ASSOCIATION | ABMA/BOIL | ABMA Boiler 402 | Boiler Water Quality Requirements and Associated Steam Quality for Industrial/Commercial and Institutional Boilers | 2012
8892 | 23 52 30.01 10 | CENTRAL COAL-FIRED STEAM-GENERATING SYSTEM | 05/20 | AMERICAN GAS ASSOCIATION | AGA | AGA XR0603 | AGA Plastic Pipe Manual for Gas Service | 2006; 8th Ed
8893 | 23 52 30.01 10 | CENTRAL COAL-FIRED STEAM-GENERATING SYSTEM | 05/20 | AMERICAN GEAR MANUFACTURERS ASSOCIATION | AGMA | AGMA 6013 | Standard for Industrial Enclosed Gear Drives | 2006A; R2016
8894 | 23 52 30.01 10 | CENTRAL COAL-FIRED STEAM-GENERATING SYSTEM | 05/20 | AMERICAN GEAR MANUFACTURERS ASSOCIATION | AGMA | ANSI/AGMA 6113 | Standard for Industrial Enclosed Gear Drives (Metric Edition) | 2016B
8895 | 23 52 30.01 10 | CENTRAL COAL-FIRED STEAM-GENERATING SYSTEM | 05/20 | AMERICAN NATIONAL STANDARDS INSTITUTE | ANSI | ANSI Z83.19/CSA 2.35 | Gas-Fired High-Intensity Infrared Heaters | 2017; R 2022
8896 | 23 52 30.01 10 | CENTRAL COAL-FIRED STEAM-GENERATING SYSTEM | 05/20 | AMERICAN PETROLEUM INSTITUTE | API | API STD 610 | Centrifugal Pumps for Petroleum, Petrochemical, and Natural Gas Industries | 2010; Errata 2011
8897 | 23 52 30.01 10 | CENTRAL COAL-FIRED STEAM-GENERATING SYSTEM | 05/20 | AMERICAN PETROLEUM INSTITUTE | API | API Spec 15LR | Specification for Low Pressure Fiberglass Line Pipe | 2001; R 2018
8898 | 23 52 30.01 10 | CENTRAL COAL-FIRED STEAM-GENERATING SYSTEM | 05/20 | AMERICAN RAILWAY ENGINEERING AND MAINTENANCE-OF-WAY ASSOCIATION | AREMA | AREMA Eng Man | Manual for Railway Engineering | 2023
8899 | 23 52 30.01 10 | CENTRAL COAL-FIRED STEAM-GENERATING SYSTEM | 05/20 | AMERICAN SOCIETY OF MECHANICAL ENGINEERS | ASME | ASME B1.20.1 | Pipe Threads, General Purpose (Inch) | 2013; R 2018
8900 | 23 52 30.01 10 | CENTRAL COAL-FIRED STEAM-GENERATING SYSTEM | 05/20 | AMERICAN SOCIETY OF MECHANICAL ENGINEERS | ASME | ASME B1.20.2M | Pipe Threads, 60 Deg. General Purpose (Metric) | 2006; R 2011
8901 | 23 52 30.01 10 | CENTRAL COAL-FIRED STEAM-GENERATING SYSTEM | 05/20 | AMERICAN SOCIETY OF MECHANICAL ENGINEERS | ASME | ASME B16.3 | Malleable Iron Threaded Fittings, Classes 150 and 300 | 2021
8902 | 23 52 30.01 10 | CENTRAL COAL-FIRED STEAM-GENERATING SYSTEM | 05/20 | AMERICAN SOCIETY OF MECHANICAL ENGINEERS | ASME | ASME B16.4 | Gray Iron Threaded Fittings; Classes 125 and 250 | 2021
8903 | 23 52 30.01 10 | CENTRAL COAL-FIRED STEAM-GENERATING SYSTEM | 05/20 | AMERICAN SOCIETY OF MECHANICAL ENGINEERS | ASME | ASME B16.5 | Pipe Flanges and Flanged Fittings NPS 1/2 Through NPS 24 Metric/Inch Standard | 2020
8904 | 23 52 30.01 10 | CENTRAL COAL-FIRED STEAM-GENERATING SYSTEM | 05/20 | AMERICAN SOCIETY OF MECHANICAL ENGINEERS | ASME | ASME B16.9 | Factory-Made Wrought Buttwelding Fittings | 2018
8905 | 23 52 30.01 10 | CENTRAL COAL-FIRED STEAM-GENERATING SYSTEM | 05/20 | AMERICAN SOCIETY OF MECHANICAL ENGINEERS | ASME | ASME B16.11 | Forged Fittings, Socket-Welding and Threaded | 2022
8906 | 23 52 30.01 10 | CENTRAL COAL-FIRED STEAM-GENERATING SYSTEM | 05/20 | AMERICAN SOCIETY OF MECHANICAL ENGINEERS | ASME | ASME B16.15 | Cast Copper Alloy Threaded Fittings Classes 125 and 250 | 2018
8907 | 23 52 30.01 10 | CENTRAL COAL-FIRED STEAM-GENERATING SYSTEM | 05/20 | AMERICAN SOCIETY OF MECHANICAL ENGINEERS | ASME | ASME B16.18 | Cast Copper Alloy Solder Joint Pressure Fittings | 2021
8908 | 23 52 30.01 10 | CENTRAL COAL-FIRED STEAM-GENERATING SYSTEM | 05/20 | AMERICAN SOCIETY OF MECHANICAL ENGINEERS | ASME | ASME B16.21 | Nonmetallic Flat Gaskets for Pipe Flanges | 2021
8909 | 23 52 30.01 10 | CENTRAL COAL-FIRED STEAM-GENERATING SYSTEM | 05/20 | AMERICAN SOCIETY OF MECHANICAL ENGINEERS | ASME | ASME B16.26 | Standard for Cast Copper Alloy Fittings for Flared Copper Tubes | 2018
8910 | 23 52 30.01 10 | CENTRAL COAL-FIRED STEAM-GENERATING SYSTEM | 05/20 | AMERICAN SOCIETY OF MECHANICAL ENGINEERS | ASME | ASME B16.34 | Valves - Flanged, Threaded and Welding End | 2021
8911 | 23 52 30.01 10 | CENTRAL COAL-FIRED STEAM-GENERATING SYSTEM | 05/20 | AMERICAN SOCIETY OF MECHANICAL ENGINEERS | ASME | ASME B16.39 | Standard for Malleable Iron Threaded Pipe Unions; Classes 150, 250, and 300 | 2020
8912 | 23 52 30.01 10 | CENTRAL COAL-FIRED STEAM-GENERATING SYSTEM | 05/20 | AMERICAN SOCIETY OF MECHANICAL ENGINEERS | ASME | ASME B31.1 | Power Piping | 2022
8913 | 23 52 30.01 10 | CENTRAL COAL-FIRED STEAM-GENERATING SYSTEM | 05/20 | AMERICAN SOCIETY OF MECHANICAL ENGINEERS | ASME | ASME BPVC SEC I | BPVC Section I-Rules for Construction of Power Boilers | 2017
8914 | 23 52 30.01 10 | CENTRAL COAL-FIRED STEAM-GENERATING SYSTEM | 05/20 | AMERICAN SOCIETY OF MECHANICAL ENGINEERS | ASME | ASME BPVC SEC IX | BPVC Section IX-Welding, Brazing and Fusing Qualifications | 2017; Errata 2018
8915 | 23 52 30.01 10 | CENTRAL COAL-FIRED STEAM-GENERATING SYSTEM | 05/20 | AMERICAN SOCIETY OF MECHANICAL ENGINEERS | ASME | ASME BPVC SEC VIII D1 | BPVC Section VIII-Rules for Construction of Pressure Vessels Division 1 | 2019
8916 | 23 52 30.01 10 | CENTRAL COAL-FIRED STEAM-GENERATING SYSTEM | 05/20 | AMERICAN SOCIETY OF MECHANICAL ENGINEERS | ASME | ASME CSD-1 | Control and Safety Devices for Automatically Fired Boilers | 2021
8917 | 23 52 30.01 10 | CENTRAL COAL-FIRED STEAM-GENERATING SYSTEM | 05/20 | AMERICAN SOCIETY OF MECHANICAL ENGINEERS | ASME | ASME PTC 4 | Fired Steam Generators | 2013; R 2023
8918 | 23 52 30.01 10 | CENTRAL COAL-FIRED STEAM-GENERATING SYSTEM | 05/20 | AMERICAN SOCIETY OF MECHANICAL ENGINEERS | ASME | ASME PTC 10 | Performance Test Code on Compressors and Exhausters | 2022
8919 | 23 52 30.01 10 | CENTRAL COAL-FIRED STEAM-GENERATING SYSTEM | 05/20 | AMERICAN SOCIETY OF MECHANICAL ENGINEERS | ASME | ASME PTC 19.11 | Steam and Water Sampling, Conditioning, and Analysis in the Power Cycle | 2008; R 2013
8920 | 23 52 30.01 10 | CENTRAL COAL-FIRED STEAM-GENERATING SYSTEM | 05/20 | AMERICAN WATER WORKS ASSOCIATION | AWWA | AWWA C203 | Coal-Tar Protective Coatings and Linings for Steel Water Pipelines - Enamel and Tape - Hot-Applied | 2020
8921 | 23 52 30.01 10 | CENTRAL COAL-FIRED STEAM-GENERATING SYSTEM | 05/20 | AMERICAN WATER WORKS ASSOCIATION | AWWA | AWWA C213 | Fusion-Bonded Epoxy Coatings and Linings for Steel Water Pipe and Fittings | 2022
8922 | 23 52 30.01 10 | CENTRAL COAL-FIRED STEAM-GENERATING SYSTEM | 05/20 | AMERICAN WATER WORKS ASSOCIATION | AWWA | AWWA C700 | Cold-Water Meters - Displacement Type, Metal Alloy Main Case | 2020
8923 | 23 52 30.01 10 | CENTRAL COAL-FIRED STEAM-GENERATING SYSTEM | 05/20 | ASTM INTERNATIONAL | ASTM | ASTM A36/A36M | Standard Specification for Carbon Structural Steel | 2019
8924 | 23 52 30.01 10 | CENTRAL COAL-FIRED STEAM-GENERATING SYSTEM | 05/20 | ASTM INTERNATIONAL | ASTM | ASTM A53/A53M | Standard Specification for Pipe, Steel, Black and Hot-Dipped, Zinc-Coated, Welded and Seamless | 2024
8925 | 23 52 30.01 10 | CENTRAL COAL-FIRED STEAM-GENERATING SYSTEM | 05/20 | ASTM INTERNATIONAL | ASTM | ASTM A106/A106M | Standard Specification for Seamless Carbon Steel Pipe for High-Temperature Service | 2019a
8926 | 23 52 30.01 10 | CENTRAL COAL-FIRED STEAM-GENERATING SYSTEM | 05/20 | ASTM INTERNATIONAL | ASTM | ASTM A167 | Standard Specification for Stainless and Heat-Resisting Chromium-Nickel Steel Plate, Sheet, and Strip | 2011
8927 | 23 52 30.01 10 | CENTRAL COAL-FIRED STEAM-GENERATING SYSTEM | 05/20 | ASTM INTERNATIONAL | ASTM | ASTM A179/A179M | Standard Specification for Seamless Cold-Drawn Low-Carbon Steel Heat-Exchanger and Condenser Tubes | 2024
8928 | 23 52 30.01 10 | CENTRAL COAL-FIRED STEAM-GENERATING SYSTEM | 05/20 | ASTM INTERNATIONAL | ASTM | ASTM A242/A242M | Standard Specification for High-Strength Low-Alloy Structural Steel | 2024
8929 | 23 52 30.01 10 | CENTRAL COAL-FIRED STEAM-GENERATING SYSTEM | 05/20 | ASTM INTERNATIONAL | ASTM | ASTM A249/A249M | Standard Specification for Welded Austenitic Steel Boiler, Superheater, Heat-Exchanger, and Condenser Tubes | 2024a
8930 | 23 52 30.01 10 | CENTRAL COAL-FIRED STEAM-GENERATING SYSTEM | 05/20 | ASTM INTERNATIONAL | ASTM | ASTM A285/A285M | Standard Specification for Pressure Vessel Plates, Carbon Steel, Low- and Intermediate-Tensile Strength | 2017
8931 | 23 52 30.01 10 | CENTRAL COAL-FIRED STEAM-GENERATING SYSTEM | 05/20 | ASTM INTERNATIONAL | ASTM | ASTM A350/A350M | Standard Specification for Carbon and Low-Alloy Steel Forgings, Requiring Notch Toughness Testing for Piping Components | 2023
8932 | 23 52 30.01 10 | CENTRAL COAL-FIRED STEAM-GENERATING SYSTEM | 05/20 | ASTM INTERNATIONAL | ASTM | ASTM A514/A514M | Standard Specification for High-Yield-Strength, Quenched and Tempered Alloy Steel Plate, Suitable for Welding | 2022
8933 | 23 52 30.01 10 | CENTRAL COAL-FIRED STEAM-GENERATING SYSTEM | 05/20 | ASTM INTERNATIONAL | ASTM | ASTM A516/A516M | Standard Specification for Pressure Vessel Plates, Carbon Steel, for Moderate- and Lower-Temperature Service | 2017
8934 | 23 52 30.01 10 | CENTRAL COAL-FIRED STEAM-GENERATING SYSTEM | 05/20 | ASTM INTERNATIONAL | ASTM | ASTM A568/A568M | Standard Specification for Steel, Sheet, Carbon, Structural, and High-Strength, Low-Alloy, Hot-Rolled and Cold-Rolled, General Requirements for | 2019a
8935 | 23 52 30.01 10 | CENTRAL COAL-FIRED STEAM-GENERATING SYSTEM | 05/20 | ASTM INTERNATIONAL | ASTM | ASTM A653/A653M | Standard Specification for Steel Sheet, Zinc-Coated (Galvanized) or Zinc-Iron Alloy-Coated (Galvannealed) by the Hot-Dip Process | 2023
8936 | 23 52 30.01 10 | CENTRAL COAL-FIRED STEAM-GENERATING SYSTEM | 05/20 | ASTM INTERNATIONAL | ASTM | ASTM A659/A659M | Standard Specification for Commercial Steel (CS), Sheet and Strip, Carbon (0.16 Maximum to 0.25 Maximum Percent), Hot-Rolled | 2012; R 2017
8937 | 23 52 30.01 10 | CENTRAL COAL-FIRED STEAM-GENERATING SYSTEM | 05/20 | ASTM INTERNATIONAL | ASTM | ASTM A688/A688M | Standard Specification for Welded Austenitic Stainless Steel Feedwater Heater Tubes | 2024
8938 | 23 52 30.01 10 | CENTRAL COAL-FIRED STEAM-GENERATING SYSTEM | 05/20 | ASTM INTERNATIONAL | ASTM | ASTM A733 | Standard Specification for Welded and Seamless Carbon Steel and Austenitic Stainless Steel Pipe Nipples | 2016; R 2022
8939 | 23 52 30.01 10 | CENTRAL COAL-FIRED STEAM-GENERATING SYSTEM | 05/20 | ASTM INTERNATIONAL | ASTM | ASTM B42 | Standard Specification for Seamless Copper Pipe, Standard Sizes | 2020
8940 | 23 52 30.01 10 | CENTRAL COAL-FIRED STEAM-GENERATING SYSTEM | 05/20 | ASTM INTERNATIONAL | ASTM | ASTM B68/B68M | Standard Specification for Seamless Copper Tube, Bright Annealed (Metric) | 2011
8941 | 23 52 30.01 10 | CENTRAL COAL-FIRED STEAM-GENERATING SYSTEM | 05/20 | ASTM INTERNATIONAL | ASTM | ASTM B88 | Standard Specification for Seamless Copper Water Tube | 2022
8942 | 23 52 30.01 10 | CENTRAL COAL-FIRED STEAM-GENERATING SYSTEM | 05/20 | ASTM INTERNATIONAL | ASTM | ASTM B88M | Standard Specification for Seamless Copper Water Tube (Metric) | 2020
8943 | 23 52 30.01 10 | CENTRAL COAL-FIRED STEAM-GENERATING SYSTEM | 05/20 | ASTM INTERNATIONAL | ASTM | ASTM B111/B111M | Standard Specification for Copper and Copper-Alloy Seamless Condenser Tubes and Ferrule Stock | 2018
8944 | 23 52 30.01 10 | CENTRAL COAL-FIRED STEAM-GENERATING SYSTEM | 05/20 | ASTM INTERNATIONAL | ASTM | ASTM C27 | Fireclay and High-Alumina Refractory Brick | 1998; R 2022
8945 | 23 52 30.01 10 | CENTRAL COAL-FIRED STEAM-GENERATING SYSTEM | 05/20 | ASTM INTERNATIONAL | ASTM | ASTM C62 | Standard Specification for Building Brick (Solid Masonry Units Made from Clay or Shale) | 2023
8946 | 23 52 30.01 10 | CENTRAL COAL-FIRED STEAM-GENERATING SYSTEM | 05/20 | ASTM INTERNATIONAL | ASTM | ASTM C155 | Standard Specification for Insulating Firebrick | 1997; R 2022
8947 | 23 52 30.01 10 | CENTRAL COAL-FIRED STEAM-GENERATING SYSTEM | 05/20 | ASTM INTERNATIONAL | ASTM | ASTM C401 | Alumina and Alumina-Silicate Castable Refractories | 2012; R 2022
8948 | 23 52 30.01 10 | CENTRAL COAL-FIRED STEAM-GENERATING SYSTEM | 05/20 | ASTM INTERNATIONAL | ASTM | ASTM D888 | Dissolved Oxygen in Water | 2012; E 2013
8949 | 23 52 30.01 10 | CENTRAL COAL-FIRED STEAM-GENERATING SYSTEM | 05/20 | ASTM INTERNATIONAL | ASTM | ASTM D1066 | Standard Practice for Sampling Steam | 2018; E 2018
8950 | 23 52 30.01 10 | CENTRAL COAL-FIRED STEAM-GENERATING SYSTEM | 05/20 | ASTM INTERNATIONAL | ASTM | ASTM F1139 | Steam Traps and Drains | 1988; R 2019
8951 | 23 52 30.01 10 | CENTRAL COAL-FIRED STEAM-GENERATING SYSTEM | 05/20 | ASTM INTERNATIONAL | ASTM | ASTM G21 | Standard Practice for Determining Resistance of Synthetic Polymeric Materials to Fungi | 2015; R 2021; E 2021
8952 | 23 52 30.01 10 | CENTRAL COAL-FIRED STEAM-GENERATING SYSTEM | 05/20 | COMPRESSED AIR AND GAS INSTITUTE | CAGI | CAGI B19.1 | Safety Standard for Compressor Systems | 2010
8953 | 23 52 30.01 10 | CENTRAL COAL-FIRED STEAM-GENERATING SYSTEM | 05/20 | CONVEYOR EQUIPMENT MANUFACTURERS ASSOCIATION | CEMA | CEMA B105.1 | Welded Steel Conveyor Pulleys | 2015
8954 | 23 52 30.01 10 | CENTRAL COAL-FIRED STEAM-GENERATING SYSTEM | 05/20 | CONVEYOR EQUIPMENT MANUFACTURERS ASSOCIATION | CEMA | CEMA Belt Book | Belt Conveyors for Bulk Materials | 2014; Errata 2016; Tech Statement 1 2016
8955 | 23 52 30.01 10 | CENTRAL COAL-FIRED STEAM-GENERATING SYSTEM | 05/20 | EXPANSION JOINT MANUFACTURERS ASSOCIATION | EJMA | EJMA Stds | (10th Ed) EJMA Standards | 2015
8956 | 23 52 30.01 10 | CENTRAL COAL-FIRED STEAM-GENERATING SYSTEM | 05/20 | HEAT EXCHANGE INSTITUTE | HEI | HEI 2622 | Standards for Closed Feedwater Heaters; 8th Edition | 2009
8957 | 23 52 30.01 10 | CENTRAL COAL-FIRED STEAM-GENERATING SYSTEM | 05/20 | HEAT EXCHANGE INSTITUTE | HEI | HEI 2623 | Standards for Power Plant Heat Exchangers | 2004
8958 | 23 52 30.01 10 | CENTRAL COAL-FIRED STEAM-GENERATING SYSTEM | 05/20 | HYDRONICS INSTITUTE DIVISION OF AHRI | HYI | HYI-005 | I=B=R Ratings for Boilers, Baseboard Radiation and Finned Tube (Commercial) | 2008
8959 | 23 52 30.01 10 | CENTRAL COAL-FIRED STEAM-GENERATING SYSTEM | 05/20 | INSTITUTE OF ELECTRICAL AND ELECTRONICS ENGINEERS | IEEE | IEEE C37.90 | Standard for Relays and Relay Systems Associated With Electric Power Apparatus | 2005; R 2011
8960 | 23 52 30.01 10 | CENTRAL COAL-FIRED STEAM-GENERATING SYSTEM | 05/20 | MANUFACTURERS STANDARDIZATION SOCIETY OF THE VALVE AND FITTINGS INDUSTRY | MSS | MSS SP-58 | Pipe Hangers and Supports - Materials, Design and Manufacture, Selection, Application, and Installation | 2018
8961 | 23 52 30.01 10 | CENTRAL COAL-FIRED STEAM-GENERATING SYSTEM | 05/20 | MANUFACTURERS STANDARDIZATION SOCIETY OF THE VALVE AND FITTINGS INDUSTRY | MSS | MSS SP-70 | Gray Iron Gate Valves, Flanged and Threaded Ends | 2011
8962 | 23 52 30.01 10 | CENTRAL COAL-FIRED STEAM-GENERATING SYSTEM | 05/20 | MANUFACTURERS STANDARDIZATION SOCIETY OF THE VALVE AND FITTINGS INDUSTRY | MSS | MSS SP-71 | Gray Iron Swing Check Valves, Flanged and Threaded Ends | 2018
8963 | 23 52 30.01 10 | CENTRAL COAL-FIRED STEAM-GENERATING SYSTEM | 05/20 | MANUFACTURERS STANDARDIZATION SOCIETY OF THE VALVE AND FITTINGS INDUSTRY | MSS | MSS SP-80 | Bronze Gate, Globe, Angle and Check Valves | 2019
8964 | 23 52 30.01 10 | CENTRAL COAL-FIRED STEAM-GENERATING SYSTEM | 05/20 | MANUFACTURERS STANDARDIZATION SOCIETY OF THE VALVE AND FITTINGS INDUSTRY | MSS | MSS SP-85 | Gray Iron Globe & Angle Valves Flanged and Threaded Ends | 2011
8965 | 23 52 30.01 10 | CENTRAL COAL-FIRED STEAM-GENERATING SYSTEM | 05/20 | NACE INTERNATIONAL | NACE | NACE SP0185 | Extruded Polyolefin Resin Coating Systems with Soft Adhesives for Underground or Submerged Pipe | 2024
8966 | 23 52 30.01 10 | CENTRAL COAL-FIRED STEAM-GENERATING SYSTEM | 05/20 | NATIONAL BOARD OF BOILER AND PRESSURE VESSEL INSPECTORS | NBBI | NBBI NB-23 PART 1 | National Board Inspection Code - Part 1 Installation | 2013
8967 | 23 52 30.01 10 | CENTRAL COAL-FIRED STEAM-GENERATING SYSTEM | 05/20 | NATIONAL ELECTRICAL MANUFACTURERS ASSOCIATION | NEMA | NEMA ICS 1 | Standard for Industrial Control and Systems: General Requirements | 2022
8968 | 23 52 30.01 10 | CENTRAL COAL-FIRED STEAM-GENERATING SYSTEM | 05/20 | NATIONAL ELECTRICAL MANUFACTURERS ASSOCIATION | NEMA | NEMA MG 1 | Motors and Generators | 2021
8969 | 23 52 30.01 10 | CENTRAL COAL-FIRED STEAM-GENERATING SYSTEM | 05/20 | NATIONAL ELECTRICAL MANUFACTURERS ASSOCIATION | NEMA | NEMA SM 23 | Steam Turbines for Mechanical Drive Service | 1991; R 2002
8970 | 23 52 30.01 10 | CENTRAL COAL-FIRED STEAM-GENERATING SYSTEM | 05/20 | NATIONAL FIRE PROTECTION ASSOCIATION | NFPA | NFPA 70 | National Electrical Code | 2023
8971 | 23 52 30.01 10 | CENTRAL COAL-FIRED STEAM-GENERATING SYSTEM | 05/20 | NATIONAL FIRE PROTECTION ASSOCIATION | NFPA | NFPA 85 | Boiler and Combustion Systems Hazards Code | 2023
8972 | 23 52 30.01 10 | CENTRAL COAL-FIRED STEAM-GENERATING SYSTEM | 05/20 | NATIONAL FIRE PROTECTION ASSOCIATION | NFPA | NFPA 329 | Recommended Practice for Handling Releases of Flammable and Combustible Liquids and Gases | 2015
8973 | 23 52 30.01 10 | CENTRAL COAL-FIRED STEAM-GENERATING SYSTEM | 05/20 | NATIONAL INSTITUTE OF STANDARDS AND TECHNOLOGY | NIST | NIST HB 44 | Specifications, Tolerances, and Other Technical Requirements for Weighing and Measuring Devices | 2018
8974 | 23 52 30.01 10 | CENTRAL COAL-FIRED STEAM-GENERATING SYSTEM | 05/20 | RUBBER MANUFACTURERS ASSOCIATION | RMA | RMA IP-1 | Conveyor and Elevator Belt Handbook; 3rd Edition | 2011
8975 | 23 52 30.01 10 | CENTRAL COAL-FIRED STEAM-GENERATING SYSTEM | 05/20 | SOCIETY FOR PROTECTIVE COATINGS | SSPC | SSPC Paint 16 | Coal Tar Epoxy-Polyamide Black (or Dark Red) Paint | 2023
8976 | 23 52 30.01 10 | CENTRAL COAL-FIRED STEAM-GENERATING SYSTEM | 05/20 | SOCIETY FOR PROTECTIVE COATINGS | SSPC | SSPC SP 6/NACE No.3 | Commercial Blast Cleaning | 2007
8977 | 23 52 30.01 10 | CENTRAL COAL-FIRED STEAM-GENERATING SYSTEM | 05/20 | U.S. DEPARTMENT OF DEFENSE | DOD | UFC 3-301-01 | Structural Engineering | 2023; with Change 1, 2023
8978 | 23 52 30.01 10 | CENTRAL COAL-FIRED STEAM-GENERATING SYSTEM | 05/20 | U.S. NATIONAL ARCHIVES AND RECORDS ADMINISTRATION | NARA | 30 CFR 1 | Mine Safety and Health Administration; Establishment and Use of Official Emblem
8979 | 23 52 30.01 10 | CENTRAL COAL-FIRED STEAM-GENERATING SYSTEM | 05/20 | UNDERWRITERS LABORATORIES | UL | UL 296 | UL Standard for Safety Oil Burners | 2017; Reprint Nov 2022
8980 | 23 52 30.01 10 | CENTRAL COAL-FIRED STEAM-GENERATING SYSTEM | 05/20 | UNDERWRITERS LABORATORIES | UL | UL 726 | Oil-Fired Boiler Assemblies | 1995; Reprint Oct 2023
8981 | 23 52 30.01 10 | CENTRAL COAL-FIRED STEAM-GENERATING SYSTEM | 05/20 | UNDERWRITERS LABORATORIES | UL | UL 795 | UL Standard for Safety Commercial-Industrial Gas Heating Equipment | 2016; Reprint May 2022
8982 | 23 52 30.02 10 | CENTRAL STEAM GENERATING SYSTEM - COMBINATION GAS AND OIL FIRED | 05/20 | AMERICAN PETROLEUM INSTITUTE | API | API Spec 5L | Line Pipe | 2018; 46th Ed; ERTA 2018
8983 | 23 52 30.02 10 | CENTRAL STEAM GENERATING SYSTEM - COMBINATION GAS AND OIL FIRED | 05/20 | AMERICAN PETROLEUM INSTITUTE | API | API Spec 15LR | Specification for Low Pressure Fiberglass Line Pipe | 2001; R 2018
8984 | 23 52 30.02 10 | CENTRAL STEAM GENERATING SYSTEM - COMBINATION GAS AND OIL FIRED | 05/20 | AMERICAN SOCIETY OF MECHANICAL ENGINEERS | ASME | ASME B1.20.1 | Pipe Threads, General Purpose (Inch) | 2013; R 2018
8985 | 23 52 30.02 10 | CENTRAL STEAM GENERATING SYSTEM - COMBINATION GAS AND OIL FIRED | 05/20 | AMERICAN SOCIETY OF MECHANICAL ENGINEERS | ASME | ASME B1.20.2M | Pipe Threads, 60 Deg. General Purpose (Metric) | 2006; R 2011
8986 | 23 52 30.02 10 | CENTRAL STEAM GENERATING SYSTEM - COMBINATION GAS AND OIL FIRED | 05/20 | AMERICAN SOCIETY OF MECHANICAL ENGINEERS | ASME | ASME B16.3 | Malleable Iron Threaded Fittings, Classes 150 and 300 | 2021
8987 | 23 52 30.02 10 | CENTRAL STEAM GENERATING SYSTEM - COMBINATION GAS AND OIL FIRED | 05/20 | AMERICAN SOCIETY OF MECHANICAL ENGINEERS | ASME | ASME B16.5 | Pipe Flanges and Flanged Fittings NPS 1/2 Through NPS 24 Metric/Inch Standard | 2020
8988 | 23 52 30.02 10 | CENTRAL STEAM GENERATING SYSTEM - COMBINATION GAS AND OIL FIRED | 05/20 | AMERICAN SOCIETY OF MECHANICAL ENGINEERS | ASME | ASME B16.9 | Factory-Made Wrought Buttwelding Fittings | 2018
8989 | 23 52 30.02 10 | CENTRAL STEAM GENERATING SYSTEM - COMBINATION GAS AND OIL FIRED | 05/20 | AMERICAN SOCIETY OF MECHANICAL ENGINEERS | ASME | ASME B16.11 | Forged Fittings, Socket-Welding and Threaded | 2022
8990 | 23 52 30.02 10 | CENTRAL STEAM GENERATING SYSTEM - COMBINATION GAS AND OIL FIRED | 05/20 | AMERICAN SOCIETY OF MECHANICAL ENGINEERS | ASME | ASME B16.18 | Cast Copper Alloy Solder Joint Pressure Fittings | 2021
8991 | 23 52 30.02 10 | CENTRAL STEAM GENERATING SYSTEM - COMBINATION GAS AND OIL FIRED | 05/20 | AMERICAN SOCIETY OF MECHANICAL ENGINEERS | ASME | ASME B16.21 | Nonmetallic Flat Gaskets for Pipe Flanges | 2021
8992 | 23 52 30.02 10 | CENTRAL STEAM GENERATING SYSTEM - COMBINATION GAS AND OIL FIRED | 05/20 | AMERICAN SOCIETY OF MECHANICAL ENGINEERS | ASME | ASME B16.26 | Standard for Cast Copper Alloy Fittings for Flared Copper Tubes | 2018
8993 | 23 52 30.02 10 | CENTRAL STEAM GENERATING SYSTEM - COMBINATION GAS AND OIL FIRED | 05/20 | AMERICAN SOCIETY OF MECHANICAL ENGINEERS | ASME | ASME B16.39 | Standard for Malleable Iron Threaded Pipe Unions; Classes 150, 250, and 300 | 2020
8994 | 23 52 30.02 10 | CENTRAL STEAM GENERATING SYSTEM - COMBINATION GAS AND OIL FIRED | 05/20 | AMERICAN SOCIETY OF MECHANICAL ENGINEERS | ASME | ASME B31.1 | Power Piping | 2022
8995 | 23 52 30.02 10 | CENTRAL STEAM GENERATING SYSTEM - COMBINATION GAS AND OIL FIRED | 05/20 | AMERICAN SOCIETY OF MECHANICAL ENGINEERS | ASME | ASME B40.100 | Pressure Gauges and Gauge Attachments | 2022
8996 | 23 52 30.02 10 | CENTRAL STEAM GENERATING SYSTEM - COMBINATION GAS AND OIL FIRED | 05/20 | AMERICAN SOCIETY OF MECHANICAL ENGINEERS | ASME | ASME BPVC SEC I | BPVC Section I-Rules for Construction of Power Boilers | 2017
8997 | 23 52 30.02 10 | CENTRAL STEAM GENERATING SYSTEM - COMBINATION GAS AND OIL FIRED | 05/20 | AMERICAN SOCIETY OF MECHANICAL ENGINEERS | ASME | ASME BPVC SEC II-C | BPVC Section II-Materials Part C-Specifications for Welding Rods Electrodes and Filler Metals | 2017
8998 | 23 52 30.02 10 | CENTRAL STEAM GENERATING SYSTEM - COMBINATION GAS AND OIL FIRED | 05/20 | AMERICAN SOCIETY OF MECHANICAL ENGINEERS | ASME | ASME BPVC SEC IX | BPVC Section IX-Welding, Brazing and Fusing Qualifications | 2017; Errata 2018
8999 | 23 52 30.02 10 | CENTRAL STEAM GENERATING SYSTEM - COMBINATION GAS AND OIL FIRED | 05/20 | AMERICAN SOCIETY OF MECHANICAL ENGINEERS | ASME | ASME BPVC SEC VIII D1 | BPVC Section VIII-Rules for Construction of Pressure Vessels Division 1 | 2019
9000 | 23 52 30.02 10 | CENTRAL STEAM GENERATING SYSTEM - COMBINATION GAS AND OIL FIRED | 05/20 | AMERICAN SOCIETY OF MECHANICAL ENGINEERS | ASME | ASME CSD-1 | Control and Safety Devices for Automatically Fired Boilers | 2021
9001 | 23 52 30.02 10 | CENTRAL STEAM GENERATING SYSTEM - COMBINATION GAS AND OIL FIRED | 05/20 | AMERICAN SOCIETY OF MECHANICAL ENGINEERS | ASME | ASME PTC 4 | Fired Steam Generators | 2013; R 2023
9002 | 23 52 30.02 10 | CENTRAL STEAM GENERATING SYSTEM - COMBINATION GAS AND OIL FIRED | 05/20 | AMERICAN SOCIETY OF MECHANICAL ENGINEERS | ASME | ASME PTC 12.3 | Performance Test Code on Deaerators | 1997; R 2014
9003 | 23 52 30.02 10 | CENTRAL STEAM GENERATING SYSTEM - COMBINATION GAS AND OIL FIRED | 05/20 | AMERICAN SOCIETY OF MECHANICAL ENGINEERS | ASME | ASME PTC 19.3 TW | Thermowells Performance Test Codes | 2016
9004 | 23 52 30.02 10 | CENTRAL STEAM GENERATING SYSTEM - COMBINATION GAS AND OIL FIRED | 05/20 | AMERICAN SOCIETY OF MECHANICAL ENGINEERS | ASME | ASME PTC 19.11 | Steam and Water Sampling, Conditioning, and Analysis in the Power Cycle | 2008; R 2013
9005 | 23 52 30.02 10 | CENTRAL STEAM GENERATING SYSTEM - COMBINATION GAS AND OIL FIRED | 05/20 | AMERICAN SOCIETY OF MECHANICAL ENGINEERS | ASME | ASME PTC 25 | Pressure Relief Devices | 2023
9006 | 23 52 30.02 10 | CENTRAL STEAM GENERATING SYSTEM - COMBINATION GAS AND OIL FIRED | 05/20 | AMERICAN WATER WORKS ASSOCIATION | AWWA | AWWA C203 | Coal-Tar Protective Coatings and Linings for Steel Water Pipelines - Enamel and Tape - Hot-Applied | 2020
9007 | 23 52 30.02 10 | CENTRAL STEAM GENERATING SYSTEM - COMBINATION GAS AND OIL FIRED | 05/20 | AMERICAN WATER WORKS ASSOCIATION | AWWA | AWWA C700 | Cold-Water Meters - Displacement Type, Metal Alloy Main Case | 2020
9008 | 23 52 30.02 10 | CENTRAL STEAM GENERATING SYSTEM - COMBINATION GAS AND OIL FIRED | 05/20 | AMERICAN WELDING SOCIETY | AWS | AWS D1.1/D1.1M | Structural Welding Code - Steel | 2020; Errata 1 2021
9009 | 23 52 30.02 10 | CENTRAL STEAM GENERATING SYSTEM - COMBINATION GAS AND OIL FIRED | 05/20 | ASTM INTERNATIONAL | ASTM | ASTM A36/A36M | Standard Specification for Carbon Structural Steel | 2019
9010 | 23 52 30.02 10 | CENTRAL STEAM GENERATING SYSTEM - COMBINATION GAS AND OIL FIRED | 05/20 | ASTM INTERNATIONAL | ASTM | ASTM A48/A48M | Standard Specification for Gray Iron Castings | 2022
9011 | 23 52 30.02 10 | CENTRAL STEAM GENERATING SYSTEM - COMBINATION GAS AND OIL FIRED | 05/20 | ASTM INTERNATIONAL | ASTM | ASTM A53/A53M | Standard Specification for Pipe, Steel, Black and Hot-Dipped, Zinc-Coated, Welded and Seamless | 2024
9012 | 23 52 30.02 10 | CENTRAL STEAM GENERATING SYSTEM - COMBINATION GAS AND OIL FIRED | 05/20 | ASTM INTERNATIONAL | ASTM | ASTM A106/A106M | Standard Specification for Seamless Carbon Steel Pipe for High-Temperature Service | 2019a
9013 | 23 52 30.02 10 | CENTRAL STEAM GENERATING SYSTEM - COMBINATION GAS AND OIL FIRED | 05/20 | ASTM INTERNATIONAL | ASTM | ASTM A126 | Standard Specification for Gray Iron Castings for Valves, Flanges, and Pipe Fittings | 2004; R 2023
9014 | 23 52 30.02 10 | CENTRAL STEAM GENERATING SYSTEM - COMBINATION GAS AND OIL FIRED | 05/20 | ASTM INTERNATIONAL | ASTM | ASTM A216/A216M | Standard Specification for Steel Castings, Carbon, Suitable for Fusion Welding, for High-Temperature Service | 2021
9015 | 23 52 30.02 10 | CENTRAL STEAM GENERATING SYSTEM - COMBINATION GAS AND OIL FIRED | 05/20 | ASTM INTERNATIONAL | ASTM | ASTM A240/A240M | Standard Specification for Chromium and Chromium-Nickel Stainless Steel Plate, Sheet, and Strip for Pressure Vessels and for General Applications | 2024
9016 | 23 52 30.02 10 | CENTRAL STEAM GENERATING SYSTEM - COMBINATION GAS AND OIL FIRED | 05/20 | ASTM INTERNATIONAL | ASTM | ASTM A269/A269M | Standard Specification for Seamless and Welded Austenitic Stainless Steel Tubing for General Service | 2024
9017 | 23 52 30.02 10 | CENTRAL STEAM GENERATING SYSTEM - COMBINATION GAS AND OIL FIRED | 05/20 | ASTM INTERNATIONAL | ASTM | ASTM A276/A276M | Standard Specification for Stainless Steel Bars and Shapes | 2024
9018 | 23 52 30.02 10 | CENTRAL STEAM GENERATING SYSTEM - COMBINATION GAS AND OIL FIRED | 05/20 | ASTM INTERNATIONAL | ASTM | ASTM A278/A278M | Standard Specification for Gray Iron Castings for Pressure-Containing Parts for Temperatures Up to 650 degrees F (350 degrees C) | 2001; R 2020
9019 | 23 52 30.02 10 | CENTRAL STEAM GENERATING SYSTEM - COMBINATION GAS AND OIL FIRED | 05/20 | ASTM INTERNATIONAL | ASTM | ASTM A290/A290M | Standard Specification for Carbon and Alloy Steel Forgings for Rings for Reduction Gears | 2016; R 2021
9020 | 23 52 30.02 10 | CENTRAL STEAM GENERATING SYSTEM - COMBINATION GAS AND OIL FIRED | 05/20 | ASTM INTERNATIONAL | ASTM | ASTM A395/A395M | Standard Specification for Ferritic Ductile Iron Pressure-Retaining Castings for Use at Elevated Temperatures | 1999; R 2022
9021 | 23 52 30.02 10 | CENTRAL STEAM GENERATING SYSTEM - COMBINATION GAS AND OIL FIRED | 05/20 | ASTM INTERNATIONAL | ASTM | ASTM A516/A516M | Standard Specification for Pressure Vessel Plates, Carbon Steel, for Moderate- and Lower-Temperature Service | 2017
9022 | 23 52 30.02 10 | CENTRAL STEAM GENERATING SYSTEM - COMBINATION GAS AND OIL FIRED | 05/20 | ASTM INTERNATIONAL | ASTM | ASTM A536 | Standard Specification for Ductile Iron Castings | 1984; R 2019; E 2019
9023 | 23 52 30.02 10 | CENTRAL STEAM GENERATING SYSTEM - COMBINATION GAS AND OIL FIRED | 05/20 | ASTM INTERNATIONAL | ASTM | ASTM A582/A582M | Standard Specification for Free-Machining Stainless Steel Bars | 2022
9024 | 23 52 30.02 10 | CENTRAL STEAM GENERATING SYSTEM - COMBINATION GAS AND OIL FIRED | 05/20 | ASTM INTERNATIONAL | ASTM | ASTM A653/A653M | Standard Specification for Steel Sheet, Zinc-Coated (Galvanized) or Zinc-Iron Alloy-Coated (Galvannealed) by the Hot-Dip Process | 2023
9025 | 23 52 30.02 10 | CENTRAL STEAM GENERATING SYSTEM - COMBINATION GAS AND OIL FIRED | 05/20 | ASTM INTERNATIONAL | ASTM | ASTM A733 | Standard Specification for Welded and Seamless Carbon Steel and Austenitic Stainless Steel Pipe Nipples | 2016; R 2022
9026 | 23 52 30.02 10 | CENTRAL STEAM GENERATING SYSTEM - COMBINATION GAS AND OIL FIRED | 05/20 | ASTM INTERNATIONAL | ASTM | ASTM A743/A743M | Standard Specification for Castings, Iron-Chromium, Iron-Chromium-Nickel, Corrosion Resistant, for General Application | 2021
9027 | 23 52 30.02 10 | CENTRAL STEAM GENERATING SYSTEM - COMBINATION GAS AND OIL FIRED | 05/20 | ASTM INTERNATIONAL | ASTM | ASTM B68/B68M | Standard Specification for Seamless Copper Tube, Bright Annealed (Metric) | 2011
9028 | 23 52 30.02 10 | CENTRAL STEAM GENERATING SYSTEM - COMBINATION GAS AND OIL FIRED | 05/20 | ASTM INTERNATIONAL | ASTM | ASTM B88 | Standard Specification for Seamless Copper Water Tube | 2022
9029 | 23 52 30.02 10 | CENTRAL STEAM GENERATING SYSTEM - COMBINATION GAS AND OIL FIRED | 05/20 | ASTM INTERNATIONAL | ASTM | ASTM B88M | Standard Specification for Seamless Copper Water Tube (Metric) | 2020
9030 | 23 52 30.02 10 | CENTRAL STEAM GENERATING SYSTEM - COMBINATION GAS AND OIL FIRED | 05/20 | ASTM INTERNATIONAL | ASTM | ASTM C34 | Standard Specification for Structural Clay Loadbearing Wall Tile | 2023
9031 | 23 52 30.02 10 | CENTRAL STEAM GENERATING SYSTEM - COMBINATION GAS AND OIL FIRED | 05/20 | ASTM INTERNATIONAL | ASTM | ASTM C62 | Standard Specification for Building Brick (Solid Masonry Units Made from Clay or Shale) | 2023
9032 | 23 52 30.02 10 | CENTRAL STEAM GENERATING SYSTEM - COMBINATION GAS AND OIL FIRED | 05/20 | ASTM INTERNATIONAL | ASTM | ASTM C155 | Standard Specification for Insulating Firebrick | 1997; R 2022
9033 | 23 52 30.02 10 | CENTRAL STEAM GENERATING SYSTEM - COMBINATION GAS AND OIL FIRED | 05/20 | ASTM INTERNATIONAL | ASTM | ASTM C700 | Standard Specification for Vitrified Clay Pipe, Extra Strength, Standard Strength, and Perforated | 2018; R 2022
9034 | 23 52 30.02 10 | CENTRAL STEAM GENERATING SYSTEM - COMBINATION GAS AND OIL FIRED | 05/20 | ASTM INTERNATIONAL | ASTM | ASTM D888 | Dissolved Oxygen in Water | 2012; E 2013
9035 | 23 52 30.02 10 | CENTRAL STEAM GENERATING SYSTEM - COMBINATION GAS AND OIL FIRED | 05/20 | ASTM INTERNATIONAL | ASTM | ASTM D3308 | Standard Specification for PTFE Resin Skived Tape | 2012; R 2017
9036 | 23 52 30.02 10 | CENTRAL STEAM GENERATING SYSTEM - COMBINATION GAS AND OIL FIRED | 05/20 | ASTM INTERNATIONAL | ASTM | ASTM D5543 | Standard Test Methods for Low-Level Dissolved Oxygen in Water | 2009
9037 | 23 52 30.02 10 | CENTRAL STEAM GENERATING SYSTEM - COMBINATION GAS AND OIL FIRED | 05/20 | ASTM INTERNATIONAL | ASTM | ASTM F1139 | Steam Traps and Drains | 1988; R 2019
9038 | 23 52 30.02 10 | CENTRAL STEAM GENERATING SYSTEM - COMBINATION GAS AND OIL FIRED | 05/20 | EXPANSION JOINT MANUFACTURERS ASSOCIATION | EJMA | EJMA Stds | (10th Ed) EJMA Standards | 2015
9039 | 23 52 30.02 10 | CENTRAL STEAM GENERATING SYSTEM - COMBINATION GAS AND OIL FIRED | 05/20 | FM GLOBAL | FM | FM APP GUIDE | Approval Guide https://www.approvalguide.com/ | updated on-line
9040 | 23 52 30.02 10 | CENTRAL STEAM GENERATING SYSTEM - COMBINATION GAS AND OIL FIRED | 05/20 | INTERNATIONAL SOCIETY OF AUTOMATION | ISA | ISA 5.2 | Binary Logic Diagrams for Process Operations | 1976; R1992
9041 | 23 52 30.02 10 | CENTRAL STEAM GENERATING SYSTEM - COMBINATION GAS AND OIL FIRED | 05/20 | INTERNATIONAL SOCIETY OF AUTOMATION | ISA | ISA 5.3 | Graphic Symbols for Distributed Control/Shared Display Instrumentation, Logic, and Computer Systems | 1983
9042 | 23 52 30.02 10 | CENTRAL STEAM GENERATING SYSTEM - COMBINATION GAS AND OIL FIRED | 05/20 | INTERNATIONAL SOCIETY OF AUTOMATION | ISA | ISA 51.1 | Process Instrumentation Terminology | 1979; R1993
9043 | 23 52 30.02 10 | CENTRAL STEAM GENERATING SYSTEM - COMBINATION GAS AND OIL FIRED | 05/20 | MANUFACTURERS STANDARDIZATION SOCIETY OF THE VALVE AND FITTINGS INDUSTRY | MSS | MSS SP-58 | Pipe Hangers and Supports - Materials, Design and Manufacture, Selection, Application, and Installation | 2018
9044 | 23 52 30.02 10 | CENTRAL STEAM GENERATING SYSTEM - COMBINATION GAS AND OIL FIRED | 05/20 | MANUFACTURERS STANDARDIZATION SOCIETY OF THE VALVE AND FITTINGS INDUSTRY | MSS | MSS SP-80 | Bronze Gate, Globe, Angle and Check Valves | 2019
9045 | 23 52 30.02 10 | CENTRAL STEAM GENERATING SYSTEM - COMBINATION GAS AND OIL FIRED | 05/20 | NATIONAL ELECTRICAL MANUFACTURERS ASSOCIATION | NEMA | NEMA ICS 6 | Industrial Control and Systems: Enclosures | 1993; R 2016
9046 | 23 52 30.02 10 | CENTRAL STEAM GENERATING SYSTEM - COMBINATION GAS AND OIL FIRED | 05/20 | NATIONAL ELECTRICAL MANUFACTURERS ASSOCIATION | NEMA | NEMA MG 1 | Motors and Generators | 2021
9047 | 23 52 30.02 10 | CENTRAL STEAM GENERATING SYSTEM - COMBINATION GAS AND OIL FIRED | 05/20 | NATIONAL ELECTRICAL MANUFACTURERS ASSOCIATION | NEMA | NEMA SM 23 | Steam Turbines for Mechanical Drive Service | 1991; R 2002
9048 | 23 52 30.02 10 | CENTRAL STEAM GENERATING SYSTEM - COMBINATION GAS AND OIL FIRED | 05/20 | NATIONAL FIRE PROTECTION ASSOCIATION | NFPA | NFPA 31 | Standard for the Installation of Oil-Burning Equipment | 2024; TIA 23-1
9049 | 23 52 30.02 10 | CENTRAL STEAM GENERATING SYSTEM - COMBINATION GAS AND OIL FIRED | 05/20 | NATIONAL FIRE PROTECTION ASSOCIATION | NFPA | NFPA 54 | National Fuel Gas Code | 2024
9050 | 23 52 30.02 10 | CENTRAL STEAM GENERATING SYSTEM - COMBINATION GAS AND OIL FIRED | 05/20 | NATIONAL FIRE PROTECTION ASSOCIATION | NFPA | NFPA 70 | National Electrical Code | 2023
9051 | 23 52 30.02 10 | CENTRAL STEAM GENERATING SYSTEM - COMBINATION GAS AND OIL FIRED | 05/20 | NATIONAL FIRE PROTECTION ASSOCIATION | NFPA | NFPA 85 | Boiler and Combustion Systems Hazards Code | 2023
9052 | 23 52 30.02 10 | CENTRAL STEAM GENERATING SYSTEM - COMBINATION GAS AND OIL FIRED | 05/20 | SOCIETY FOR PROTECTIVE COATINGS | SSPC | SSPC SP 5/NACE No. 1 | White Metal Blast Cleaning | 2007
9053 | 23 52 30.02 10 | CENTRAL STEAM GENERATING SYSTEM - COMBINATION GAS AND OIL FIRED | 05/20 | SOCIETY FOR PROTECTIVE COATINGS | SSPC | SSPC SP 6/NACE No.3 | Commercial Blast Cleaning | 2007
9054 | 23 52 30.02 10 | CENTRAL STEAM GENERATING SYSTEM - COMBINATION GAS AND OIL FIRED | 05/20 | TELECOMMUNICATIONS INDUSTRY ASSOCIATION | TIA | TIA-232 | Interface Between Data Terminal Equipment and Data Circuit-Terminating Equipment Employing Serial Binary Data Interchange | 1997f; R 2012
9055 | 23 52 30.02 10 | CENTRAL STEAM GENERATING SYSTEM - COMBINATION GAS AND OIL FIRED | 05/20 | TELECOMMUNICATIONS INDUSTRY ASSOCIATION | TIA | TIA-485 | Electrical Characteristics of Generators and Receivers for Use in Balanced Digital Multipoint Systems | 1998a; R 2012
9056 | 23 52 30.02 10 | CENTRAL STEAM GENERATING SYSTEM - COMBINATION GAS AND OIL FIRED | 05/20 | U.S. DEPARTMENT OF DEFENSE | DOD | UFC 3-301-01 | Structural Engineering | 2023; with Change 1, 2023
9057 | 23 52 30.02 10 | CENTRAL STEAM GENERATING SYSTEM - COMBINATION GAS AND OIL FIRED | 05/20 | UNDERWRITERS LABORATORIES | UL | UL 296 | UL Standard for Safety Oil Burners | 2017; Reprint Nov 2022
9058 | 23 52 30.02 10 | CENTRAL STEAM GENERATING SYSTEM - COMBINATION GAS AND OIL FIRED | 05/20 | UNDERWRITERS LABORATORIES | UL | UL 567 | UL Standard for Safety Emergency Breakaway Fittings, Swivel Connectors and Pipe-Connection Fittings for Petroleum Products and LP-Gas | 2021
9059 | 23 52 30.02 10 | CENTRAL STEAM GENERATING SYSTEM - COMBINATION GAS AND OIL FIRED | 05/20 | UNDERWRITERS LABORATORIES | UL | UL 574 | UL Standard for Safety Electric Oil Heaters | 2003; Reprint Sep 2019
9060 | 23 52 30.02 10 | CENTRAL STEAM GENERATING SYSTEM - COMBINATION GAS AND OIL FIRED | 05/20 | UNDERWRITERS LABORATORIES | UL | UL 726 | Oil-Fired Boiler Assemblies | 1995; Reprint Oct 2023
9061 | 23 52 30.02 10 | CENTRAL STEAM GENERATING SYSTEM - COMBINATION GAS AND OIL FIRED | 05/20 | UNDERWRITERS LABORATORIES | UL | UL 795 | UL Standard for Safety Commercial-Industrial Gas Heating Equipment | 2016; Reprint May 2022
9062 | 23 52 33.01 20 | STEAM HEATING PLANT WATERTUBE (SHOP ASSEMBLED) COAL/OIL OR COAL | 11/08, CHG 3: 02/22 | AMERICAN ASSOCIATION OF STATE HIGHWAY AND TRANSPORTATION OFFICIALS | AASHTO | AASHTO M 118 | Coal-Tar Bitumen Used in Roofing, Damp-Proofing, and Waterproofing | 1979
9063 | 23 52 33.01 20 | STEAM HEATING PLANT WATERTUBE (SHOP ASSEMBLED) COAL/OIL OR COAL | 11/08, CHG 3: 02/22 | AMERICAN BOILER MANUFACTURERS ASSOCIATION | ABMA/BOIL | ABMA Boiler 103 | Selected Codes and Standards of the Boiler Industry | 2001
9064 | 23 52 33.01 20 | STEAM HEATING PLANT WATERTUBE (SHOP ASSEMBLED) COAL/OIL OR COAL | 11/08, CHG 3: 02/22 | AMERICAN INSTITUTE OF STEEL CONSTRUCTION | AISC | AISC 360 | Specification for Structural Steel Buildings | 2016
9065 | 23 52 33.01 20 | STEAM HEATING PLANT WATERTUBE (SHOP ASSEMBLED) COAL/OIL OR COAL | 11/08, CHG 3: 02/22 | AMERICAN PETROLEUM INSTITUTE | API | API MPMS 2.2A | Manual of Petroleum Measurement Standards Chapter 2-Tank Calibration Section 2A-Measurement and Calibration of Upright Cylindrical Tanks by the Manual Tank Strapping Method | 1995; R 2017
9066 | 23 52 33.01 20 | STEAM HEATING PLANT WATERTUBE (SHOP ASSEMBLED) COAL/OIL OR COAL | 11/08, CHG 3: 02/22 | AMERICAN PETROLEUM INSTITUTE | API | API MPMS 2.2B | Manual of Petroleum Measurement Standards Chapter 2: Tank Calibration - Section 2B: Calibration of Upright Cylindrical Tanks Using the Optical Reference Line Method | 1989; R 2019
9067 | 23 52 33.01 20 | STEAM HEATING PLANT WATERTUBE (SHOP ASSEMBLED) COAL/OIL OR COAL | 11/08, CHG 3: 02/22 | AMERICAN PETROLEUM INSTITUTE | API | API Std 607 | Fire Test for Quarter-turn Valves and Valves Equipped with Non-metallic Seats | 2016
9068 | 23 52 33.01 20 | STEAM HEATING PLANT WATERTUBE (SHOP ASSEMBLED) COAL/OIL OR COAL | 11/08, CHG 3: 02/22 | AMERICAN PETROLEUM INSTITUTE | API | API Std 650 | Welded Tanks for Oil Storage | 2013; Errata 1 2013; Addendum 1 2014; Errata 2 2014; Addendum 2 2016; Addendum 3 2018
9069 | 23 52 33.01 20 | STEAM HEATING PLANT WATERTUBE (SHOP ASSEMBLED) COAL/OIL OR COAL | 11/08, CHG 3: 02/22 | AMERICAN SOCIETY OF MECHANICAL ENGINEERS | ASME | ASME A13.1 | Scheme for the Identification of Piping Systems | 2023
9070 | 23 52 33.01 20 | STEAM HEATING PLANT WATERTUBE (SHOP ASSEMBLED) COAL/OIL OR COAL | 11/08, CHG 3: 02/22 | AMERICAN SOCIETY OF MECHANICAL ENGINEERS | ASME | ASME B16.3 | Malleable Iron Threaded Fittings, Classes 150 and 300 | 2021
9071 | 23 52 33.01 20 | STEAM HEATING PLANT WATERTUBE (SHOP ASSEMBLED) COAL/OIL OR COAL | 11/08, CHG 3: 02/22 | AMERICAN SOCIETY OF MECHANICAL ENGINEERS | ASME | ASME B16.5 | Pipe Flanges and Flanged Fittings NPS 1/2 Through NPS 24 Metric/Inch Standard | 2020
9072 | 23 52 33.01 20 | STEAM HEATING PLANT WATERTUBE (SHOP ASSEMBLED) COAL/OIL OR COAL | 11/08, CHG 3: 02/22 | AMERICAN SOCIETY OF MECHANICAL ENGINEERS | ASME | ASME B16.9 | Factory-Made Wrought Buttwelding Fittings | 2018
9073 | 23 52 33.01 20 | STEAM HEATING PLANT WATERTUBE (SHOP ASSEMBLED) COAL/OIL OR COAL | 11/08, CHG 3: 02/22 | AMERICAN SOCIETY OF MECHANICAL ENGINEERS | ASME | ASME B16.11 | Forged Fittings, Socket-Welding and Threaded | 2022
9074 | 23 52 33.01 20 | STEAM HEATING PLANT WATERTUBE (SHOP ASSEMBLED) COAL/OIL OR COAL | 11/08, CHG 3: 02/22 | AMERICAN SOCIETY OF MECHANICAL ENGINEERS | ASME | ASME B16.18 | Cast Copper Alloy Solder Joint Pressure Fittings | 2021
9075 | 23 52 33.01 20 | STEAM HEATING PLANT WATERTUBE (SHOP ASSEMBLED) COAL/OIL OR COAL | 11/08, CHG 3: 02/22 | AMERICAN SOCIETY OF MECHANICAL ENGINEERS | ASME | ASME B16.21 | Nonmetallic Flat Gaskets for Pipe Flanges | 2021
9076 | 23 52 33.01 20 | STEAM HEATING PLANT WATERTUBE (SHOP ASSEMBLED) COAL/OIL OR COAL | 11/08, CHG 3: 02/22 | AMERICAN SOCIETY OF MECHANICAL ENGINEERS | ASME | ASME B16.22 | Wrought Copper and Copper Alloy Solder Joint Pressure Fittings | 2021
9077 | 23 52 33.01 20 | STEAM HEATING PLANT WATERTUBE (SHOP ASSEMBLED) COAL/OIL OR COAL | 11/08, CHG 3: 02/22 | AMERICAN SOCIETY OF MECHANICAL ENGINEERS | ASME | ASME B16.26 | Standard for Cast Copper Alloy Fittings for Flared Copper Tubes | 2018
9078 | 23 52 33.01 20 | STEAM HEATING PLANT WATERTUBE (SHOP ASSEMBLED) COAL/OIL OR COAL | 11/08, CHG 3: 02/22 | AMERICAN SOCIETY OF MECHANICAL ENGINEERS | ASME | ASME B16.34 | Valves - Flanged, Threaded and Welding End | 2021
9079 | 23 52 33.01 20 | STEAM HEATING PLANT WATERTUBE (SHOP ASSEMBLED) COAL/OIL OR COAL | 11/08, CHG 3: 02/22 | AMERICAN SOCIETY OF MECHANICAL ENGINEERS | ASME | ASME B16.39 | Standard for Malleable Iron Threaded Pipe Unions; Classes 150, 250, and 300 | 2020
9080 | 23 52 33.01 20 | STEAM HEATING PLANT WATERTUBE (SHOP ASSEMBLED) COAL/OIL OR COAL | 11/08, CHG 3: 02/22 | AMERICAN SOCIETY OF MECHANICAL ENGINEERS | ASME | ASME B29.100 | Precision Power Transmission, Dbl-P-Power Transmission, Dbl-P-conveyor Roller Chains, Attachments and Sprockets | 2011
9081 | 23 52 33.01 20 | STEAM HEATING PLANT WATERTUBE (SHOP ASSEMBLED) COAL/OIL OR COAL | 11/08, CHG 3: 02/22 | AMERICAN SOCIETY OF MECHANICAL ENGINEERS | ASME | ASME B31.1 | Power Piping | 2022
9082 | 23 52 33.01 20 | STEAM HEATING PLANT WATERTUBE (SHOP ASSEMBLED) COAL/OIL OR COAL | 11/08, CHG 3: 02/22 | AMERICAN SOCIETY OF MECHANICAL ENGINEERS | ASME | ASME B40.100 | Pressure Gauges and Gauge Attachments | 2022
9083 | 23 52 33.01 20 | STEAM HEATING PLANT WATERTUBE (SHOP ASSEMBLED) COAL/OIL OR COAL | 11/08, CHG 3: 02/22 | AMERICAN SOCIETY OF MECHANICAL ENGINEERS | ASME | ASME BPVC SEC I | BPVC Section I-Rules for Construction of Power Boilers | 2017
9084 | 23 52 33.01 20 | STEAM HEATING PLANT WATERTUBE (SHOP ASSEMBLED) COAL/OIL OR COAL | 11/08, CHG 3: 02/22 | AMERICAN SOCIETY OF MECHANICAL ENGINEERS | ASME | ASME BPVC SEC II-C | BPVC Section II-Materials Part C-Specifications for Welding Rods Electrodes and Filler Metals | 2017
9085 | 23 52 33.01 20 | STEAM HEATING PLANT WATERTUBE (SHOP ASSEMBLED) COAL/OIL OR COAL | 11/08, CHG 3: 02/22 | AMERICAN SOCIETY OF MECHANICAL ENGINEERS | ASME | ASME BPVC SEC VII | BPVC Section VII-Recommended Guidelines for the Care of Power Boilers | 2017
9086 | 23 52 33.01 20 | STEAM HEATING PLANT WATERTUBE (SHOP ASSEMBLED) COAL/OIL OR COAL | 11/08, CHG 3: 02/22 | AMERICAN SOCIETY OF MECHANICAL ENGINEERS | ASME | ASME BPVC SEC VIII D1 | BPVC Section VIII-Rules for Construction of Pressure Vessels Division 1 | 2019
9087 | 23 52 33.01 20 | STEAM HEATING PLANT WATERTUBE (SHOP ASSEMBLED) COAL/OIL OR COAL | 11/08, CHG 3: 02/22 | AMERICAN SOCIETY OF MECHANICAL ENGINEERS | ASME | ASME PTC 4 | Fired Steam Generators | 2013; R 2023
9088 | 23 52 33.01 20 | STEAM HEATING PLANT WATERTUBE (SHOP ASSEMBLED) COAL/OIL OR COAL | 11/08, CHG 3: 02/22 | AMERICAN WATER WORKS ASSOCIATION | AWWA | AWWA C510 | Double Check Valve Backflow Prevention Assembly | 2017; R 2021
9089 | 23 52 33.01 20 | STEAM HEATING PLANT WATERTUBE (SHOP ASSEMBLED) COAL/OIL OR COAL | 11/08, CHG 3: 02/22 | AMERICAN WATER WORKS ASSOCIATION | AWWA | AWWA C511 | Reduced-Pressure Principle Backflow Prevention Assembly | 2017; R 2021
9090 | 23 52 33.01 20 | STEAM HEATING PLANT WATERTUBE (SHOP ASSEMBLED) COAL/OIL OR COAL | 11/08, CHG 3: 02/22 | AMERICAN WATER WORKS ASSOCIATION | AWWA | AWWA C651 | Standard for Disinfecting Water Mains | 2023
9091 | 23 52 33.01 20 | STEAM HEATING PLANT WATERTUBE (SHOP ASSEMBLED) COAL/OIL OR COAL | 11/08, CHG 3: 02/22 | AMERICAN WELDING SOCIETY | AWS | AWS D1.1/D1.1M | Structural Welding Code - Steel | 2020; Errata 1 2021
9092 | 23 52 33.01 20 | STEAM HEATING PLANT WATERTUBE (SHOP ASSEMBLED) COAL/OIL OR COAL | 11/08, CHG 3: 02/22 | AMERICAN WELDING SOCIETY | AWS | AWS D1.3/D1.3M | Structural Welding Code - Sheet Steel | 2018
9093 | 23 52 33.01 20 | STEAM HEATING PLANT WATERTUBE (SHOP ASSEMBLED) COAL/OIL OR COAL | 11/08, CHG 3: 02/22 | ASTM INTERNATIONAL | ASTM | ASTM A36/A36M | Standard Specification for Carbon Structural Steel | 2019
9094 | 23 52 33.01 20 | STEAM HEATING PLANT WATERTUBE (SHOP ASSEMBLED) COAL/OIL OR COAL | 11/08, CHG 3: 02/22 | ASTM INTERNATIONAL | ASTM | ASTM A48/A48M | Standard Specification for Gray Iron Castings | 2022
9095 | 23 52 33.01 20 | STEAM HEATING PLANT WATERTUBE (SHOP ASSEMBLED) COAL/OIL OR COAL | 11/08, CHG 3: 02/22 | ASTM INTERNATIONAL | ASTM | ASTM A53/A53M | Standard Specification for Pipe, Steel, Black and Hot-Dipped, Zinc-Coated, Welded and Seamless | 2024
9096 | 23 52 33.01 20 | STEAM HEATING PLANT WATERTUBE (SHOP ASSEMBLED) COAL/OIL OR COAL | 11/08, CHG 3: 02/22 | ASTM INTERNATIONAL | ASTM | ASTM A106/A106M | Standard Specification for Seamless Carbon Steel Pipe for High-Temperature Service | 2019a
9097 | 23 52 33.01 20 | STEAM HEATING PLANT WATERTUBE (SHOP ASSEMBLED) COAL/OIL OR COAL | 11/08, CHG 3: 02/22 | ASTM INTERNATIONAL | ASTM | ASTM A193/A193M | Standard Specification for Alloy-Steel and Stainless Steel Bolting Materials for High-Temperature Service and Other Special Purpose Applications | 2024
9098 | 23 52 33.01 20 | STEAM HEATING PLANT WATERTUBE (SHOP ASSEMBLED) COAL/OIL OR COAL | 11/08, CHG 3: 02/22 | ASTM INTERNATIONAL | ASTM | ASTM A194/A194M | Standard Specification for Carbon Steel, Alloy Steel, and Stainless Steel Nuts for Bolts for High-Pressure or High-Temperature Service, or Both | 2024
9099 | 23 52 33.01 20 | STEAM HEATING PLANT WATERTUBE (SHOP ASSEMBLED) COAL/OIL OR COAL | 11/08, CHG 3: 02/22 | ASTM INTERNATIONAL | ASTM | ASTM A211 | Specification for Spiral-Welded Steel or Iron Pipe | 1975; R 1985
9100 | 23 52 33.01 20 | STEAM HEATING PLANT WATERTUBE (SHOP ASSEMBLED) COAL/OIL OR COAL | 11/08, CHG 3: 02/22 | ASTM INTERNATIONAL | ASTM | ASTM A242/A242M | Standard Specification for High-Strength Low-Alloy Structural Steel | 2024
9101 | 23 52 33.01 20 | STEAM HEATING PLANT WATERTUBE (SHOP ASSEMBLED) COAL/OIL OR COAL | 11/08, CHG 3: 02/22 | ASTM INTERNATIONAL | ASTM | ASTM A312/A312M | Standard Specification for Seamless, Welded, and Heavily Cold Worked Austenitic Stainless Steel Pipes | 2022a
9102 | 23 52 33.01 20 | STEAM HEATING PLANT WATERTUBE (SHOP ASSEMBLED) COAL/OIL OR COAL | 11/08, CHG 3: 02/22 | ASTM INTERNATIONAL | ASTM | ASTM A1011/A1011M | Standard Specification for Steel Sheet and Strip, Hot-Rolled, Carbon, Structural, High-Strength Low-Alloy, High-Strength Low-Alloy with Improved Formability, and Ultra-High Strength | 2023
9103 | 23 52 33.01 20 | STEAM HEATING PLANT WATERTUBE (SHOP ASSEMBLED) COAL/OIL OR COAL | 11/08, CHG 3: 02/22 | ASTM INTERNATIONAL | ASTM | ASTM B88 | Standard Specification for Seamless Copper Water Tube | 2022
9104 | 23 52 33.01 20 | STEAM HEATING PLANT WATERTUBE (SHOP ASSEMBLED) COAL/OIL OR COAL | 11/08, CHG 3: 02/22 | ASTM INTERNATIONAL | ASTM | ASTM B88M | Standard Specification for Seamless Copper Water Tube (Metric) | 2020
9105 | 23 52 33.01 20 | STEAM HEATING PLANT WATERTUBE (SHOP ASSEMBLED) COAL/OIL OR COAL | 11/08, CHG 3: 02/22 | ASTM INTERNATIONAL | ASTM | ASTM B111/B111M | Standard Specification for Copper and Copper-Alloy Seamless Condenser Tubes and Ferrule Stock | 2018
9106 | 23 52 33.01 20 | STEAM HEATING PLANT WATERTUBE (SHOP ASSEMBLED) COAL/OIL OR COAL | 11/08, CHG 3: 02/22 | ASTM INTERNATIONAL | ASTM | ASTM D396 | Standard Specification for Fuel Oils | 2021
9107 | 23 52 33.01 20 | STEAM HEATING PLANT WATERTUBE (SHOP ASSEMBLED) COAL/OIL OR COAL | 11/08, CHG 3: 02/22 | ASTM INTERNATIONAL | ASTM | ASTM D1047 | Poly(Vinyl Chloride) Jacket for Wire and Cable | 2016
9108 | 23 52 33.01 20 | STEAM HEATING PLANT WATERTUBE (SHOP ASSEMBLED) COAL/OIL OR COAL | 11/08, CHG 3: 02/22 | ASTM INTERNATIONAL | ASTM | ASTM F1007 | Standard Specification for Pipeline Expansion Joints of the Packed Slip Type for Marine Application | 2018; R 2022
9109 | 23 52 33.01 20 | STEAM HEATING PLANT WATERTUBE (SHOP ASSEMBLED) COAL/OIL OR COAL | 11/08, CHG 3: 02/22 | ASTM INTERNATIONAL | ASTM | ASTM F1120 | Standard Specification for Circular Metallic Bellows Type Expansion Joints for Piping Applications | 1987; R 2019
9110 | 23 52 33.01 20 | STEAM HEATING PLANT WATERTUBE (SHOP ASSEMBLED) COAL/OIL OR COAL | 11/08, CHG 3: 02/22 | FM GLOBAL | FM | FM DS 12-17 | Watertube Boilers | 2001
9111 | 23 52 33.01 20 | STEAM HEATING PLANT WATERTUBE (SHOP ASSEMBLED) COAL/OIL OR COAL | 11/08, CHG 3: 02/22 | INTERNATIONAL CODE COUNCIL | ICC | ICC UBC | Uniform Building Code | 1997; Erratas Vol 1, 2 & 3 01/2001; Vol 1 & 2 03/2001; Vol 2 10/2001
9112 | 23 52 33.01 20 | STEAM HEATING PLANT WATERTUBE (SHOP ASSEMBLED) COAL/OIL OR COAL | 11/08, CHG 3: 02/22 | MANUFACTURERS STANDARDIZATION SOCIETY OF THE VALVE AND FITTINGS INDUSTRY | MSS | MSS SP-58 | Pipe Hangers and Supports - Materials, Design and Manufacture, Selection, Application, and Installation | 2018
9113 | 23 52 33.01 20 | STEAM HEATING PLANT WATERTUBE (SHOP ASSEMBLED) COAL/OIL OR COAL | 11/08, CHG 3: 02/22 | MANUFACTURERS STANDARDIZATION SOCIETY OF THE VALVE AND FITTINGS INDUSTRY | MSS | MSS SP-70 | Gray Iron Gate Valves, Flanged and Threaded Ends | 2011
9114 | 23 52 33.01 20 | STEAM HEATING PLANT WATERTUBE (SHOP ASSEMBLED) COAL/OIL OR COAL | 11/08, CHG 3: 02/22 | MANUFACTURERS STANDARDIZATION SOCIETY OF THE VALVE AND FITTINGS INDUSTRY | MSS | MSS SP-80 | Bronze Gate, Globe, Angle and Check Valves | 2019
9115 | 23 52 33.01 20 | STEAM HEATING PLANT WATERTUBE (SHOP ASSEMBLED) COAL/OIL OR COAL | 11/08, CHG 3: 02/22 | MANUFACTURERS STANDARDIZATION SOCIETY OF THE VALVE AND FITTINGS INDUSTRY | MSS | MSS SP-85 | Gray Iron Globe & Angle Valves Flanged and Threaded Ends | 2011
9116 | 23 52 33.01 20 | STEAM HEATING PLANT WATERTUBE (SHOP ASSEMBLED) COAL/OIL OR COAL | 11/08, CHG 3: 02/22 | NATIONAL BOARD OF BOILER AND PRESSURE VESSEL INSPECTORS | NBBI | NBBI NB-27 | National Board Rules and Recommendations for the Design and Construction of Boiler Blowoff Systems | 1991
9117 | 23 52 33.01 20 | STEAM HEATING PLANT WATERTUBE (SHOP ASSEMBLED) COAL/OIL OR COAL | 11/08, CHG 3: 02/22 | NATIONAL ELECTRICAL MANUFACTURERS ASSOCIATION | NEMA | NEMA MG 1 | Motors and Generators | 2021
9118 | 23 52 33.01 20 | STEAM HEATING PLANT WATERTUBE (SHOP ASSEMBLED) COAL/OIL OR COAL | 11/08, CHG 3: 02/22 | NATIONAL ELECTRICAL MANUFACTURERS ASSOCIATION | NEMA | NEMA SM 23 | Steam Turbines for Mechanical Drive Service | 1991; R 2002
9119 | 23 52 33.01 20 | STEAM HEATING PLANT WATERTUBE (SHOP ASSEMBLED) COAL/OIL OR COAL | 11/08, CHG 3: 02/22 | NATIONAL FIRE PROTECTION ASSOCIATION | NFPA | NFPA 54 | National Fuel Gas Code | 2024
9120 | 23 52 33.01 20 | STEAM HEATING PLANT WATERTUBE (SHOP ASSEMBLED) COAL/OIL OR COAL | 11/08, CHG 3: 02/22 | NATIONAL FIRE PROTECTION ASSOCIATION | NFPA | NFPA 70 | National Electrical Code | 2023
9121 | 23 52 33.01 20 | STEAM HEATING PLANT WATERTUBE (SHOP ASSEMBLED) COAL/OIL OR COAL | 11/08, CHG 3: 02/22 | NATIONAL FIRE PROTECTION ASSOCIATION | NFPA | NFPA 85 | Boiler and Combustion Systems Hazards Code | 2023
9122 | 23 52 33.01 20 | STEAM HEATING PLANT WATERTUBE (SHOP ASSEMBLED) COAL/OIL OR COAL | 11/08, CHG 3: 02/22 | SOCIETY FOR PROTECTIVE COATINGS | SSPC | SSPC PS 11.01 | Black (or Dark Red) Coal Tar Epoxy Polyamide Painting System | 1982; E 2004
9123 | 23 52 33.01 20 | STEAM HEATING PLANT WATERTUBE (SHOP ASSEMBLED) COAL/OIL OR COAL | 11/08, CHG 3: 02/22 | SOCIETY FOR PROTECTIVE COATINGS | SSPC | SSPC SP 10/NACE No. 2 | Near-White Blast Cleaning | 2015
9124 | 23 52 33.01 20 | STEAM HEATING PLANT WATERTUBE (SHOP ASSEMBLED) COAL/OIL OR COAL | 11/08, CHG 3: 02/22 | U.S. DEPARTMENT OF DEFENSE | DOD | MIL-STD-101 | Color Code for Pipelines and for Compressed Gas Cylinders | 2014; Rev C
9125 | 23 52 33.01 20 | STEAM HEATING PLANT WATERTUBE (SHOP ASSEMBLED) COAL/OIL OR COAL | 11/08, CHG 3: 02/22 | U.S. DEPARTMENT OF DEFENSE | DOD | MIL-T-19646 | Thermometer, Gas Actuated, Remote Reading | 1990; Rev A; Notice 1 2021
9126 | 23 52 33.01 20 | STEAM HEATING PLANT WATERTUBE (SHOP ASSEMBLED) COAL/OIL OR COAL | 11/08, CHG 3: 02/22 | U.S. FEDERAL AVIATION ADMINISTRATION | FAA | FAA AC 150/5345-43 | Specification for Obstruction Lighting Equipment | 2019; Rev J
9127 | 23 52 33.01 20 | STEAM HEATING PLANT WATERTUBE (SHOP ASSEMBLED) COAL/OIL OR COAL | 11/08, CHG 3: 02/22 | U.S. GENERAL SERVICES ADMINISTRATION | GSA | CID A-A-50555 | Pumping Units, Sewage, Duplex, Centrifugal, Automatic Wet-Pit Type | Basic
9128 | 23 52 33.01 20 | STEAM HEATING PLANT WATERTUBE (SHOP ASSEMBLED) COAL/OIL OR COAL | 11/08, CHG 3: 02/22 | U.S. GENERAL SERVICES ADMINISTRATION | GSA | CID A-A-50558 | Valves, Pressure Regulating, Steam | Basic; Notice 1
9129 | 23 52 33.01 20 | STEAM HEATING PLANT WATERTUBE (SHOP ASSEMBLED) COAL/OIL OR COAL | 11/08, CHG 3: 02/22 | U.S. GENERAL SERVICES ADMINISTRATION | GSA | CID A-A-50562 | Pump Units, Centrifugal, Water, Horizontal; General Service and Boiler-Feed: Electric-Motor or Steam-Turbine-Driven | Basic
9130 | 23 52 33.01 20 | STEAM HEATING PLANT WATERTUBE (SHOP ASSEMBLED) COAL/OIL OR COAL | 11/08, CHG 3: 02/22 | U.S. GENERAL SERVICES ADMINISTRATION | GSA | CID A-A-59222 | Fans, Centrifugal, Draft, Forced and Induced | Basic; Notice 1; CANC Notice 1 2021
9131 | 23 52 33.01 20 | STEAM HEATING PLANT WATERTUBE (SHOP ASSEMBLED) COAL/OIL OR COAL | 11/08, CHG 3: 02/22 | U.S. GENERAL SERVICES ADMINISTRATION | GSA | CID A-A-59224 | Meters, Fluid Quantity Volumetric | Basic; Notice 2
9132 | 23 52 33.01 20 | STEAM HEATING PLANT WATERTUBE (SHOP ASSEMBLED) COAL/OIL OR COAL | 11/08, CHG 3: 02/22 | U.S. GENERAL SERVICES ADMINISTRATION | GSA | CID A-A-60001 | Traps, Steam | Rev A
9133 | 23 52 33.01 20 | STEAM HEATING PLANT WATERTUBE (SHOP ASSEMBLED) COAL/OIL OR COAL | 11/08, CHG 3: 02/22 | U.S. GENERAL SERVICES ADMINISTRATION | GSA | FS F-B-2902 | Boilers, Steam Watertube (Bent Tube, Multi-Drum and Cross Drum) Packaged Type (10,000,000 to 125,000,000 BTU/HR Thermal Output Capacity) | Basic; Notice 1
9134 | 23 52 33.01 20 | STEAM HEATING PLANT WATERTUBE (SHOP ASSEMBLED) COAL/OIL OR COAL | 11/08, CHG 3: 02/22 | U.S. GENERAL SERVICES ADMINISTRATION | GSA | FS F-B-2910 | Burners, Single Oil, Gas, and Gas-Oil Combination for Packaged Boilers (320,001 to 125,000,000 BTU/HR Thermal Output Capacity) | Basic
9135 | 23 52 33.01 20 | STEAM HEATING PLANT WATERTUBE (SHOP ASSEMBLED) COAL/OIL OR COAL | 11/08, CHG 3: 02/22 | U.S. GENERAL SERVICES ADMINISTRATION | GSA | FS F-F-351 | Filters and Filter Elements, Fluid Pressure: Lubricating Oil, Bypass and Full Flow | 2019; Rev G
9136 | 23 52 33.01 20 | STEAM HEATING PLANT WATERTUBE (SHOP ASSEMBLED) COAL/OIL OR COAL | 11/08, CHG 3: 02/22 | U.S. GENERAL SERVICES ADMINISTRATION | GSA | FS W-H-2904 | Heaters, Fluid, Deaerating (For Water Only) 1,000 to 1,600,000 Pounds Per Hour Capacity | Basic; Notice 1
9137 | 23 52 33.01 20 | STEAM HEATING PLANT WATERTUBE (SHOP ASSEMBLED) COAL/OIL OR COAL | 11/08, CHG 3: 02/22 | U.S. GENERAL SERVICES ADMINISTRATION | GSA | FS WW-S-2739 | Strainers, Sediment: Pipeline, Water, Air, Gas, Oil, or Steam | Basic; Notice 1; Notice 2
9138 | 23 52 33.01 20 | STEAM HEATING PLANT WATERTUBE (SHOP ASSEMBLED) COAL/OIL OR COAL | 11/08, CHG 3: 02/22 | U.S. GENERAL SERVICES ADMINISTRATION | GSA | FS XX-C-2816 | Compressor, Air, Reciprocating or Rotary, Electric Motor Driven, Stationary, 10 HP and Larger | Rev A
9139 | 23 52 33.01 20 | STEAM HEATING PLANT WATERTUBE (SHOP ASSEMBLED) COAL/OIL OR COAL | 11/08, CHG 3: 02/22 | U.S. NATIONAL ARCHIVES AND RECORDS ADMINISTRATION | NARA | 29 CFR 1910-SUBPART D | Walking - Working Surfaces
9140 | 23 52 33.01 20 | STEAM HEATING PLANT WATERTUBE (SHOP ASSEMBLED) COAL/OIL OR COAL | 11/08, CHG 3: 02/22 | U.S. NATIONAL ARCHIVES AND RECORDS ADMINISTRATION | NARA | 29 CFR 1910-SUBPART Q | Welding, Cutting, and Brazing
9141 | 23 52 33.01 20 | STEAM HEATING PLANT WATERTUBE (SHOP ASSEMBLED) COAL/OIL OR COAL | 11/08, CHG 3: 02/22 | U.S. NAVAL FACILITIES ENGINEERING SYSTEMS COMMAND | NAVFAC | NAVFAC MO 324 | Inspection and Certification of Boilers and Unfired Pressure Vessels | 1992
9142 | 23 52 33.01 20 | STEAM HEATING PLANT WATERTUBE (SHOP ASSEMBLED) COAL/OIL OR COAL | 11/08, CHG 3: 02/22 | UNDERWRITERS LABORATORIES | UL | UL 296 | UL Standard for Safety Oil Burners | 2017; Reprint Nov 2022
9143 | 23 52 33.01 20 | STEAM HEATING PLANT WATERTUBE (SHOP ASSEMBLED) COAL/OIL OR COAL | 11/08, CHG 3: 02/22 | UNDERWRITERS LABORATORIES | UL | UL 726 | Oil-Fired Boiler Assemblies | 1995; Reprint Oct 2023
9144 | 23 52 33.01 20 | STEAM HEATING PLANT WATERTUBE (SHOP ASSEMBLED) COAL/OIL OR COAL | 11/08, CHG 3: 02/22 | UNDERWRITERS LABORATORIES | UL | UL 795 | UL Standard for Safety Commercial-Industrial Gas Heating Equipment | 2016; Reprint May 2022
9145 | 23 52 33.01 20 | STEAM HEATING PLANT WATERTUBE (SHOP ASSEMBLED) COAL/OIL OR COAL | 11/08, CHG 3: 02/22 | WATER QUALITY ASSOCIATION | WQA | WQA S-100 | Household, Commercial, and Portable Exchange Cation Exchange Water Softeners | 2000
9146 | 23 52 33.02 20 | STEAM HEATING PLANT WATERTUBE (FIELD ERECTED) COAL/OIL OR COAL | 11/08, CHG 5: 02/22 | AIR MOVEMENT AND CONTROL ASSOCIATION INTERNATIONAL, INC. | AMCA | AMCA 210 | Laboratory Methods of Testing Fans for Aerodynamic Performance Rating | 2016
9147 | 23 52 33.02 20 | STEAM HEATING PLANT WATERTUBE (FIELD ERECTED) COAL/OIL OR COAL | 11/08, CHG 5: 02/22 | AIR MOVEMENT AND CONTROL ASSOCIATION INTERNATIONAL, INC. | AMCA | AMCA 801 | Industrial Process/Power Generation Fans: Specification Guidelines | 2001; R 2008
9148 | 23 52 33.02 20 | STEAM HEATING PLANT WATERTUBE (FIELD ERECTED) COAL/OIL OR COAL | 11/08, CHG 5: 02/22 | AMERICAN BOILER MANUFACTURERS ASSOCIATION | ABMA/BOIL | ABMA Boiler 103 | Selected Codes and Standards of the Boiler Industry | 2001
9149 | 23 52 33.02 20 | STEAM HEATING PLANT WATERTUBE (FIELD ERECTED) COAL/OIL OR COAL | 11/08, CHG 5: 02/22 | AMERICAN GEAR MANUFACTURERS ASSOCIATION | AGMA | AGMA 2011 | Cylindrical Wormgearing Tolerance and Inspection Methods | 2014B
9150 | 23 52 33.02 20 | STEAM HEATING PLANT WATERTUBE (FIELD ERECTED) COAL/OIL OR COAL | 11/08, CHG 5: 02/22 | AMERICAN GEAR MANUFACTURERS ASSOCIATION | AGMA | ANSI/AGMA 2009 | Bevel Gear Classification, Tolerances, and Inspection Methods | 2001B; R 2008
9151 | 23 52 33.02 20 | STEAM HEATING PLANT WATERTUBE (FIELD ERECTED) COAL/OIL OR COAL | 11/08, CHG 5: 02/22 | AMERICAN INSTITUTE OF STEEL CONSTRUCTION | AISC | AISC 360 | Specification for Structural Steel Buildings | 2016
9152 | 23 52 33.02 20 | STEAM HEATING PLANT WATERTUBE (FIELD ERECTED) COAL/OIL OR COAL | 11/08, CHG 5: 02/22 | AMERICAN INSTITUTE OF STEEL CONSTRUCTION | AISC | ANSI/AISC 303 | Code of Standard Practice for Structural Steel Buildings and Bridges | 2022
9153 | 23 52 33.02 20 | STEAM HEATING PLANT WATERTUBE (FIELD ERECTED) COAL/OIL OR COAL | 11/08, CHG 5: 02/22 | AMERICAN PETROLEUM INSTITUTE | API | API Std 607 | Fire Test for Quarter-turn Valves and Valves Equipped with Non-metallic Seats | 2016
9154 | 23 52 33.02 20 | STEAM HEATING PLANT WATERTUBE (FIELD ERECTED) COAL/OIL OR COAL | 11/08, CHG 5: 02/22 | AMERICAN PETROLEUM INSTITUTE | API | API Std 650 | Welded Tanks for Oil Storage | 2013; Errata 1 2013; Addendum 1 2014; Errata 2 2014; Addendum 2 2016; Addendum 3 2018
9155 | 23 52 33.02 20 | STEAM HEATING PLANT WATERTUBE (FIELD ERECTED) COAL/OIL OR COAL | 11/08, CHG 5: 02/22 | AMERICAN SOCIETY OF MECHANICAL ENGINEERS | ASME | ASME A13.1 | Scheme for the Identification of Piping Systems | 2023
9156 | 23 52 33.02 20 | STEAM HEATING PLANT WATERTUBE (FIELD ERECTED) COAL/OIL OR COAL | 11/08, CHG 5: 02/22 | AMERICAN SOCIETY OF MECHANICAL ENGINEERS | ASME | ASME B16.3 | Malleable Iron Threaded Fittings, Classes 150 and 300 | 2021
9157 | 23 52 33.02 20 | STEAM HEATING PLANT WATERTUBE (FIELD ERECTED) COAL/OIL OR COAL | 11/08, CHG 5: 02/22 | AMERICAN SOCIETY OF MECHANICAL ENGINEERS | ASME | ASME B16.5 | Pipe Flanges and Flanged Fittings NPS 1/2 Through NPS 24 Metric/Inch Standard | 2020
9158 | 23 52 33.02 20 | STEAM HEATING PLANT WATERTUBE (FIELD ERECTED) COAL/OIL OR COAL | 11/08, CHG 5: 02/22 | AMERICAN SOCIETY OF MECHANICAL ENGINEERS | ASME | ASME B16.9 | Factory-Made Wrought Buttwelding Fittings | 2018
9159 | 23 52 33.02 20 | STEAM HEATING PLANT WATERTUBE (FIELD ERECTED) COAL/OIL OR COAL | 11/08, CHG 5: 02/22 | AMERICAN SOCIETY OF MECHANICAL ENGINEERS | ASME | ASME B16.11 | Forged Fittings, Socket-Welding and Threaded | 2022
9160 | 23 52 33.02 20 | STEAM HEATING PLANT WATERTUBE (FIELD ERECTED) COAL/OIL OR COAL | 11/08, CHG 5: 02/22 | AMERICAN SOCIETY OF MECHANICAL ENGINEERS | ASME | ASME B16.18 | Cast Copper Alloy Solder Joint Pressure Fittings | 2021
9161 | 23 52 33.02 20 | STEAM HEATING PLANT WATERTUBE (FIELD ERECTED) COAL/OIL OR COAL | 11/08, CHG 5: 02/22 | AMERICAN SOCIETY OF MECHANICAL ENGINEERS | ASME | ASME B16.21 | Nonmetallic Flat Gaskets for Pipe Flanges | 2021
9162 | 23 52 33.02 20 | STEAM HEATING PLANT WATERTUBE (FIELD ERECTED) COAL/OIL OR COAL | 11/08, CHG 5: 02/22 | AMERICAN SOCIETY OF MECHANICAL ENGINEERS | ASME | ASME B16.22 | Wrought Copper and Copper Alloy Solder Joint Pressure Fittings | 2021
9163 | 23 52 33.02 20 | STEAM HEATING PLANT WATERTUBE (FIELD ERECTED) COAL/OIL OR COAL | 11/08, CHG 5: 02/22 | AMERICAN SOCIETY OF MECHANICAL ENGINEERS | ASME | ASME B16.26 | Standard for Cast Copper Alloy Fittings for Flared Copper Tubes | 2018
9164 | 23 52 33.02 20 | STEAM HEATING PLANT WATERTUBE (FIELD ERECTED) COAL/OIL OR COAL | 11/08, CHG 5: 02/22 | AMERICAN SOCIETY OF MECHANICAL ENGINEERS | ASME | ASME B16.34 | Valves - Flanged, Threaded and Welding End | 2021
9165 | 23 52 33.02 20 | STEAM HEATING PLANT WATERTUBE (FIELD ERECTED) COAL/OIL OR COAL | 11/08, CHG 5: 02/22 | AMERICAN SOCIETY OF MECHANICAL ENGINEERS | ASME | ASME B16.39 | Standard for Malleable Iron Threaded Pipe Unions; Classes 150, 250, and 300 | 2020
9166 | 23 52 33.02 20 | STEAM HEATING PLANT WATERTUBE (FIELD ERECTED) COAL/OIL OR COAL | 11/08, CHG 5: 02/22 | AMERICAN SOCIETY OF MECHANICAL ENGINEERS | ASME | ASME B29.100 | Precision Power Transmission, Dbl-P-Power Transmission, Dbl-P-conveyor Roller Chains, Attachments and Sprockets | 2011
9167 | 23 52 33.02 20 | STEAM HEATING PLANT WATERTUBE (FIELD ERECTED) COAL/OIL OR COAL | 11/08, CHG 5: 02/22 | AMERICAN SOCIETY OF MECHANICAL ENGINEERS | ASME | ASME B31.1 | Power Piping | 2022
9168 | 23 52 33.02 20 | STEAM HEATING PLANT WATERTUBE (FIELD ERECTED) COAL/OIL OR COAL | 11/08, CHG 5: 02/22 | AMERICAN SOCIETY OF MECHANICAL ENGINEERS | ASME | ASME B40.100 | Pressure Gauges and Gauge Attachments | 2022
9169 | 23 52 33.02 20 | STEAM HEATING PLANT WATERTUBE (FIELD ERECTED) COAL/OIL OR COAL | 11/08, CHG 5: 02/22 | AMERICAN SOCIETY OF MECHANICAL ENGINEERS | ASME | ASME BPVC SEC I | BPVC Section I-Rules for Construction of Power Boilers | 2017
9170 | 23 52 33.02 20 | STEAM HEATING PLANT WATERTUBE (FIELD ERECTED) COAL/OIL OR COAL | 11/08, CHG 5: 02/22 | AMERICAN SOCIETY OF MECHANICAL ENGINEERS | ASME | ASME BPVC SEC II-A | BPVC Section II-Materials-Part A-Ferrous Materials Specifications | 2017
9171 | 23 52 33.02 20 | STEAM HEATING PLANT WATERTUBE (FIELD ERECTED) COAL/OIL OR COAL | 11/08, CHG 5: 02/22 | AMERICAN SOCIETY OF MECHANICAL ENGINEERS | ASME | ASME BPVC SEC II-C | BPVC Section II-Materials Part C-Specifications for Welding Rods Electrodes and Filler Metals | 2017
9172 | 23 52 33.02 20 | STEAM HEATING PLANT WATERTUBE (FIELD ERECTED) COAL/OIL OR COAL | 11/08, CHG 5: 02/22 | AMERICAN SOCIETY OF MECHANICAL ENGINEERS | ASME | ASME BPVC SEC VII | BPVC Section VII-Recommended Guidelines for the Care of Power Boilers | 2017
9173 | 23 52 33.02 20 | STEAM HEATING PLANT WATERTUBE (FIELD ERECTED) COAL/OIL OR COAL | 11/08, CHG 5: 02/22 | AMERICAN SOCIETY OF MECHANICAL ENGINEERS | ASME | ASME BPVC SEC VIII | Boiler and Pressure Vessel Codes: Section VIII Rules for Construction of Pressure Vessel | 2010
9174 | 23 52 33.02 20 | STEAM HEATING PLANT WATERTUBE (FIELD ERECTED) COAL/OIL OR COAL | 11/08, CHG 5: 02/22 | AMERICAN SOCIETY OF MECHANICAL ENGINEERS | ASME | ASME PTC 4 | Fired Steam Generators | 2013; R 2023
9175 | 23 52 33.02 20 | STEAM HEATING PLANT WATERTUBE (FIELD ERECTED) COAL/OIL OR COAL | 11/08, CHG 5: 02/22 | AMERICAN WATER WORKS ASSOCIATION | AWWA | AWWA C510 | Double Check Valve Backflow Prevention Assembly | 2017; R 2021
9176 | 23 52 33.02 20 | STEAM HEATING PLANT WATERTUBE (FIELD ERECTED) COAL/OIL OR COAL | 11/08, CHG 5: 02/22 | AMERICAN WATER WORKS ASSOCIATION | AWWA | AWWA C511 | Reduced-Pressure Principle Backflow Prevention Assembly | 2017; R 2021
9177 | 23 52 33.02 20 | STEAM HEATING PLANT WATERTUBE (FIELD ERECTED) COAL/OIL OR COAL | 11/08, CHG 5: 02/22 | AMERICAN WATER WORKS ASSOCIATION | AWWA | AWWA C651 | Standard for Disinfecting Water Mains | 2023
9178 | 23 52 33.02 20 | STEAM HEATING PLANT WATERTUBE (FIELD ERECTED) COAL/OIL OR COAL | 11/08, CHG 5: 02/22 | AMERICAN WELDING SOCIETY | AWS | AWS D1.1/D1.1M | Structural Welding Code - Steel | 2020; Errata 1 2021
9179 | 23 52 33.02 20 | STEAM HEATING PLANT WATERTUBE (FIELD ERECTED) COAL/OIL OR COAL | 11/08, CHG 5: 02/22 | AMERICAN WELDING SOCIETY | AWS | AWS D1.3/D1.3M | Structural Welding Code - Sheet Steel | 2018
9180 | 23 52 33.02 20 | STEAM HEATING PLANT WATERTUBE (FIELD ERECTED) COAL/OIL OR COAL | 11/08, CHG 5: 02/22 | ASTM INTERNATIONAL | ASTM | ASTM A36/A36M | Standard Specification for Carbon Structural Steel | 2019
9181 | 23 52 33.02 20 | STEAM HEATING PLANT WATERTUBE (FIELD ERECTED) COAL/OIL OR COAL | 11/08, CHG 5: 02/22 | ASTM INTERNATIONAL | ASTM | ASTM A48/A48M | Standard Specification for Gray Iron Castings | 2022
9182 | 23 52 33.02 20 | STEAM HEATING PLANT WATERTUBE (FIELD ERECTED) COAL/OIL OR COAL | 11/08, CHG 5: 02/22 | ASTM INTERNATIONAL | ASTM | ASTM A53/A53M | Standard Specification for Pipe, Steel, Black and Hot-Dipped, Zinc-Coated, Welded and Seamless | 2024
9183 | 23 52 33.02 20 | STEAM HEATING PLANT WATERTUBE (FIELD ERECTED) COAL/OIL OR COAL | 11/08, CHG 5: 02/22 | ASTM INTERNATIONAL | ASTM | ASTM A106/A106M | Standard Specification for Seamless Carbon Steel Pipe for High-Temperature Service | 2019a
9184 | 23 52 33.02 20 | STEAM HEATING PLANT WATERTUBE (FIELD ERECTED) COAL/OIL OR COAL | 11/08, CHG 5: 02/22 | ASTM INTERNATIONAL | ASTM | ASTM A193/A193M | Standard Specification for Alloy-Steel and Stainless Steel Bolting Materials for High-Temperature Service and Other Special Purpose Applications | 2024
9185 | 23 52 33.02 20 | STEAM HEATING PLANT WATERTUBE (FIELD ERECTED) COAL/OIL OR COAL | 11/08, CHG 5: 02/22 | ASTM INTERNATIONAL | ASTM | ASTM A194/A194M | Standard Specification for Carbon Steel, Alloy Steel, and Stainless Steel Nuts for Bolts for High-Pressure or High-Temperature Service, or Both | 2024
9186 | 23 52 33.02 20 | STEAM HEATING PLANT WATERTUBE (FIELD ERECTED) COAL/OIL OR COAL | 11/08, CHG 5: 02/22 | ASTM INTERNATIONAL | ASTM | ASTM A211 | Specification for Spiral-Welded Steel or Iron Pipe | 1975; R 1985
9187 | 23 52 33.02 20 | STEAM HEATING PLANT WATERTUBE (FIELD ERECTED) COAL/OIL OR COAL | 11/08, CHG 5: 02/22 | ASTM INTERNATIONAL | ASTM | ASTM A242/A242M | Standard Specification for High-Strength Low-Alloy Structural Steel | 2024
9188 | 23 52 33.02 20 | STEAM HEATING PLANT WATERTUBE (FIELD ERECTED) COAL/OIL OR COAL | 11/08, CHG 5: 02/22 | ASTM INTERNATIONAL | ASTM | ASTM A312/A312M | Standard Specification for Seamless, Welded, and Heavily Cold Worked Austenitic Stainless Steel Pipes | 2022a
9189 | 23 52 33.02 20 | STEAM HEATING PLANT WATERTUBE (FIELD ERECTED) COAL/OIL OR COAL | 11/08, CHG 5: 02/22 | ASTM INTERNATIONAL | ASTM | ASTM A1011/A1011M | Standard Specification for Steel Sheet and Strip, Hot-Rolled, Carbon, Structural, High-Strength Low-Alloy, High-Strength Low-Alloy with Improved Formability, and Ultra-High Strength | 2023
9190 | 23 52 33.02 20 | STEAM HEATING PLANT WATERTUBE (FIELD ERECTED) COAL/OIL OR COAL | 11/08, CHG 5: 02/22 | ASTM INTERNATIONAL | ASTM | ASTM B88 | Standard Specification for Seamless Copper Water Tube | 2022
9191 | 23 52 33.02 20 | STEAM HEATING PLANT WATERTUBE (FIELD ERECTED) COAL/OIL OR COAL | 11/08, CHG 5: 02/22 | ASTM INTERNATIONAL | ASTM | ASTM B88M | Standard Specification for Seamless Copper Water Tube (Metric) | 2020
9192 | 23 52 33.02 20 | STEAM HEATING PLANT WATERTUBE (FIELD ERECTED) COAL/OIL OR COAL | 11/08, CHG 5: 02/22 | ASTM INTERNATIONAL | ASTM | ASTM B111/B111M | Standard Specification for Copper and Copper-Alloy Seamless Condenser Tubes and Ferrule Stock | 2018
9193 | 23 52 33.02 20 | STEAM HEATING PLANT WATERTUBE (FIELD ERECTED) COAL/OIL OR COAL | 11/08, CHG 5: 02/22 | ASTM INTERNATIONAL | ASTM | ASTM C27 | Fireclay and High-Alumina Refractory Brick | 1998; R 2022
9194 | 23 52 33.02 20 | STEAM HEATING PLANT WATERTUBE (FIELD ERECTED) COAL/OIL OR COAL | 11/08, CHG 5: 02/22 | ASTM INTERNATIONAL | ASTM | ASTM C155 | Standard Specification for Insulating Firebrick | 1997; R 2022
9195 | 23 52 33.02 20 | STEAM HEATING PLANT WATERTUBE (FIELD ERECTED) COAL/OIL OR COAL | 11/08, CHG 5: 02/22 | ASTM INTERNATIONAL | ASTM | ASTM C401 | Alumina and Alumina-Silicate Castable Refractories | 2012; R 2022
9196 | 23 52 33.02 20 | STEAM HEATING PLANT WATERTUBE (FIELD ERECTED) COAL/OIL OR COAL | 11/08, CHG 5: 02/22 | ASTM INTERNATIONAL | ASTM | ASTM D396 | Standard Specification for Fuel Oils | 2021
9197 | 23 52 33.02 20 | STEAM HEATING PLANT WATERTUBE (FIELD ERECTED) COAL/OIL OR COAL | 11/08, CHG 5: 02/22 | ASTM INTERNATIONAL | ASTM | ASTM D1047 | Poly(Vinyl Chloride) Jacket for Wire and Cable | 2016
9198 | 23 52 33.02 20 | STEAM HEATING PLANT WATERTUBE (FIELD ERECTED) COAL/OIL OR COAL | 11/08, CHG 5: 02/22 | ASTM INTERNATIONAL | ASTM | ASTM D1220 | Measurement and Calibration of Upright Cylindrical Tanks | 1965; R 1990
9199 | 23 52 33.02 20 | STEAM HEATING PLANT WATERTUBE (FIELD ERECTED) COAL/OIL OR COAL | 11/08, CHG 5: 02/22 | FM GLOBAL | FM | FM DS 12-17 | Watertube Boilers | 2001
9200 | 23 52 33.02 20 | STEAM HEATING PLANT WATERTUBE (FIELD ERECTED) COAL/OIL OR COAL | 11/08, CHG 5: 02/22 | MANUFACTURERS STANDARDIZATION SOCIETY OF THE VALVE AND FITTINGS INDUSTRY | MSS | MSS SP-58 | Pipe Hangers and Supports - Materials, Design and Manufacture, Selection, Application, and Installation | 2018
9201 | 23 52 33.02 20 | STEAM HEATING PLANT WATERTUBE (FIELD ERECTED) COAL/OIL OR COAL | 11/08, CHG 5: 02/22 | MANUFACTURERS STANDARDIZATION SOCIETY OF THE VALVE AND FITTINGS INDUSTRY | MSS | MSS SP-70 | Gray Iron Gate Valves, Flanged and Threaded Ends | 2011
9202 | 23 52 33.02 20 | STEAM HEATING PLANT WATERTUBE (FIELD ERECTED) COAL/OIL OR COAL | 11/08, CHG 5: 02/22 | MANUFACTURERS STANDARDIZATION SOCIETY OF THE VALVE AND FITTINGS INDUSTRY | MSS | MSS SP-80 | Bronze Gate, Globe, Angle and Check Valves | 2019
9203 | 23 52 33.02 20 | STEAM HEATING PLANT WATERTUBE (FIELD ERECTED) COAL/OIL OR COAL | 11/08, CHG 5: 02/22 | MANUFACTURERS STANDARDIZATION SOCIETY OF THE VALVE AND FITTINGS INDUSTRY | MSS | MSS SP-85 | Gray Iron Globe & Angle Valves Flanged and Threaded Ends | 2011
9204 | 23 52 33.02 20 | STEAM HEATING PLANT WATERTUBE (FIELD ERECTED) COAL/OIL OR COAL | 11/08, CHG 5: 02/22 | NATIONAL BOARD OF BOILER AND PRESSURE VESSEL INSPECTORS | NBBI | NBBI NB-27 | National Board Rules and Recommendations for the Design and Construction of Boiler Blowoff Systems | 1991
9205 | 23 52 33.02 20 | STEAM HEATING PLANT WATERTUBE (FIELD ERECTED) COAL/OIL OR COAL | 11/08, CHG 5: 02/22 | NATIONAL ELECTRICAL MANUFACTURERS ASSOCIATION | NEMA | NEMA 250 | Enclosures for Electrical Equipment (1000 Volts Maximum) | 2020
9206 | 23 52 33.02 20 | STEAM HEATING PLANT WATERTUBE (FIELD ERECTED) COAL/OIL OR COAL | 11/08, CHG 5: 02/22 | NATIONAL ELECTRICAL MANUFACTURERS ASSOCIATION | NEMA | NEMA MG 1 | Motors and Generators | 2021
9207 | 23 52 33.02 20 | STEAM HEATING PLANT WATERTUBE (FIELD ERECTED) COAL/OIL OR COAL | 11/08, CHG 5: 02/22 | NATIONAL ELECTRICAL MANUFACTURERS ASSOCIATION | NEMA | NEMA SM 23 | Steam Turbines for Mechanical Drive Service | 1991; R 2002
9208 | 23 52 33.02 20 | STEAM HEATING PLANT WATERTUBE (FIELD ERECTED) COAL/OIL OR COAL | 11/08, CHG 5: 02/22 | NATIONAL FIRE PROTECTION ASSOCIATION | NFPA | NFPA 54 | National Fuel Gas Code | 2024
9209 | 23 52 33.02 20 | STEAM HEATING PLANT WATERTUBE (FIELD ERECTED) COAL/OIL OR COAL | 11/08, CHG 5: 02/22 | NATIONAL FIRE PROTECTION ASSOCIATION | NFPA | NFPA 70 | National Electrical Code | 2023
9210 | 23 52 33.02 20 | STEAM HEATING PLANT WATERTUBE (FIELD ERECTED) COAL/OIL OR COAL | 11/08, CHG 5: 02/22 | NATIONAL FIRE PROTECTION ASSOCIATION | NFPA | NFPA 85 | Boiler and Combustion Systems Hazards Code | 2023
9211 | 23 52 33.02 20 | STEAM HEATING PLANT WATERTUBE (FIELD ERECTED) COAL/OIL OR COAL | 11/08, CHG 5: 02/22 | PLUMBING-HEATING-COOLING CONTRACTORS ASSOCIATION | PHCC | NAPHCC NSPC | National Standard Plumbing Code Illustrated | 2015
9212 | 23 52 33.02 20 | STEAM HEATING PLANT WATERTUBE (FIELD ERECTED) COAL/OIL OR COAL | 11/08, CHG 5: 02/22 | SOCIETY FOR PROTECTIVE COATINGS | SSPC | SSPC PS 11.01 | Black (or Dark Red) Coal Tar Epoxy Polyamide Painting System | 1982; E 2004
9213 | 23 52 33.02 20 | STEAM HEATING PLANT WATERTUBE (FIELD ERECTED) COAL/OIL OR COAL | 11/08, CHG 5: 02/22 | SOCIETY FOR PROTECTIVE COATINGS | SSPC | SSPC SP 10/NACE No. 2 | Near-White Blast Cleaning | 2015
9214 | 23 52 33.02 20 | STEAM HEATING PLANT WATERTUBE (FIELD ERECTED) COAL/OIL OR COAL | 11/08, CHG 5: 02/22 | U.S. DEPARTMENT OF DEFENSE | DOD | MIL-C-18480 | Coating Compound, Bituminous, Solvent, Coal-Tar Base | 1982; Rev B; Notice 2 2009; Notice 3 2022
9215 | 23 52 33.02 20 | STEAM HEATING PLANT WATERTUBE (FIELD ERECTED) COAL/OIL OR COAL | 11/08, CHG 5: 02/22 | U.S. DEPARTMENT OF DEFENSE | DOD | MIL-DTL-17813 | Expansion Joints, Pipe, Metallic Bellows, General Specification for | 2009; Rev H; Supp 1 2009; Notice 1 2013; Notice 2 2018; Notice 3 2023
9216 | 23 52 33.02 20 | STEAM HEATING PLANT WATERTUBE (FIELD ERECTED) COAL/OIL OR COAL | 11/08, CHG 5: 02/22 | U.S. DEPARTMENT OF DEFENSE | DOD | MIL-DTL-18436 | Valves, Check, Bronze, Cast Iron, and Steel Body | 2017; Rev G; Notice 1 2024
9217 | 23 52 33.02 20 | STEAM HEATING PLANT WATERTUBE (FIELD ERECTED) COAL/OIL OR COAL | 11/08, CHG 5: 02/22 | U.S. DEPARTMENT OF DEFENSE | DOD | MIL-E-17814 | Expansion Joints, Pipe, Slip-Type, Packed | 1992; Rev F; CANC Notice 1
9218 | 23 52 33.02 20 | STEAM HEATING PLANT WATERTUBE (FIELD ERECTED) COAL/OIL OR COAL | 11/08, CHG 5: 02/22 | U.S. DEPARTMENT OF DEFENSE | DOD | MIL-STD-101 | Color Code for Pipelines and for Compressed Gas Cylinders | 2014; Rev C
9219 | 23 52 33.02 20 | STEAM HEATING PLANT WATERTUBE (FIELD ERECTED) COAL/OIL OR COAL | 11/08, CHG 5: 02/22 | U.S. DEPARTMENT OF DEFENSE | DOD | MIL-T-19646 | Thermometer, Gas Actuated, Remote Reading | 1990; Rev A; Notice 1 2021
9220 | 23 52 33.02 20 | STEAM HEATING PLANT WATERTUBE (FIELD ERECTED) COAL/OIL OR COAL | 11/08, CHG 5: 02/22 | U.S. FEDERAL AVIATION ADMINISTRATION | FAA | FAA AC 150/5345-43 | Specification for Obstruction Lighting Equipment | 2019; Rev J
9221 | 23 52 33.02 20 | STEAM HEATING PLANT WATERTUBE (FIELD ERECTED) COAL/OIL OR COAL | 11/08, CHG 5: 02/22 | U.S. GENERAL SERVICES ADMINISTRATION | GSA | CID A-A-50494 | Exhaust Head, Steam | Basic; Notice 1
9222 | 23 52 33.02 20 | STEAM HEATING PLANT WATERTUBE (FIELD ERECTED) COAL/OIL OR COAL | 11/08, CHG 5: 02/22 | U.S. GENERAL SERVICES ADMINISTRATION | GSA | CID A-A-50555 | Pumping Units, Sewage, Duplex, Centrifugal, Automatic Wet-Pit Type | Basic
9223 | 23 52 33.02 20 | STEAM HEATING PLANT WATERTUBE (FIELD ERECTED) COAL/OIL OR COAL | 11/08, CHG 5: 02/22 | U.S. GENERAL SERVICES ADMINISTRATION | GSA | CID A-A-50558 | Valves, Pressure Regulating, Steam | Basic; Notice 1
9224 | 23 52 33.02 20 | STEAM HEATING PLANT WATERTUBE (FIELD ERECTED) COAL/OIL OR COAL | 11/08, CHG 5: 02/22 | U.S. GENERAL SERVICES ADMINISTRATION | GSA | CID A-A-50562 | Pump Units, Centrifugal, Water, Horizontal; General Service and Boiler-Feed: Electric-Motor or Steam-Turbine-Driven | Basic
9225 | 23 52 33.02 20 | STEAM HEATING PLANT WATERTUBE (FIELD ERECTED) COAL/OIL OR COAL | 11/08, CHG 5: 02/22 | U.S. GENERAL SERVICES ADMINISTRATION | GSA | CID A-A-59222 | Fans, Centrifugal, Draft, Forced and Induced | Basic; Notice 1; CANC Notice 1 2021
9226 | 23 52 33.02 20 | STEAM HEATING PLANT WATERTUBE (FIELD ERECTED) COAL/OIL OR COAL | 11/08, CHG 5: 02/22 | U.S. GENERAL SERVICES ADMINISTRATION | GSA | CID A-A-59224 | Meters, Fluid Quantity Volumetric | Basic; Notice 2
9227 | 23 52 33.02 20 | STEAM HEATING PLANT WATERTUBE (FIELD ERECTED) COAL/OIL OR COAL | 11/08, CHG 5: 02/22 | U.S. GENERAL SERVICES ADMINISTRATION | GSA | CID A-A-60001 | Traps, Steam | Rev A
9228 | 23 52 33.02 20 | STEAM HEATING PLANT WATERTUBE (FIELD ERECTED) COAL/OIL OR COAL | 11/08, CHG 5: 02/22 | U.S. GENERAL SERVICES ADMINISTRATION | GSA | FS F-B-2910 | Burners, Single Oil, Gas, and Gas-Oil Combination for Packaged Boilers (320,001 to 125,000,000 BTU/HR Thermal Output Capacity) | Basic
9229 | 23 52 33.02 20 | STEAM HEATING PLANT WATERTUBE (FIELD ERECTED) COAL/OIL OR COAL | 11/08, CHG 5: 02/22 | U.S. GENERAL SERVICES ADMINISTRATION | GSA | FS TT-P-28 | Paint, Aluminum, Heat Resisting (1200 Degrees F.) | Rev H
9230 | 23 52 33.02 20 | STEAM HEATING PLANT WATERTUBE (FIELD ERECTED) COAL/OIL OR COAL | 11/08, CHG 5: 02/22 | U.S. GENERAL SERVICES ADMINISTRATION | GSA | FS W-H-2904 | Heaters, Fluid, Deaerating (For Water Only) 1,000 to 1,600,000 Pounds Per Hour Capacity | Basic; Notice 1
9231 | 23 52 33.02 20 | STEAM HEATING PLANT WATERTUBE (FIELD ERECTED) COAL/OIL OR COAL | 11/08, CHG 5: 02/22 | U.S. GENERAL SERVICES ADMINISTRATION | GSA | FS WW-S-2739 | Strainers, Sediment: Pipeline, Water, Air, Gas, Oil, or Steam | Basic; Notice 1; Notice 2
9232 | 23 52 33.02 20 | STEAM HEATING PLANT WATERTUBE (FIELD ERECTED) COAL/OIL OR COAL | 11/08, CHG 5: 02/22 | U.S. GENERAL SERVICES ADMINISTRATION | GSA | FS XX-C-2816 | Compressor, Air, Reciprocating or Rotary, Electric Motor Driven, Stationary, 10 HP and Larger | Rev A
9233 | 23 52 33.02 20 | STEAM HEATING PLANT WATERTUBE (FIELD ERECTED) COAL/OIL OR COAL | 11/08, CHG 5: 02/22 | U.S. NATIONAL ARCHIVES AND RECORDS ADMINISTRATION | NARA | 29 CFR 1910-SUBPART D | Walking - Working Surfaces
9234 | 23 52 33.02 20 | STEAM HEATING PLANT WATERTUBE (FIELD ERECTED) COAL/OIL OR COAL | 11/08, CHG 5: 02/22 | U.S. NATIONAL ARCHIVES AND RECORDS ADMINISTRATION | NARA | 29 CFR 1910-SUBPART Q | Welding, Cutting, and Brazing
9235 | 23 52 33.02 20 | STEAM HEATING PLANT WATERTUBE (FIELD ERECTED) COAL/OIL OR COAL | 11/08, CHG 5: 02/22 | U.S. NATIONAL ARCHIVES AND RECORDS ADMINISTRATION | NARA | 40 CFR 82 | Protection of Stratospheric Ozone
9236 | 23 52 33.02 20 | STEAM HEATING PLANT WATERTUBE (FIELD ERECTED) COAL/OIL OR COAL | 11/08, CHG 5: 02/22 | U.S. NAVAL FACILITIES ENGINEERING SYSTEMS COMMAND | NAVFAC | NAVFAC MO 324 | Inspection and Certification of Boilers and Unfired Pressure Vessels | 1992
9237 | 23 52 33.02 20 | STEAM HEATING PLANT WATERTUBE (FIELD ERECTED) COAL/OIL OR COAL | 11/08, CHG 5: 02/22 | UNDERWRITERS LABORATORIES | UL | UL 296 | UL Standard for Safety Oil Burners | 2017; Reprint Nov 2022
9238 | 23 52 33.02 20 | STEAM HEATING PLANT WATERTUBE (FIELD ERECTED) COAL/OIL OR COAL | 11/08, CHG 5: 02/22 | UNDERWRITERS LABORATORIES | UL | UL 726 | Oil-Fired Boiler Assemblies | 1995; Reprint Oct 2023
9239 | 23 52 33.02 20 | STEAM HEATING PLANT WATERTUBE (FIELD ERECTED) COAL/OIL OR COAL | 11/08, CHG 5: 02/22 | WATER QUALITY ASSOCIATION | WQA | WQA S-100 | Household, Commercial, and Portable Exchange Cation Exchange Water Softeners | 2000
9240 | 23 52 33.03 20 | WATER-TUBE BOILERS, OIL/GAS OR OIL | 11/08, CHG 4: 02/22 | AMERICAN ASSOCIATION OF STATE HIGHWAY AND TRANSPORTATION OFFICIALS | AASHTO | AASHTO M 118 | Coal-Tar Bitumen Used in Roofing, Damp-Proofing, and Waterproofing | 1979
9241 | 23 52 33.03 20 | WATER-TUBE BOILERS, OIL/GAS OR OIL | 11/08, CHG 4: 02/22 | AMERICAN BOILER MANUFACTURERS ASSOCIATION | ABMA/BOIL | ABMA Boiler 103 | Selected Codes and Standards of the Boiler Industry | 2001
9242 | 23 52 33.03 20 | WATER-TUBE BOILERS, OIL/GAS OR OIL | 11/08, CHG 4: 02/22 | AMERICAN INSTITUTE OF STEEL CONSTRUCTION | AISC | AISC 360 | Specification for Structural Steel Buildings | 2016
9243 | 23 52 33.03 20 | WATER-TUBE BOILERS, OIL/GAS OR OIL | 11/08, CHG 4: 02/22 | AMERICAN LADDER INSTITUTE | ALI | ALI A14.3 | Ladders - Fixed - Safety Requirements | 2008; R 2018
9244 | 23 52 33.03 20 | WATER-TUBE BOILERS, OIL/GAS OR OIL | 11/08, CHG 4: 02/22 | AMERICAN PETROLEUM INSTITUTE | API | API Std 607 | Fire Test for Quarter-turn Valves and Valves Equipped with Non-metallic Seats | 2016
9245 | 23 52 33.03 20 | WATER-TUBE BOILERS, OIL/GAS OR OIL | 11/08, CHG 4: 02/22 | AMERICAN PETROLEUM INSTITUTE | API | API Std 650 | Welded Tanks for Oil Storage | 2013; Errata 1 2013; Addendum 1 2014; Errata 2 2014; Addendum 2 2016; Addendum 3 2018
9246 | 23 52 33.03 20 | WATER-TUBE BOILERS, OIL/GAS OR OIL | 11/08, CHG 4: 02/22 | AMERICAN SOCIETY OF MECHANICAL ENGINEERS | ASME | ASME A13.1 | Scheme for the Identification of Piping Systems | 2023
9247 | 23 52 33.03 20 | WATER-TUBE BOILERS, OIL/GAS OR OIL | 11/08, CHG 4: 02/22 | AMERICAN SOCIETY OF MECHANICAL ENGINEERS | ASME | ASME B16.3 | Malleable Iron Threaded Fittings, Classes 150 and 300 | 2021
9248 | 23 52 33.03 20 | WATER-TUBE BOILERS, OIL/GAS OR OIL | 11/08, CHG 4: 02/22 | AMERICAN SOCIETY OF MECHANICAL ENGINEERS | ASME | ASME B16.5 | Pipe Flanges and Flanged Fittings NPS 1/2 Through NPS 24 Metric/Inch Standard | 2020
9249 | 23 52 33.03 20 | WATER-TUBE BOILERS, OIL/GAS OR OIL | 11/08, CHG 4: 02/22 | AMERICAN SOCIETY OF MECHANICAL ENGINEERS | ASME | ASME B16.9 | Factory-Made Wrought Buttwelding Fittings | 2018
9250 | 23 52 33.03 20 | WATER-TUBE BOILERS, OIL/GAS OR OIL | 11/08, CHG 4: 02/22 | AMERICAN SOCIETY OF MECHANICAL ENGINEERS | ASME | ASME B16.11 | Forged Fittings, Socket-Welding and Threaded | 2022
9251 | 23 52 33.03 20 | WATER-TUBE BOILERS, OIL/GAS OR OIL | 11/08, CHG 4: 02/22 | AMERICAN SOCIETY OF MECHANICAL ENGINEERS | ASME | ASME B16.18 | Cast Copper Alloy Solder Joint Pressure Fittings | 2021
9252 | 23 52 33.03 20 | WATER-TUBE BOILERS, OIL/GAS OR OIL | 11/08, CHG 4: 02/22 | AMERICAN SOCIETY OF MECHANICAL ENGINEERS | ASME | ASME B16.21 | Nonmetallic Flat Gaskets for Pipe Flanges | 2021
9253 | 23 52 33.03 20 | WATER-TUBE BOILERS, OIL/GAS OR OIL | 11/08, CHG 4: 02/22 | AMERICAN SOCIETY OF MECHANICAL ENGINEERS | ASME | ASME B16.22 | Wrought Copper and Copper Alloy Solder Joint Pressure Fittings | 2021
9254 | 23 52 33.03 20 | WATER-TUBE BOILERS, OIL/GAS OR OIL | 11/08, CHG 4: 02/22 | AMERICAN SOCIETY OF MECHANICAL ENGINEERS | ASME | ASME B16.26 | Standard for Cast Copper Alloy Fittings for Flared Copper Tubes | 2018
9255 | 23 52 33.03 20 | WATER-TUBE BOILERS, OIL/GAS OR OIL | 11/08, CHG 4: 02/22 | AMERICAN SOCIETY OF MECHANICAL ENGINEERS | ASME | ASME B16.34 | Valves - Flanged, Threaded and Welding End | 2021
9256 | 23 52 33.03 20 | WATER-TUBE BOILERS, OIL/GAS OR OIL | 11/08, CHG 4: 02/22 | AMERICAN SOCIETY OF MECHANICAL ENGINEERS | ASME | ASME B16.39 | Standard for Malleable Iron Threaded Pipe Unions; Classes 150, 250, and 300 | 2020
9257 | 23 52 33.03 20 | WATER-TUBE BOILERS, OIL/GAS OR OIL | 11/08, CHG 4: 02/22 | AMERICAN SOCIETY OF MECHANICAL ENGINEERS | ASME | ASME B31.1 | Power Piping | 2022
9258 | 23 52 33.03 20 | WATER-TUBE BOILERS, OIL/GAS OR OIL | 11/08, CHG 4: 02/22 | AMERICAN SOCIETY OF MECHANICAL ENGINEERS | ASME | ASME B40.100 | Pressure Gauges and Gauge Attachments | 2022
9259 | 23 52 33.03 20 | WATER-TUBE BOILERS, OIL/GAS OR OIL | 11/08, CHG 4: 02/22 | AMERICAN SOCIETY OF MECHANICAL ENGINEERS | ASME | ASME BPVC SEC I | BPVC Section I-Rules for Construction of Power Boilers | 2017
9260 | 23 52 33.03 20 | WATER-TUBE BOILERS, OIL/GAS OR OIL | 11/08, CHG 4: 02/22 | AMERICAN SOCIETY OF MECHANICAL ENGINEERS | ASME | ASME BPVC SEC II-C | BPVC Section II-Materials Part C-Specifications for Welding Rods Electrodes and Filler Metals | 2017
9261 | 23 52 33.03 20 | WATER-TUBE BOILERS, OIL/GAS OR OIL | 11/08, CHG 4: 02/22 | AMERICAN SOCIETY OF MECHANICAL ENGINEERS | ASME | ASME BPVC SEC VII | BPVC Section VII-Recommended Guidelines for the Care of Power Boilers | 2017
9262 | 23 52 33.03 20 | WATER-TUBE BOILERS, OIL/GAS OR OIL | 11/08, CHG 4: 02/22 | AMERICAN SOCIETY OF MECHANICAL ENGINEERS | ASME | ASME BPVC SEC VIII D1 | BPVC Section VIII-Rules for Construction of Pressure Vessels Division 1 | 2019
9263 | 23 52 33.03 20 | WATER-TUBE BOILERS, OIL/GAS OR OIL | 11/08, CHG 4: 02/22 | AMERICAN SOCIETY OF MECHANICAL ENGINEERS | ASME | ASME PTC 4 | Fired Steam Generators | 2013; R 2023
9264 | 23 52 33.03 20 | WATER-TUBE BOILERS, OIL/GAS OR OIL | 11/08, CHG 4: 02/22 | AMERICAN WATER WORKS ASSOCIATION | AWWA | AWWA C511 | Reduced-Pressure Principle Backflow Prevention Assembly | 2017; R 2021
9265 | 23 52 33.03 20 | WATER-TUBE BOILERS, OIL/GAS OR OIL | 11/08, CHG 4: 02/22 | AMERICAN WATER WORKS ASSOCIATION | AWWA | AWWA C651 | Standard for Disinfecting Water Mains | 2023
9266 | 23 52 33.03 20 | WATER-TUBE BOILERS, OIL/GAS OR OIL | 11/08, CHG 4: 02/22 | AMERICAN WELDING SOCIETY | AWS | AWS D1.1/D1.1M | Structural Welding Code - Steel | 2020; Errata 1 2021
9267 | 23 52 33.03 20 | WATER-TUBE BOILERS, OIL/GAS OR OIL | 11/08, CHG 4: 02/22 | AMERICAN WELDING SOCIETY | AWS | AWS D1.3/D1.3M | Structural Welding Code - Sheet Steel | 2018
9268 | 23 52 33.03 20 | WATER-TUBE BOILERS, OIL/GAS OR OIL | 11/08, CHG 4: 02/22 | ASTM INTERNATIONAL | ASTM | ASTM A48/A48M | Standard Specification for Gray Iron Castings | 2022
9269 | 23 52 33.03 20 | WATER-TUBE BOILERS, OIL/GAS OR OIL | 11/08, CHG 4: 02/22 | ASTM INTERNATIONAL | ASTM | ASTM A53/A53M | Standard Specification for Pipe, Steel, Black and Hot-Dipped, Zinc-Coated, Welded and Seamless | 2024
9270 | 23 52 33.03 20 | WATER-TUBE BOILERS, OIL/GAS OR OIL | 11/08, CHG 4: 02/22 | ASTM INTERNATIONAL | ASTM | ASTM A106/A106M | Standard Specification for Seamless Carbon Steel Pipe for High-Temperature Service | 2019a
9271 | 23 52 33.03 20 | WATER-TUBE BOILERS, OIL/GAS OR OIL | 11/08, CHG 4: 02/22 | ASTM INTERNATIONAL | ASTM | ASTM A193/A193M | Standard Specification for Alloy-Steel and Stainless Steel Bolting Materials for High-Temperature Service and Other Special Purpose Applications | 2024
9272 | 23 52 33.03 20 | WATER-TUBE BOILERS, OIL/GAS OR OIL | 11/08, CHG 4: 02/22 | ASTM INTERNATIONAL | ASTM | ASTM A194/A194M | Standard Specification for Carbon Steel, Alloy Steel, and Stainless Steel Nuts for Bolts for High-Pressure or High-Temperature Service, or Both | 2024
9273 | 23 52 33.03 20 | WATER-TUBE BOILERS, OIL/GAS OR OIL | 11/08, CHG 4: 02/22 | ASTM INTERNATIONAL | ASTM | ASTM A242/A242M | Standard Specification for High-Strength Low-Alloy Structural Steel | 2024
9274 | 23 52 33.03 20 | WATER-TUBE BOILERS, OIL/GAS OR OIL | 11/08, CHG 4: 02/22 | ASTM INTERNATIONAL | ASTM | ASTM A312/A312M | Standard Specification for Seamless, Welded, and Heavily Cold Worked Austenitic Stainless Steel Pipes | 2022a
9275 | 23 52 33.03 20 | WATER-TUBE BOILERS, OIL/GAS OR OIL | 11/08, CHG 4: 02/22 | ASTM INTERNATIONAL | ASTM | ASTM B88 | Standard Specification for Seamless Copper Water Tube | 2022
9276 | 23 52 33.03 20 | WATER-TUBE BOILERS, OIL/GAS OR OIL | 11/08, CHG 4: 02/22 | ASTM INTERNATIONAL | ASTM | ASTM B88M | Standard Specification for Seamless Copper Water Tube (Metric) | 2020
9277 | 23 52 33.03 20 | WATER-TUBE BOILERS, OIL/GAS OR OIL | 11/08, CHG 4: 02/22 | ASTM INTERNATIONAL | ASTM | ASTM B111/B111M | Standard Specification for Copper and Copper-Alloy Seamless Condenser Tubes and Ferrule Stock | 2018
9278 | 23 52 33.03 20 | WATER-TUBE BOILERS, OIL/GAS OR OIL | 11/08, CHG 4: 02/22 | ASTM INTERNATIONAL | ASTM | ASTM D396 | Standard Specification for Fuel Oils | 2021
9279 | 23 52 33.03 20 | WATER-TUBE BOILERS, OIL/GAS OR OIL | 11/08, CHG 4: 02/22 | ASTM INTERNATIONAL | ASTM | ASTM D1047 | Poly(Vinyl Chloride) Jacket for Wire and Cable | 2016
9280 | 23 52 33.03 20 | WATER-TUBE BOILERS, OIL/GAS OR OIL | 11/08, CHG 4: 02/22 | ASTM INTERNATIONAL | ASTM | ASTM D1220 | Measurement and Calibration of Upright Cylindrical Tanks | 1965; R 1990
9281 | 23 52 33.03 20 | WATER-TUBE BOILERS, OIL/GAS OR OIL | 11/08, CHG 4: 02/22 | ASTM INTERNATIONAL | ASTM | ASTM D5864 | Standard Test Method for Determining Aerobic Aquatic Biodegradation of Lubricants or Their Components | 2011
9282 | 23 52 33.03 20 | WATER-TUBE BOILERS, OIL/GAS OR OIL | 11/08, CHG 4: 02/22 | ASTM INTERNATIONAL | ASTM | ASTM D6081 | Aquatic Toxicity Testing of Lubricants: Sample Preparation and Results Interpretation | 1998; R 2014
9283 | 23 52 33.03 20 | WATER-TUBE BOILERS, OIL/GAS OR OIL | 11/08, CHG 4: 02/22 | ASTM INTERNATIONAL | ASTM | ASTM F1007 | Standard Specification for Pipeline Expansion Joints of the Packed Slip Type for Marine Application | 2018; R 2022
9284 | 23 52 33.03 20 | WATER-TUBE BOILERS, OIL/GAS OR OIL | 11/08, CHG 4: 02/22 | ASTM INTERNATIONAL | ASTM | ASTM F1120 | Standard Specification for Circular Metallic Bellows Type Expansion Joints for Piping Applications | 1987; R 2019
9285 | 23 52 33.03 20 | WATER-TUBE BOILERS, OIL/GAS OR OIL | 11/08, CHG 4: 02/22 | ASTM INTERNATIONAL | ASTM | ASTM F1508 | Standard Specification for Angle Style, Pressure Relief Valves for Steam, Gas, and Liquid Services | 1996; R 2021
9286 | 23 52 33.03 20 | WATER-TUBE BOILERS, OIL/GAS OR OIL | 11/08, CHG 4: 02/22 | FM GLOBAL | FM | FM DS 12-17 | Watertube Boilers | 2001
9287 | 23 52 33.03 20 | WATER-TUBE BOILERS, OIL/GAS OR OIL | 11/08, CHG 4: 02/22 | MANUFACTURERS STANDARDIZATION SOCIETY OF THE VALVE AND FITTINGS INDUSTRY | MSS | MSS SP-58 | Pipe Hangers and Supports - Materials, Design and Manufacture, Selection, Application, and Installation | 2018
9288 | 23 52 33.03 20 | WATER-TUBE BOILERS, OIL/GAS OR OIL | 11/08, CHG 4: 02/22 | MANUFACTURERS STANDARDIZATION SOCIETY OF THE VALVE AND FITTINGS INDUSTRY | MSS | MSS SP-70 | Gray Iron Gate Valves, Flanged and Threaded Ends | 2011
9289 | 23 52 33.03 20 | WATER-TUBE BOILERS, OIL/GAS OR OIL | 11/08, CHG 4: 02/22 | MANUFACTURERS STANDARDIZATION SOCIETY OF THE VALVE AND FITTINGS INDUSTRY | MSS | MSS SP-80 | Bronze Gate, Globe, Angle and Check Valves | 2019
9290 | 23 52 33.03 20 | WATER-TUBE BOILERS, OIL/GAS OR OIL | 11/08, CHG 4: 02/22 | MANUFACTURERS STANDARDIZATION SOCIETY OF THE VALVE AND FITTINGS INDUSTRY | MSS | MSS SP-85 | Gray Iron Globe & Angle Valves Flanged and Threaded Ends | 2011
9291 | 23 52 33.03 20 | WATER-TUBE BOILERS, OIL/GAS OR OIL | 11/08, CHG 4: 02/22 | NATIONAL BOARD OF BOILER AND PRESSURE VESSEL INSPECTORS | NBBI | NBBI NB-27 | National Board Rules and Recommendations for the Design and Construction of Boiler Blowoff Systems | 1991
9292 | 23 52 33.03 20 | WATER-TUBE BOILERS, OIL/GAS OR OIL | 11/08, CHG 4: 02/22 | NATIONAL ELECTRICAL MANUFACTURERS ASSOCIATION | NEMA | NEMA MG 1 | Motors and Generators | 2021
9293 | 23 52 33.03 20 | WATER-TUBE BOILERS, OIL/GAS OR OIL | 11/08, CHG 4: 02/22 | NATIONAL FIRE PROTECTION ASSOCIATION | NFPA | NFPA 54 | National Fuel Gas Code | 2024
9294 | 23 52 33.03 20 | WATER-TUBE BOILERS, OIL/GAS OR OIL | 11/08, CHG 4: 02/22 | NATIONAL FIRE PROTECTION ASSOCIATION | NFPA | NFPA 85 | Boiler and Combustion Systems Hazards Code | 2023
9295 | 23 52 33.03 20 | WATER-TUBE BOILERS, OIL/GAS OR OIL | 11/08, CHG 4: 02/22 | SOCIETY FOR PROTECTIVE COATINGS | SSPC | SSPC SP 10/NACE No. 2 | Near-White Blast Cleaning | 2015
9296 | 23 52 33.03 20 | WATER-TUBE BOILERS, OIL/GAS OR OIL | 11/08, CHG 4: 02/22 | U.S. ARMY CORPS OF ENGINEERS | USACE | EM 1110-2-1424 | Engineering and Design -- Lubricants and Hydraulic Fluids | 2016
9297 | 23 52 33.03 20 | WATER-TUBE BOILERS, OIL/GAS OR OIL | 11/08, CHG 4: 02/22 | U.S. DEPARTMENT OF DEFENSE | DOD | MIL-STD-101 | Color Code for Pipelines and for Compressed Gas Cylinders | 2014; Rev C
9298 | 23 52 33.03 20 | WATER-TUBE BOILERS, OIL/GAS OR OIL | 11/08, CHG 4: 02/22 | U.S. DEPARTMENT OF DEFENSE | DOD | MIL-T-19646 | Thermometer, Gas Actuated, Remote Reading | 1990; Rev A; Notice 1 2021
9299 | 23 52 33.03 20 | WATER-TUBE BOILERS, OIL/GAS OR OIL | 11/08, CHG 4: 02/22 | U.S. GENERAL SERVICES ADMINISTRATION | GSA | CID A-A-50494 | Exhaust Head, Steam | Basic; Notice 1
9300 | 23 52 33.03 20 | WATER-TUBE BOILERS, OIL/GAS OR OIL | 11/08, CHG 4: 02/22 | U.S. GENERAL SERVICES ADMINISTRATION | GSA | CID A-A-50555 | Pumping Units, Sewage, Duplex, Centrifugal, Automatic Wet-Pit Type | Basic
9301 | 23 52 33.03 20 | WATER-TUBE BOILERS, OIL/GAS OR OIL | 11/08, CHG 4: 02/22 | U.S. GENERAL SERVICES ADMINISTRATION | GSA | CID A-A-50558 | Valves, Pressure Regulating, Steam | Basic; Notice 1
9302 | 23 52 33.03 20 | WATER-TUBE BOILERS, OIL/GAS OR OIL | 11/08, CHG 4: 02/22 | U.S. GENERAL SERVICES ADMINISTRATION | GSA | CID A-A-50562 | Pump Units, Centrifugal, Water, Horizontal; General Service and Boiler-Feed: Electric-Motor or Steam-Turbine-Driven | Basic
9303 | 23 52 33.03 20 | WATER-TUBE BOILERS, OIL/GAS OR OIL | 11/08, CHG 4: 02/22 | U.S. GENERAL SERVICES ADMINISTRATION | GSA | CID A-A-59222 | Fans, Centrifugal, Draft, Forced and Induced | Basic; Notice 1; CANC Notice 1 2021
9304 | 23 52 33.03 20 | WATER-TUBE BOILERS, OIL/GAS OR OIL | 11/08, CHG 4: 02/22 | U.S. GENERAL SERVICES ADMINISTRATION | GSA | CID A-A-59224 | Meters, Fluid Quantity Volumetric | Basic; Notice 2
9305 | 23 52 33.03 20 | WATER-TUBE BOILERS, OIL/GAS OR OIL | 11/08, CHG 4: 02/22 | U.S. GENERAL SERVICES ADMINISTRATION | GSA | CID A-A-60001 | Traps, Steam | Rev A
9306 | 23 52 33.03 20 | WATER-TUBE BOILERS, OIL/GAS OR OIL | 11/08, CHG 4: 02/22 | U.S. GENERAL SERVICES ADMINISTRATION | GSA | FS F-B-2902 | Boilers, Steam Watertube (Bent Tube, Multi-Drum and Cross Drum) Packaged Type (10,000,000 to 125,000,000 BTU/HR Thermal Output Capacity) | Basic; Notice 1
9307 | 23 52 33.03 20 | WATER-TUBE BOILERS, OIL/GAS OR OIL | 11/08, CHG 4: 02/22 | U.S. GENERAL SERVICES ADMINISTRATION | GSA | FS F-B-2910 | Burners, Single Oil, Gas, and Gas-Oil Combination for Packaged Boilers (320,001 to 125,000,000 BTU/HR Thermal Output Capacity) | Basic
9308 | 23 52 33.03 20 | WATER-TUBE BOILERS, OIL/GAS OR OIL | 11/08, CHG 4: 02/22 | U.S. GENERAL SERVICES ADMINISTRATION | GSA | FS F-F-351 | Filters and Filter Elements, Fluid Pressure: Lubricating Oil, Bypass and Full Flow | 2019; Rev G
9309 | 23 52 33.03 20 | WATER-TUBE BOILERS, OIL/GAS OR OIL | 11/08, CHG 4: 02/22 | U.S. GENERAL SERVICES ADMINISTRATION | GSA | FS W-H-2904 | Heaters, Fluid, Deaerating (For Water Only) 1,000 to 1,600,000 Pounds Per Hour Capacity | Basic; Notice 1
9310 | 23 52 33.03 20 | WATER-TUBE BOILERS, OIL/GAS OR OIL | 11/08, CHG 4: 02/22 | U.S. GENERAL SERVICES ADMINISTRATION | GSA | FS WW-S-2739 | Strainers, Sediment: Pipeline, Water, Air, Gas, Oil, or Steam | Basic; Notice 1; Notice 2
9311 | 23 52 33.03 20 | WATER-TUBE BOILERS, OIL/GAS OR OIL | 11/08, CHG 4: 02/22 | U.S. GENERAL SERVICES ADMINISTRATION | GSA | FS XX-C-2816 | Compressor, Air, Reciprocating or Rotary, Electric Motor Driven, Stationary, 10 HP and Larger | Rev A
9312 | 23 52 33.03 20 | WATER-TUBE BOILERS, OIL/GAS OR OIL | 11/08, CHG 4: 02/22 | U.S. NATIONAL ARCHIVES AND RECORDS ADMINISTRATION | NARA | 29 CFR 1910-SUBPART D | Walking - Working Surfaces
9313 | 23 52 33.03 20 | WATER-TUBE BOILERS, OIL/GAS OR OIL | 11/08, CHG 4: 02/22 | U.S. NATIONAL ARCHIVES AND RECORDS ADMINISTRATION | NARA | 29 CFR 1910-SUBPART Q | Welding, Cutting, and Brazing
9314 | 23 52 33.03 20 | WATER-TUBE BOILERS, OIL/GAS OR OIL | 11/08, CHG 4: 02/22 | U.S. NATIONAL ARCHIVES AND RECORDS ADMINISTRATION | NARA | 40 CFR 82 | Protection of Stratospheric Ozone
9315 | 23 52 33.03 20 | WATER-TUBE BOILERS, OIL/GAS OR OIL | 11/08, CHG 4: 02/22 | U.S. NAVAL FACILITIES ENGINEERING SYSTEMS COMMAND | NAVFAC | NAVFAC MO 324 | Inspection and Certification of Boilers and Unfired Pressure Vessels | 1992
9316 | 23 52 33.03 20 | WATER-TUBE BOILERS, OIL/GAS OR OIL | 11/08, CHG 4: 02/22 | UNDERWRITERS LABORATORIES | UL | UL 296 | UL Standard for Safety Oil Burners | 2017; Reprint Nov 2022
9317 | 23 52 33.03 20 | WATER-TUBE BOILERS, OIL/GAS OR OIL | 11/08, CHG 4: 02/22 | UNDERWRITERS LABORATORIES | UL | UL 726 | Oil-Fired Boiler Assemblies | 1995; Reprint Oct 2023
9318 | 23 52 33.03 20 | WATER-TUBE BOILERS, OIL/GAS OR OIL | 11/08, CHG 4: 02/22 | UNDERWRITERS LABORATORIES | UL | UL 795 | UL Standard for Safety Commercial-Industrial Gas Heating Equipment | 2016; Reprint May 2022
9319 | 23 52 33.03 20 | WATER-TUBE BOILERS, OIL/GAS OR OIL | 11/08, CHG 4: 02/22 | WATER QUALITY ASSOCIATION | WQA | WQA S-100 | Household, Commercial, and Portable Exchange Cation Exchange Water Softeners | 2000
9320 | 23 52 43.00 20 | LOW PRESSURE WATER HEATING BOILERS (UNDER 800,000 BTU/HR OUTPUT) | 05/15, CHG 2: 08/18 | AMERICAN NATIONAL STANDARDS INSTITUTE | ANSI | ANSI Z21.13/CSA 4.9 | Gas-Fired Low Pressure Steam and Hot Water Boilers | 2022
9321 | 23 52 43.00 20 | LOW PRESSURE WATER HEATING BOILERS (UNDER 800,000 BTU/HR OUTPUT) | 05/15, CHG 2: 08/18 | AMERICAN SOCIETY OF MECHANICAL ENGINEERS | ASME | ASME BPVC SEC IV | BPVC Section IV-Rules for Construction of Heating Boilers | 2017
9322 | 23 52 43.00 20 | LOW PRESSURE WATER HEATING BOILERS (UNDER 800,000 BTU/HR OUTPUT) | 05/15, CHG 2: 08/18 | AMERICAN SOCIETY OF MECHANICAL ENGINEERS | ASME | ASME CSD-1 | Control and Safety Devices for Automatically Fired Boilers | 2021
9323 | 23 52 43.00 20 | LOW PRESSURE WATER HEATING BOILERS (UNDER 800,000 BTU/HR OUTPUT) | 05/15, CHG 2: 08/18 | ASTM INTERNATIONAL | ASTM | ASTM A53/A53M | Standard Specification for Pipe, Steel, Black and Hot-Dipped, Zinc-Coated, Welded and Seamless | 2024
9324 | 23 52 43.00 20 | LOW PRESSURE WATER HEATING BOILERS (UNDER 800,000 BTU/HR OUTPUT) | 05/15, CHG 2: 08/18 | ASTM INTERNATIONAL | ASTM | ASTM C592 | Standard Specification for Mineral Fiber Blanket Insulation and Blanket-Type Pipe Insulation (Metal-Mesh Covered) (Industrial Type) | 2022a
9325 | 23 52 43.00 20 | LOW PRESSURE WATER HEATING BOILERS (UNDER 800,000 BTU/HR OUTPUT) | 05/15, CHG 2: 08/18 | NATIONAL BOARD OF BOILER AND PRESSURE VESSEL INSPECTORS | NBBI | NBBI NB-23 PART 1 | National Board Inspection Code - Part 1 Installation | 2013
9326 | 23 52 43.00 20 | LOW PRESSURE WATER HEATING BOILERS (UNDER 800,000 BTU/HR OUTPUT) | 05/15, CHG 2: 08/18 | NATIONAL ELECTRICAL MANUFACTURERS ASSOCIATION | NEMA | NEMA MG 1 | Motors and Generators | 2021
9327 | 23 52 43.00 20 | LOW PRESSURE WATER HEATING BOILERS (UNDER 800,000 BTU/HR OUTPUT) | 05/15, CHG 2: 08/18 | NATIONAL FIRE PROTECTION ASSOCIATION | NFPA | NFPA 31 | Standard for the Installation of Oil-Burning Equipment | 2024; TIA 23-1
9328 | 23 52 43.00 20 | LOW PRESSURE WATER HEATING BOILERS (UNDER 800,000 BTU/HR OUTPUT) | 05/15, CHG 2: 08/18 | NATIONAL FIRE PROTECTION ASSOCIATION | NFPA | NFPA 54 | National Fuel Gas Code | 2024
9329 | 23 52 43.00 20 | LOW PRESSURE WATER HEATING BOILERS (UNDER 800,000 BTU/HR OUTPUT) | 05/15, CHG 2: 08/18 | NATIONAL FIRE PROTECTION ASSOCIATION | NFPA | NFPA 70 | National Electrical Code | 2023
9330 | 23 52 43.00 20 | LOW PRESSURE WATER HEATING BOILERS (UNDER 800,000 BTU/HR OUTPUT) | 05/15, CHG 2: 08/18 | NATIONAL FIRE PROTECTION ASSOCIATION | NFPA | NFPA 211 | Standard for Chimneys, Fireplaces, Vents, and Solid Fuel-Burning Appliances | 2019
9331 | 23 52 43.00 20 | LOW PRESSURE WATER HEATING BOILERS (UNDER 800,000 BTU/HR OUTPUT) | 05/15, CHG 2: 08/18 | U.S. DEPARTMENT OF ENERGY | DOE | Energy Star | Energy Star Energy Efficiency Labeling System (FEMP) | 1992; R 2006
9332 | 23 52 43.00 20 | LOW PRESSURE WATER HEATING BOILERS (UNDER 800,000 BTU/HR OUTPUT) | 05/15, CHG 2: 08/18 | UNDERWRITERS LABORATORIES | UL | UL 296 | UL Standard for Safety Oil Burners | 2017; Reprint Nov 2022
9333 | 23 52 43.00 20 | LOW PRESSURE WATER HEATING BOILERS (UNDER 800,000 BTU/HR OUTPUT) | 05/15, CHG 2: 08/18 | UNDERWRITERS LABORATORIES | UL | UL 726 | Oil-Fired Boiler Assemblies | 1995; Reprint Oct 2023
9334 | 23 52 43.00 20 | LOW PRESSURE WATER HEATING BOILERS (UNDER 800,000 BTU/HR OUTPUT) | 05/15, CHG 2: 08/18 | UNDERWRITERS LABORATORIES | UL | UL 795 | UL Standard for Safety Commercial-Industrial Gas Heating Equipment | 2016; Reprint May 2022
9335 | 23 52 46.00 20 | LOW PRESSURE WATER HEATING BOILERS (OVER 800,000 BTU/HR OUTPUT) | 05/15, CHG 3: 08/18 | AMERICAN NATIONAL STANDARDS INSTITUTE | ANSI | ANSI Z21.13/CSA 4.9 | Gas-Fired Low Pressure Steam and Hot Water Boilers | 2022
9336 | 23 52 46.00 20 | LOW PRESSURE WATER HEATING BOILERS (OVER 800,000 BTU/HR OUTPUT) | 05/15, CHG 3: 08/18 | AMERICAN SOCIETY OF MECHANICAL ENGINEERS | ASME | ASME BPVC SEC IV | BPVC Section IV-Rules for Construction of Heating Boilers | 2017
9337 | 23 52 46.00 20 | LOW PRESSURE WATER HEATING BOILERS (OVER 800,000 BTU/HR OUTPUT) | 05/15, CHG 3: 08/18 | AMERICAN SOCIETY OF MECHANICAL ENGINEERS | ASME | ASME CSD-1 | Control and Safety Devices for Automatically Fired Boilers | 2021
9338 | 23 52 46.00 20 | LOW PRESSURE WATER HEATING BOILERS (OVER 800,000 BTU/HR OUTPUT) | 05/15, CHG 3: 08/18 | ASTM INTERNATIONAL | ASTM | ASTM A53/A53M | Standard Specification for Pipe, Steel, Black and Hot-Dipped, Zinc-Coated, Welded and Seamless | 2024
9339 | 23 52 46.00 20 | LOW PRESSURE WATER HEATING BOILERS (OVER 800,000 BTU/HR OUTPUT) | 05/15, CHG 3: 08/18 | ASTM INTERNATIONAL | ASTM | ASTM C592 | Standard Specification for Mineral Fiber Blanket Insulation and Blanket-Type Pipe Insulation (Metal-Mesh Covered) (Industrial Type) | 2022a
9340 | 23 52 46.00 20 | LOW PRESSURE WATER HEATING BOILERS (OVER 800,000 BTU/HR OUTPUT) | 05/15, CHG 3: 08/18 | NATIONAL BOARD OF BOILER AND PRESSURE VESSEL INSPECTORS | NBBI | NBBI NB-23 PART 1 | National Board Inspection Code - Part 1 Installation | 2013
9341 | 23 52 46.00 20 | LOW PRESSURE WATER HEATING BOILERS (OVER 800,000 BTU/HR OUTPUT) | 05/15, CHG 3: 08/18 | NATIONAL FIRE PROTECTION ASSOCIATION | NFPA | NFPA 31 | Standard for the Installation of Oil-Burning Equipment | 2024; TIA 23-1
9342 | 23 52 46.00 20 | LOW PRESSURE WATER HEATING BOILERS (OVER 800,000 BTU/HR OUTPUT) | 05/15, CHG 3: 08/18 | NATIONAL FIRE PROTECTION ASSOCIATION | NFPA | NFPA 54 | National Fuel Gas Code | 2024
9343 | 23 52 46.00 20 | LOW PRESSURE WATER HEATING BOILERS (OVER 800,000 BTU/HR OUTPUT) | 05/15, CHG 3: 08/18 | NATIONAL FIRE PROTECTION ASSOCIATION | NFPA | NFPA 70 | National Electrical Code | 2023
9344 | 23 52 46.00 20 | LOW PRESSURE WATER HEATING BOILERS (OVER 800,000 BTU/HR OUTPUT) | 05/15, CHG 3: 08/18 | NATIONAL FIRE PROTECTION ASSOCIATION | NFPA | NFPA 85 | Boiler and Combustion Systems Hazards Code | 2023
9345 | 23 52 46.00 20 | LOW PRESSURE WATER HEATING BOILERS (OVER 800,000 BTU/HR OUTPUT) | 05/15, CHG 3: 08/18 | NATIONAL FIRE PROTECTION ASSOCIATION | NFPA | NFPA 211 | Standard for Chimneys, Fireplaces, Vents, and Solid Fuel-Burning Appliances | 2019
9346 | 23 52 46.00 20 | LOW PRESSURE WATER HEATING BOILERS (OVER 800,000 BTU/HR OUTPUT) | 05/15, CHG 3: 08/18 | UNDERWRITERS LABORATORIES | UL | UL 296 | UL Standard for Safety Oil Burners | 2017; Reprint Nov 2022
9347 | 23 52 46.00 20 | LOW PRESSURE WATER HEATING BOILERS (OVER 800,000 BTU/HR OUTPUT) | 05/15, CHG 3: 08/18 | UNDERWRITERS LABORATORIES | UL | UL 726 | Oil-Fired Boiler Assemblies | 1995; Reprint Oct 2023
9348 | 23 52 46.00 20 | LOW PRESSURE WATER HEATING BOILERS (OVER 800,000 BTU/HR OUTPUT) | 05/15, CHG 3: 08/18 | UNDERWRITERS LABORATORIES | UL | UL 795 | UL Standard for Safety Commercial-Industrial Gas Heating Equipment | 2016; Reprint May 2022
9349 | 23 52 49.00 20 | STEAM BOILERS AND EQUIPMENT (500,000 - 18,000,000 BTU/HR) | 11/08, CHG 2: 08/18 | ACOUSTICAL SOCIETY OF AMERICA | ASA | ASA S1.4 | Specification for Sound Level Meters (ASA 47) | 1983; Amendment 1985; R 2006
9350 | 23 52 49.00 20 | STEAM BOILERS AND EQUIPMENT (500,000 - 18,000,000 BTU/HR) | 11/08, CHG 2: 08/18 | AMERICAN INSTITUTE OF STEEL CONSTRUCTION | AISC | AISC 360 | Specification for Structural Steel Buildings | 2016
9351 | 23 52 49.00 20 | STEAM BOILERS AND EQUIPMENT (500,000 - 18,000,000 BTU/HR) | 11/08, CHG 2: 08/18 | AMERICAN SOCIETY OF MECHANICAL ENGINEERS | ASME | ASME B40.100 | Pressure Gauges and Gauge Attachments | 2022
9352 | 23 52 49.00 20 | STEAM BOILERS AND EQUIPMENT (500,000 - 18,000,000 BTU/HR) | 11/08, CHG 2: 08/18 | AMERICAN SOCIETY OF MECHANICAL ENGINEERS | ASME | ASME BPVC SEC I | BPVC Section I-Rules for Construction of Power Boilers | 2017
9353 | 23 52 49.00 20 | STEAM BOILERS AND EQUIPMENT (500,000 - 18,000,000 BTU/HR) | 11/08, CHG 2: 08/18 | AMERICAN SOCIETY OF MECHANICAL ENGINEERS | ASME | ASME BPVC SEC VIII | Boiler and Pressure Vessel Codes: Section VIII Rules for Construction of Pressure Vessel | 2010
9354 | 23 52 49.00 20 | STEAM BOILERS AND EQUIPMENT (500,000 - 18,000,000 BTU/HR) | 11/08, CHG 2: 08/18 | AMERICAN SOCIETY OF MECHANICAL ENGINEERS | ASME | ASME BPVC SEC VIII D1 | BPVC Section VIII-Rules for Construction of Pressure Vessels Division 1 | 2019
9355 | 23 52 49.00 20 | STEAM BOILERS AND EQUIPMENT (500,000 - 18,000,000 BTU/HR) | 11/08, CHG 2: 08/18 | AMERICAN SOCIETY OF MECHANICAL ENGINEERS | ASME | ASME CSD-1 | Control and Safety Devices for Automatically Fired Boilers | 2021
9356 | 23 52 49.00 20 | STEAM BOILERS AND EQUIPMENT (500,000 - 18,000,000 BTU/HR) | 11/08, CHG 2: 08/18 | AMERICAN SOCIETY OF MECHANICAL ENGINEERS | ASME | ASME PTC 4 | Fired Steam Generators | 2013; R 2023
9357 | 23 52 49.00 20 | STEAM BOILERS AND EQUIPMENT (500,000 - 18,000,000 BTU/HR) | 11/08, CHG 2: 08/18 | AMERICAN WELDING SOCIETY | AWS | AWS D1.1/D1.1M | Structural Welding Code - Steel | 2020; Errata 1 2021
9358 | 23 52 49.00 20 | STEAM BOILERS AND EQUIPMENT (500,000 - 18,000,000 BTU/HR) | 11/08, CHG 2: 08/18 | AMERICAN WELDING SOCIETY | AWS | AWS Z49.1 | Safety in Welding and Cutting and Allied Processes | 2021
9359 | 23 52 49.00 20 | STEAM BOILERS AND EQUIPMENT (500,000 - 18,000,000 BTU/HR) | 11/08, CHG 2: 08/18 | ASTM INTERNATIONAL | ASTM | ASTM B75/B75M | Standard Specification for Seamless Copper Tube | 2020
9360 | 23 52 49.00 20 | STEAM BOILERS AND EQUIPMENT (500,000 - 18,000,000 BTU/HR) | 11/08, CHG 2: 08/18 | ASTM INTERNATIONAL | ASTM | ASTM B88 | Standard Specification for Seamless Copper Water Tube | 2022
9361 | 23 52 49.00 20 | STEAM BOILERS AND EQUIPMENT (500,000 - 18,000,000 BTU/HR) | 11/08, CHG 2: 08/18 | ASTM INTERNATIONAL | ASTM | ASTM B88M | Standard Specification for Seamless Copper Water Tube (Metric) | 2020
9362 | 23 52 49.00 20 | STEAM BOILERS AND EQUIPMENT (500,000 - 18,000,000 BTU/HR) | 11/08, CHG 2: 08/18 | ASTM INTERNATIONAL | ASTM | ASTM B111/B111M | Standard Specification for Copper and Copper-Alloy Seamless Condenser Tubes and Ferrule Stock | 2018
9363 | 23 52 49.00 20 | STEAM BOILERS AND EQUIPMENT (500,000 - 18,000,000 BTU/HR) | 11/08, CHG 2: 08/18 | ASTM INTERNATIONAL | ASTM | ASTM B395/B395M | Standard Specification for U-Bend Seamless Copper and Copper Alloy Heat Exchanger and Condenser Tubes | 2018
9364 | 23 52 49.00 20 | STEAM BOILERS AND EQUIPMENT (500,000 - 18,000,000 BTU/HR) | 11/08, CHG 2: 08/18 | ASTM INTERNATIONAL | ASTM | ASTM D396 | Standard Specification for Fuel Oils | 2021
9365 | 23 52 49.00 20 | STEAM BOILERS AND EQUIPMENT (500,000 - 18,000,000 BTU/HR) | 11/08, CHG 2: 08/18 | ASTM INTERNATIONAL | ASTM | ASTM D888 | Dissolved Oxygen in Water | 2012; E 2013
9366 | 23 52 49.00 20 | STEAM BOILERS AND EQUIPMENT (500,000 - 18,000,000 BTU/HR) | 11/08, CHG 2: 08/18 | FM GLOBAL | FM | FM APP GUIDE | Approval Guide https://www.approvalguide.com/ | updated on-line
9367 | 23 52 49.00 20 | STEAM BOILERS AND EQUIPMENT (500,000 - 18,000,000 BTU/HR) | 11/08, CHG 2: 08/18 | NATIONAL BOARD OF BOILER AND PRESSURE VESSEL INSPECTORS | NBBI | NBBI NB-27 | National Board Rules and Recommendations for the Design and Construction of Boiler Blowoff Systems | 1991
9368 | 23 52 49.00 20 | STEAM BOILERS AND EQUIPMENT (500,000 - 18,000,000 BTU/HR) | 11/08, CHG 2: 08/18 | NATIONAL FIRE PROTECTION ASSOCIATION | NFPA | NFPA 70 | National Electrical Code | 2023
9369 | 23 52 49.00 20 | STEAM BOILERS AND EQUIPMENT (500,000 - 18,000,000 BTU/HR) | 11/08, CHG 2: 08/18 | NATIONAL FIRE PROTECTION ASSOCIATION | NFPA | NFPA 85 | Boiler and Combustion Systems Hazards Code | 2023
9370 | 23 52 49.00 20 | STEAM BOILERS AND EQUIPMENT (500,000 - 18,000,000 BTU/HR) | 11/08, CHG 2: 08/18 | NATIONAL FIRE PROTECTION ASSOCIATION | NFPA | NFPA 211 | Standard for Chimneys, Fireplaces, Vents, and Solid Fuel-Burning Appliances | 2019
9371 | 23 52 49.00 20 | STEAM BOILERS AND EQUIPMENT (500,000 - 18,000,000 BTU/HR) | 11/08, CHG 2: 08/18 | U.S. DEPARTMENT OF DEFENSE | DOD | MIL-B-18897 | Boilers, Steam and Hot Water, Watertube (Straight Bare and Finned Tube), Cast Iron and Firebox, Packaged Type (40,000 to 35,000,000 BTU/HR Thermal Output Capacity) | Rev F; CANC Notice 1
9372 | 23 52 49.00 20 | STEAM BOILERS AND EQUIPMENT (500,000 - 18,000,000 BTU/HR) | 11/08, CHG 2: 08/18 | U.S. GENERAL SERVICES ADMINISTRATION | GSA | CID A-A-50504 | Analyzers, Flue-Gas, Orsat-Type, Portable | Basic
9373 | 23 52 49.00 20 | STEAM BOILERS AND EQUIPMENT (500,000 - 18,000,000 BTU/HR) | 11/08, CHG 2: 08/18 | U.S. GENERAL SERVICES ADMINISTRATION | GSA | CID A-A-50562 | Pump Units, Centrifugal, Water, Horizontal; General Service and Boiler-Feed: Electric-Motor or Steam-Turbine-Driven | Basic
9374 | 23 52 49.00 20 | STEAM BOILERS AND EQUIPMENT (500,000 - 18,000,000 BTU/HR) | 11/08, CHG 2: 08/18 | U.S. GENERAL SERVICES ADMINISTRATION | GSA | CID A-A-50566 | Monitoring Devices, Emission, Stack Related | Basic
9375 | 23 52 49.00 20 | STEAM BOILERS AND EQUIPMENT (500,000 - 18,000,000 BTU/HR) | 11/08, CHG 2: 08/18 | U.S. GENERAL SERVICES ADMINISTRATION | GSA | CID A-A-50573 | Water Softener Unit, Lime-Soda Type | Basic, Notice 1
9376 | 23 52 49.00 20 | STEAM BOILERS AND EQUIPMENT (500,000 - 18,000,000 BTU/HR) | 11/08, CHG 2: 08/18 | U.S. GENERAL SERVICES ADMINISTRATION | GSA | CID A-A-59249 | Filters, Fluid, Pressure, Feedwater | Basic; Notice 1; Notice 2
9377 | 23 52 49.00 20 | STEAM BOILERS AND EQUIPMENT (500,000 - 18,000,000 BTU/HR) | 11/08, CHG 2: 08/18 | U.S. GENERAL SERVICES ADMINISTRATION | GSA | FS F-B-2903 | Boilers, Steam and or Water, Firetube, Scotch Packaged Type (320,001 to 35,000,000 BTU/HR Thermal Output Capacity) | Basic; Notice 2
9378 | 23 52 49.00 20 | STEAM BOILERS AND EQUIPMENT (500,000 - 18,000,000 BTU/HR) | 11/08, CHG 2: 08/18 | U.S. GENERAL SERVICES ADMINISTRATION | GSA | FS F-B-2910 | Burners, Single Oil, Gas, and Gas-Oil Combination for Packaged Boilers (320,001 to 125,000,000 BTU/HR Thermal Output Capacity) | Basic
9379 | 23 52 49.00 20 | STEAM BOILERS AND EQUIPMENT (500,000 - 18,000,000 BTU/HR) | 11/08, CHG 2: 08/18 | U.S. GENERAL SERVICES ADMINISTRATION | GSA | FS F-F-2901 | Feeders, Boiler Water Treatment, By-Pass and Compound Receiver Types | Basic; Notice 1
9380 | 23 52 49.00 20 | STEAM BOILERS AND EQUIPMENT (500,000 - 18,000,000 BTU/HR) | 11/08, CHG 2: 08/18 | U.S. GENERAL SERVICES ADMINISTRATION | GSA | FS F-P-2908 | Pumping Units, Condensate, Return; and Boiler Feed Package | Basic; Notice 1
9381 | 23 52 49.00 20 | STEAM BOILERS AND EQUIPMENT (500,000 - 18,000,000 BTU/HR) | 11/08, CHG 2: 08/18 | U.S. GENERAL SERVICES ADMINISTRATION | GSA | FS TT-P-28 | Paint, Aluminum, Heat Resisting (1200 Degrees F.) | Rev H
9382 | 23 52 49.00 20 | STEAM BOILERS AND EQUIPMENT (500,000 - 18,000,000 BTU/HR) | 11/08, CHG 2: 08/18 | U.S. GENERAL SERVICES ADMINISTRATION | GSA | FS W-H-2904 | Heaters, Fluid, Deaerating (For Water Only) 1,000 to 1,600,000 Pounds Per Hour Capacity | Basic; Notice 1
9383 | 23 52 49.00 20 | STEAM BOILERS AND EQUIPMENT (500,000 - 18,000,000 BTU/HR) | 11/08, CHG 2: 08/18 | U.S. NATIONAL ARCHIVES AND RECORDS ADMINISTRATION | NARA | 29 CFR 1910 | Occupational Safety and Health Standards
9384 | 23 52 49.00 20 | STEAM BOILERS AND EQUIPMENT (500,000 - 18,000,000 BTU/HR) | 11/08, CHG 2: 08/18 | U.S. NAVAL FACILITIES ENGINEERING SYSTEMS COMMAND | NAVFAC | NAVFAC MO 225 | Industrial Water Treatment | 1990
9385 | 23 52 49.00 20 | STEAM BOILERS AND EQUIPMENT (500,000 - 18,000,000 BTU/HR) | 11/08, CHG 2: 08/18 | WATER QUALITY ASSOCIATION | WQA | WQA S-100 | Household, Commercial, and Portable Exchange Cation Exchange Water Softeners | 2000
9386 | 23 52 53.00 20 | STEAM BOILERS AND EQUIPMENT (18,000,000 - 60,000,000 BTU/HR) | 04/06, CHG 2: 08/18 | ACOUSTICAL SOCIETY OF AMERICA | ASA | ASA S1.4 | Specification for Sound Level Meters (ASA 47) | 1983; Amendment 1985; R 2006
9387 | 23 52 53.00 20 | STEAM BOILERS AND EQUIPMENT (18,000,000 - 60,000,000 BTU/HR) | 04/06, CHG 2: 08/18 | AMERICAN INSTITUTE OF STEEL CONSTRUCTION | AISC | AISC 360 | Specification for Structural Steel Buildings | 2016
9388 | 23 52 53.00 20 | STEAM BOILERS AND EQUIPMENT (18,000,000 - 60,000,000 BTU/HR) | 04/06, CHG 2: 08/18 | AMERICAN SOCIETY OF MECHANICAL ENGINEERS | ASME | ASME B40.100 | Pressure Gauges and Gauge Attachments | 2022
9389 | 23 52 53.00 20 | STEAM BOILERS AND EQUIPMENT (18,000,000 - 60,000,000 BTU/HR) | 04/06, CHG 2: 08/18 | AMERICAN SOCIETY OF MECHANICAL ENGINEERS | ASME | ASME BPVC | Boiler and Pressure Vessels Code | 2010
9390 | 23 52 53.00 20 | STEAM BOILERS AND EQUIPMENT (18,000,000 - 60,000,000 BTU/HR) | 04/06, CHG 2: 08/18 | AMERICAN SOCIETY OF MECHANICAL ENGINEERS | ASME | ASME BPVC SEC I | BPVC Section I-Rules for Construction of Power Boilers | 2017
9391 | 23 52 53.00 20 | STEAM BOILERS AND EQUIPMENT (18,000,000 - 60,000,000 BTU/HR) | 04/06, CHG 2: 08/18 | AMERICAN SOCIETY OF MECHANICAL ENGINEERS | ASME | ASME BPVC SEC VIII D1 | BPVC Section VIII-Rules for Construction of Pressure Vessels Division 1 | 2019
9392 | 23 52 53.00 20 | STEAM BOILERS AND EQUIPMENT (18,000,000 - 60,000,000 BTU/HR) | 04/06, CHG 2: 08/18 | AMERICAN SOCIETY OF MECHANICAL ENGINEERS | ASME | ASME PTC 4 | Fired Steam Generators | 2013; R 2023
9393 | 23 52 53.00 20 | STEAM BOILERS AND EQUIPMENT (18,000,000 - 60,000,000 BTU/HR) | 04/06, CHG 2: 08/18 | AMERICAN SOCIETY OF MECHANICAL ENGINEERS | ASME | ASME PTC 19.5 | Flow Measurement | 2022
9394 | 23 52 53.00 20 | STEAM BOILERS AND EQUIPMENT (18,000,000 - 60,000,000 BTU/HR) | 04/06, CHG 2: 08/18 | AMERICAN SOCIETY OF MECHANICAL ENGINEERS | ASME | ASME PTC 19.11 | Steam and Water Sampling, Conditioning, and Analysis in the Power Cycle | 2008; R 2013
9395 | 23 52 53.00 20 | STEAM BOILERS AND EQUIPMENT (18,000,000 - 60,000,000 BTU/HR) | 04/06, CHG 2: 08/18 | AMERICAN WELDING SOCIETY | AWS | AWS D1.1/D1.1M | Structural Welding Code - Steel | 2020; Errata 1 2021
9396 | 23 52 53.00 20 | STEAM BOILERS AND EQUIPMENT (18,000,000 - 60,000,000 BTU/HR) | 04/06, CHG 2: 08/18 | AMERICAN WELDING SOCIETY | AWS | AWS Z49.1 | Safety in Welding and Cutting and Allied Processes | 2021
9397 | 23 52 53.00 20 | STEAM BOILERS AND EQUIPMENT (18,000,000 - 60,000,000 BTU/HR) | 04/06, CHG 2: 08/18 | ASTM INTERNATIONAL | ASTM | ASTM A283/A283M | Standard Specification for Low and Intermediate Tensile Strength Carbon Steel Plates | 2024
9398 | 23 52 53.00 20 | STEAM BOILERS AND EQUIPMENT (18,000,000 - 60,000,000 BTU/HR) | 04/06, CHG 2: 08/18 | ASTM INTERNATIONAL | ASTM | ASTM B88 | Standard Specification for Seamless Copper Water Tube | 2022
9399 | 23 52 53.00 20 | STEAM BOILERS AND EQUIPMENT (18,000,000 - 60,000,000 BTU/HR) | 04/06, CHG 2: 08/18 | ASTM INTERNATIONAL | ASTM | ASTM B88M | Standard Specification for Seamless Copper Water Tube (Metric) | 2020
9400 | 23 52 53.00 20 | STEAM BOILERS AND EQUIPMENT (18,000,000 - 60,000,000 BTU/HR) | 04/06, CHG 2: 08/18 | ASTM INTERNATIONAL | ASTM | ASTM D396 | Standard Specification for Fuel Oils | 2021
9401 | 23 52 53.00 20 | STEAM BOILERS AND EQUIPMENT (18,000,000 - 60,000,000 BTU/HR) | 04/06, CHG 2: 08/18 | ASTM INTERNATIONAL | ASTM | ASTM D888 | Dissolved Oxygen in Water | 2012; E 2013
9402 | 23 52 53.00 20 | STEAM BOILERS AND EQUIPMENT (18,000,000 - 60,000,000 BTU/HR) | 04/06, CHG 2: 08/18 | ASTM INTERNATIONAL | ASTM | ASTM D1066 | Standard Practice for Sampling Steam | 2018; E 2018
9403 | 23 52 53.00 20 | STEAM BOILERS AND EQUIPMENT (18,000,000 - 60,000,000 BTU/HR) | 04/06, CHG 2: 08/18 | ASTM INTERNATIONAL | ASTM | ASTM D2186 | Deposit-Forming Impurities in Steam | 2005; R 2009
9404 | 23 52 53.00 20 | STEAM BOILERS AND EQUIPMENT (18,000,000 - 60,000,000 BTU/HR) | 04/06, CHG 2: 08/18 | FM GLOBAL | FM | FM APP GUIDE | Approval Guide https://www.approvalguide.com/ | updated on-line
9405 | 23 52 53.00 20 | STEAM BOILERS AND EQUIPMENT (18,000,000 - 60,000,000 BTU/HR) | 04/06, CHG 2: 08/18 | NATIONAL BOARD OF BOILER AND PRESSURE VESSEL INSPECTORS | NBBI | NBBI NB-27 | National Board Rules and Recommendations for the Design and Construction of Boiler Blowoff Systems | 1991
9406 | 23 52 53.00 20 | STEAM BOILERS AND EQUIPMENT (18,000,000 - 60,000,000 BTU/HR) | 04/06, CHG 2: 08/18 | NATIONAL ELECTRICAL MANUFACTURERS ASSOCIATION | NEMA | NEMA ICS 6 | Industrial Control and Systems: Enclosures | 1993; R 2016
9407 | 23 52 53.00 20 | STEAM BOILERS AND EQUIPMENT (18,000,000 - 60,000,000 BTU/HR) | 04/06, CHG 2: 08/18 | NATIONAL FIRE PROTECTION ASSOCIATION | NFPA | NFPA 70 | National Electrical Code | 2023
9408 | 23 52 53.00 20 | STEAM BOILERS AND EQUIPMENT (18,000,000 - 60,000,000 BTU/HR) | 04/06, CHG 2: 08/18 | NATIONAL FIRE PROTECTION ASSOCIATION | NFPA | NFPA 85 | Boiler and Combustion Systems Hazards Code | 2023
9409 | 23 52 53.00 20 | STEAM BOILERS AND EQUIPMENT (18,000,000 - 60,000,000 BTU/HR) | 04/06, CHG 2: 08/18 | U.S. GENERAL SERVICES ADMINISTRATION | GSA | CID A-A-50504 | Analyzers, Flue-Gas, Orsat-Type, Portable | Basic
9410 | 23 52 53.00 20 | STEAM BOILERS AND EQUIPMENT (18,000,000 - 60,000,000 BTU/HR) | 04/06, CHG 2: 08/18 | U.S. GENERAL SERVICES ADMINISTRATION | GSA | CID A-A-50562 | Pump Units, Centrifugal, Water, Horizontal; General Service and Boiler-Feed: Electric-Motor or Steam-Turbine-Driven | Basic
9411 | 23 52 53.00 20 | STEAM BOILERS AND EQUIPMENT (18,000,000 - 60,000,000 BTU/HR) | 04/06, CHG 2: 08/18 | U.S. GENERAL SERVICES ADMINISTRATION | GSA | CID A-A-50566 | Monitoring Devices, Emission, Stack Related | Basic
9412 | 23 52 53.00 20 | STEAM BOILERS AND EQUIPMENT (18,000,000 - 60,000,000 BTU/HR) | 04/06, CHG 2: 08/18 | U.S. GENERAL SERVICES ADMINISTRATION | GSA | CID A-A-50573 | Water Softener Unit, Lime-Soda Type | Basic, Notice 1
9413 | 23 52 53.00 20 | STEAM BOILERS AND EQUIPMENT (18,000,000 - 60,000,000 BTU/HR) | 04/06, CHG 2: 08/18 | U.S. GENERAL SERVICES ADMINISTRATION | GSA | CID A-A-59249 | Filters, Fluid, Pressure, Feedwater | Basic; Notice 1; Notice 2
9414 | 23 52 53.00 20 | STEAM BOILERS AND EQUIPMENT (18,000,000 - 60,000,000 BTU/HR) | 04/06, CHG 2: 08/18 | U.S. GENERAL SERVICES ADMINISTRATION | GSA | FS F-B-2902 | Boilers, Steam Watertube (Bent Tube, Multi-Drum and Cross Drum) Packaged Type (10,000,000 to 125,000,000 BTU/HR Thermal Output Capacity) | Basic; Notice 1
9415 | 23 52 53.00 20 | STEAM BOILERS AND EQUIPMENT (18,000,000 - 60,000,000 BTU/HR) | 04/06, CHG 2: 08/18 | U.S. GENERAL SERVICES ADMINISTRATION | GSA | FS F-B-2910 | Burners, Single Oil, Gas, and Gas-Oil Combination for Packaged Boilers (320,001 to 125,000,000 BTU/HR Thermal Output Capacity) | Basic
9416 | 23 52 53.00 20 | STEAM BOILERS AND EQUIPMENT (18,000,000 - 60,000,000 BTU/HR) | 04/06, CHG 2: 08/18 | U.S. GENERAL SERVICES ADMINISTRATION | GSA | FS F-F-2901 | Feeders, Boiler Water Treatment, By-Pass and Compound Receiver Types | Basic; Notice 1
9417 | 23 52 53.00 20 | STEAM BOILERS AND EQUIPMENT (18,000,000 - 60,000,000 BTU/HR) | 04/06, CHG 2: 08/18 | U.S. GENERAL SERVICES ADMINISTRATION | GSA | FS F-P-2908 | Pumping Units, Condensate, Return; and Boiler Feed Package | Basic; Notice 1
9418 | 23 52 53.00 20 | STEAM BOILERS AND EQUIPMENT (18,000,000 - 60,000,000 BTU/HR) | 04/06, CHG 2: 08/18 | U.S. GENERAL SERVICES ADMINISTRATION | GSA | FS TT-P-28 | Paint, Aluminum, Heat Resisting (1200 Degrees F.) | Rev H
9419 | 23 52 53.00 20 | STEAM BOILERS AND EQUIPMENT (18,000,000 - 60,000,000 BTU/HR) | 04/06, CHG 2: 08/18 | U.S. GENERAL SERVICES ADMINISTRATION | GSA | FS W-H-2904 | Heaters, Fluid, Deaerating (For Water Only) 1,000 to 1,600,000 Pounds Per Hour Capacity | Basic; Notice 1
9420 | 23 52 53.00 20 | STEAM BOILERS AND EQUIPMENT (18,000,000 - 60,000,000 BTU/HR) | 04/06, CHG 2: 08/18 | U.S. NATIONAL ARCHIVES AND RECORDS ADMINISTRATION | NARA | 29 CFR 1910-SUBPART D | Walking - Working Surfaces
9421 | 23 52 53.00 20 | STEAM BOILERS AND EQUIPMENT (18,000,000 - 60,000,000 BTU/HR) | 04/06, CHG 2: 08/18 | U.S. NAVAL FACILITIES ENGINEERING SYSTEMS COMMAND | NAVFAC | NAVFAC MO 225 | Industrial Water Treatment | 1990
9422 | 23 52 53.00 20 | STEAM BOILERS AND EQUIPMENT (18,000,000 - 60,000,000 BTU/HR) | 04/06, CHG 2: 08/18 | U.S. NAVAL FACILITIES ENGINEERING SYSTEMS COMMAND | NAVFAC | NAVFAC MO 324 | Inspection and Certification of Boilers and Unfired Pressure Vessels | 1992
9423 | 23 52 53.00 20 | STEAM BOILERS AND EQUIPMENT (18,000,000 - 60,000,000 BTU/HR) | 04/06, CHG 2: 08/18 | WATER QUALITY ASSOCIATION | WQA | WQA S-100 | Household, Commercial, and Portable Exchange Cation Exchange Water Softeners | 2000
9424 | 23 54 19 | BUILDING HEATING SYSTEMS, WARM AIR | 08/21 | AIR MOVEMENT AND CONTROL ASSOCIATION INTERNATIONAL, INC. | AMCA | AMCA 210 | Laboratory Methods of Testing Fans for Aerodynamic Performance Rating | 2016
9425 | 23 54 19 | BUILDING HEATING SYSTEMS, WARM AIR | 08/21 | AIR MOVEMENT AND CONTROL ASSOCIATION INTERNATIONAL, INC. | AMCA | AMCA 300 | Reverberant Room Method for Sound Testing of Fans | 2014
9426 | 23 54 19 | BUILDING HEATING SYSTEMS, WARM AIR | 08/21 | AIR MOVEMENT AND CONTROL ASSOCIATION INTERNATIONAL, INC. | AMCA | AMCA 301 | Methods for Calculating Fan Sound Ratings from Laboratory Test Data | 2014
9427 | 23 54 19 | BUILDING HEATING SYSTEMS, WARM AIR | 08/21 | AIR-CONDITIONING, HEATING AND REFRIGERATION INSTITUTE | AHRI | AHRI 410 | Forced-Circulation Air-Cooling and Air-Heating Coils | 2001; Addendum 1 2002; Addendum 2 2005; Addendum 3 2011
9428 | 23 54 19 | BUILDING HEATING SYSTEMS, WARM AIR | 08/21 | AIR-CONDITIONING, HEATING AND REFRIGERATION INSTITUTE | AHRI | AHRI 430 | Central-Station Air-Handling Units | 2009
9429 | 23 54 19 | BUILDING HEATING SYSTEMS, WARM AIR | 08/21 | AIR-CONDITIONING, HEATING AND REFRIGERATION INSTITUTE | AHRI | AHRI 640 | Performance Rating of Commercial and Industrial Humidifiers | 2017
9430 | 23 54 19 | BUILDING HEATING SYSTEMS, WARM AIR | 08/21 | ALUMINUM ASSOCIATION | AA | AA DAF45 | Designation System for Aluminum Finishes | 2003; Reaffirmed 2009
9431 | 23 54 19 | BUILDING HEATING SYSTEMS, WARM AIR | 08/21 | AMERICAN ARCHITECTURAL MANUFACTURERS ASSOCIATION | AAMA | AAMA 611 | Voluntary Specification for Anodized Architectural Aluminum | 2014
9432 | 23 54 19 | BUILDING HEATING SYSTEMS, WARM AIR | 08/21 | AMERICAN NATIONAL STANDARDS INSTITUTE | ANSI | ANSI Z21.47/CSA 2.3 | Gas-Fired Central Furnaces | 2021
9433 | 23 54 19 | BUILDING HEATING SYSTEMS, WARM AIR | 08/21 | AMERICAN NATIONAL STANDARDS INSTITUTE | ANSI | ANSI Z21.66/CGA 6.14 | Automatic Vent Damper Devices for Use with Gas-Fired Appliances | 2023
9434 | 23 54 19 | BUILDING HEATING SYSTEMS, WARM AIR | 08/21 | AMERICAN NATIONAL STANDARDS INSTITUTE | ANSI | ANSI Z83.4/CSA 3.7 | Non-Recirculating Direct Gas-Fired Heating and Forced Ventilation Appliances for Commercial and Industrial Application | 2017; R 2022
9435 | 23 54 19 | BUILDING HEATING SYSTEMS, WARM AIR | 08/21 | AMERICAN NATIONAL STANDARDS INSTITUTE | ANSI | ANSI Z83.8/CSA 2.6 | Gas Unit Heaters, Gas Packaged Heaters, Gas Utility Heaters, and Gas-Fired Duct Furnaces | 2016; R 2021
9436 | 23 54 19 | BUILDING HEATING SYSTEMS, WARM AIR | 08/21 | AMERICAN SOCIETY OF HEATING, REFRIGERATING AND AIR-CONDITIONING ENGINEERS | ASHRAE | ASHRAE 52.2 | Method of Testing General Ventilation Air-Cleaning Devices for Removal Efficiency by Particle Size | 2017
9437 | 23 54 19 | BUILDING HEATING SYSTEMS, WARM AIR | 08/21 | ASTM INTERNATIONAL | ASTM | ASTM A167 | Standard Specification for Stainless and Heat-Resisting Chromium-Nickel Steel Plate, Sheet, and Strip | 2011
9438 | 23 54 19 | BUILDING HEATING SYSTEMS, WARM AIR | 08/21 | ASTM INTERNATIONAL | ASTM | ASTM A269/A269M | Standard Specification for Seamless and Welded Austenitic Stainless Steel Tubing for General Service | 2024
9439 | 23 54 19 | BUILDING HEATING SYSTEMS, WARM AIR | 08/21 | ASTM INTERNATIONAL | ASTM | ASTM B117 | Standard Practice for Operating Salt Spray (Fog) Apparatus | 2019
9440 | 23 54 19 | BUILDING HEATING SYSTEMS, WARM AIR | 08/21 | ASTM INTERNATIONAL | ASTM | ASTM D1784 | Standard Specification for Rigid Poly(Vinyl Chloride) (PVC) Compounds and Chlorinated Poly(Vinyl Chloride) (CPVC) Compounds | 2020
9441 | 23 54 19 | BUILDING HEATING SYSTEMS, WARM AIR | 08/21 | CSA GROUP | CSA | CSA Directory | Product Index | updated continuously online
9442 | 23 54 19 | BUILDING HEATING SYSTEMS, WARM AIR | 08/21 | INTERNATIONAL CODE COUNCIL | ICC | ICC IBC | International Building Code | 2024
9443 | 23 54 19 | BUILDING HEATING SYSTEMS, WARM AIR | 08/21 | INTERNATIONAL CODE COUNCIL | ICC | ICC IMC | International Mechanical Code | 2024
9444 | 23 54 19 | BUILDING HEATING SYSTEMS, WARM AIR | 08/21 | INTERNATIONAL CODE COUNCIL | ICC | ICC IPC | International Plumbing Code | 2024
9445 | 23 54 19 | BUILDING HEATING SYSTEMS, WARM AIR | 08/21 | NATIONAL ELECTRICAL MANUFACTURERS ASSOCIATION | NEMA | NEMA DC 3 | Residential Controls - Electrical Wall-Mounted Room Thermostats | 2013
9446 | 23 54 19 | BUILDING HEATING SYSTEMS, WARM AIR | 08/21 | NATIONAL ELECTRICAL MANUFACTURERS ASSOCIATION | NEMA | NEMA MG 1 | Motors and Generators | 2021
9447 | 23 54 19 | BUILDING HEATING SYSTEMS, WARM AIR | 08/21 | NATIONAL ELECTRICAL MANUFACTURERS ASSOCIATION | NEMA | NEMA MG 10 | Energy Management Guide for Selection and Use of Fixed Frequency Medium AC Squirrel-Cage Polyphase Induction Motors | 2017
9448 | 23 54 19 | BUILDING HEATING SYSTEMS, WARM AIR | 08/21 | NATIONAL ELECTRICAL MANUFACTURERS ASSOCIATION | NEMA | NEMA MG 11 | Energy Management Guide for Selection and Use of Single Phase Motors | 1977; R 2012
9449 | 23 54 19 | BUILDING HEATING SYSTEMS, WARM AIR | 08/21 | NATIONAL FIRE PROTECTION ASSOCIATION | NFPA | NFPA 31 | Standard for the Installation of Oil-Burning Equipment | 2024; TIA 23-1
9450 | 23 54 19 | BUILDING HEATING SYSTEMS, WARM AIR | 08/21 | NATIONAL FIRE PROTECTION ASSOCIATION | NFPA | NFPA 54 | National Fuel Gas Code | 2024
9451 | 23 54 19 | BUILDING HEATING SYSTEMS, WARM AIR | 08/21 | NATIONAL FIRE PROTECTION ASSOCIATION | NFPA | NFPA 58 | Liquefied Petroleum Gas Code | 2024; TIA 23-1
9452 | 23 54 19 | BUILDING HEATING SYSTEMS, WARM AIR | 08/21 | NATIONAL FIRE PROTECTION ASSOCIATION | NFPA | NFPA 70 | National Electrical Code | 2023
9453 | 23 54 19 | BUILDING HEATING SYSTEMS, WARM AIR | 08/21 | NATIONAL FIRE PROTECTION ASSOCIATION | NFPA | NFPA 90A | Standard for the Installation of Air Conditioning and Ventilating Systems | 2024
9454 | 23 54 19 | BUILDING HEATING SYSTEMS, WARM AIR | 08/21 | NATIONAL FIRE PROTECTION ASSOCIATION | NFPA | NFPA 90B | Standard for the Installation of Warm Air Heating and Air Conditioning Systems | 2024
9455 | 23 54 19 | BUILDING HEATING SYSTEMS, WARM AIR | 08/21 | NATIONAL FIRE PROTECTION ASSOCIATION | NFPA | NFPA 211 | Standard for Chimneys, Fireplaces, Vents, and Solid Fuel-Burning Appliances | 2019
9456 | 23 54 19 | BUILDING HEATING SYSTEMS, WARM AIR | 08/21 | SHEET METAL AND AIR CONDITIONING CONTRACTORS' NATIONAL ASSOCIATION | SMACNA | SMACNA 1780 | HVAC Systems - Testing, Adjusting and Balancing, 3rd Edition | 2023
9457 | 23 54 19 | BUILDING HEATING SYSTEMS, WARM AIR | 08/21 | U.S. DEPARTMENT OF ENERGY | DOE | Energy Star | Energy Star Energy Efficiency Labeling System (FEMP) | 1992; R 2006
9458 | 23 54 19 | BUILDING HEATING SYSTEMS, WARM AIR | 08/21 | UNDERWRITERS LABORATORIES | UL | UL 296 | UL Standard for Safety Oil Burners | 2017; Reprint Nov 2022
9459 | 23 54 19 | BUILDING HEATING SYSTEMS, WARM AIR | 08/21 | UNDERWRITERS LABORATORIES | UL | UL 441 | UL Standard for Safety Gas Vents | 2016; Reprint Apr 2024
9460 | 23 54 19 | BUILDING HEATING SYSTEMS, WARM AIR | 08/21 | UNDERWRITERS LABORATORIES | UL | UL 499 | UL Standard for Safety Electric Heating Appliances | 2014; Reprint May 2023
9461 | 23 54 19 | BUILDING HEATING SYSTEMS, WARM AIR | 08/21 | UNDERWRITERS LABORATORIES | UL | UL 641 | UL Standard for Safety Type L Low-Temperature Venting Systems | 2010; Reprint Oct 2022
9462 | 23 54 19 | BUILDING HEATING SYSTEMS, WARM AIR | 08/21 | UNDERWRITERS LABORATORIES | UL | UL 727 | UL Standard for Safety Oil-Fired Central Furnaces | 2018; Reprint May 2024
9463 | 23 54 19 | BUILDING HEATING SYSTEMS, WARM AIR | 08/21 | UNDERWRITERS LABORATORIES | UL | UL 900 | UL Standard for SafetyStandard for Air Filter Units | 2015; Reprint Aug 2022
9464 | 23 54 19 | BUILDING HEATING SYSTEMS, WARM AIR | 08/21 | UNDERWRITERS LABORATORIES | UL | UL 1738 | UL Standard for SafetyVenting Systems for Gas-Burning Appliances, Categories II, III and IV | 2023
9465 | 23 54 19 | BUILDING HEATING SYSTEMS, WARM AIR | 08/21 | UNDERWRITERS LABORATORIES | UL | UL 1995 | UL Standard for Safety Heating and Cooling Equipment | 2015; Reprint Aug 2022
9466 | 23 57 10.00 10 | FORCED HOT WATER HEATING SYSTEMS USING WATER AND STEAM HEAT EXCHANGERS | 11/19 | AMERICAN SOCIETY OF MECHANICAL ENGINEERS | ASME | ASME B1.20.1 | Pipe Threads, General Purpose (Inch) | 2013; R 2018
9467 | 23 57 10.00 10 | FORCED HOT WATER HEATING SYSTEMS USING WATER AND STEAM HEAT EXCHANGERS | 11/19 | AMERICAN SOCIETY OF MECHANICAL ENGINEERS | ASME | ASME B1.20.2M | Pipe Threads, 60 Deg. General Purpose (Metric) | 2006; R 2011
9468 | 23 57 10.00 10 | FORCED HOT WATER HEATING SYSTEMS USING WATER AND STEAM HEAT EXCHANGERS | 11/19 | AMERICAN SOCIETY OF MECHANICAL ENGINEERS | ASME | ASME B16.1 | Gray Iron Pipe Flanges and Flanged Fittings Classes 25, 125, and 250 | 2020
9469 | 23 57 10.00 10 | FORCED HOT WATER HEATING SYSTEMS USING WATER AND STEAM HEAT EXCHANGERS | 11/19 | AMERICAN SOCIETY OF MECHANICAL ENGINEERS | ASME | ASME B16.3 | Malleable Iron Threaded Fittings, Classes 150 and 300 | 2021
9470 | 23 57 10.00 10 | FORCED HOT WATER HEATING SYSTEMS USING WATER AND STEAM HEAT EXCHANGERS | 11/19 | AMERICAN SOCIETY OF MECHANICAL ENGINEERS | ASME | ASME B16.4 | Gray Iron Threaded Fittings; Classes 125 and 250 | 2021
9471 | 23 57 10.00 10 | FORCED HOT WATER HEATING SYSTEMS USING WATER AND STEAM HEAT EXCHANGERS | 11/19 | AMERICAN SOCIETY OF MECHANICAL ENGINEERS | ASME | ASME B16.5 | Pipe Flanges and Flanged Fittings NPS 1/2 Through NPS 24 Metric/Inch Standard | 2020
9472 | 23 57 10.00 10 | FORCED HOT WATER HEATING SYSTEMS USING WATER AND STEAM HEAT EXCHANGERS | 11/19 | AMERICAN SOCIETY OF MECHANICAL ENGINEERS | ASME | ASME B16.9 | Factory-Made Wrought Buttwelding Fittings | 2018
9473 | 23 57 10.00 10 | FORCED HOT WATER HEATING SYSTEMS USING WATER AND STEAM HEAT EXCHANGERS | 11/19 | AMERICAN SOCIETY OF MECHANICAL ENGINEERS | ASME | ASME B16.11 | Forged Fittings, Socket-Welding and Threaded | 2022
9474 | 23 57 10.00 10 | FORCED HOT WATER HEATING SYSTEMS USING WATER AND STEAM HEAT EXCHANGERS | 11/19 | AMERICAN SOCIETY OF MECHANICAL ENGINEERS | ASME | ASME B16.15 | Cast Copper Alloy Threaded Fittings Classes 125 and 250 | 2018
9475 | 23 57 10.00 10 | FORCED HOT WATER HEATING SYSTEMS USING WATER AND STEAM HEAT EXCHANGERS | 11/19 | AMERICAN SOCIETY OF MECHANICAL ENGINEERS | ASME | ASME B16.18 | Cast Copper Alloy Solder Joint Pressure Fittings | 2021
9476 | 23 57 10.00 10 | FORCED HOT WATER HEATING SYSTEMS USING WATER AND STEAM HEAT EXCHANGERS | 11/19 | AMERICAN SOCIETY OF MECHANICAL ENGINEERS | ASME | ASME B16.21 | Nonmetallic Flat Gaskets for Pipe Flanges | 2021
9477 | 23 57 10.00 10 | FORCED HOT WATER HEATING SYSTEMS USING WATER AND STEAM HEAT EXCHANGERS | 11/19 | AMERICAN SOCIETY OF MECHANICAL ENGINEERS | ASME | ASME B16.22 | Wrought Copper and Copper Alloy Solder Joint Pressure Fittings | 2021
9478 | 23 57 10.00 10 | FORCED HOT WATER HEATING SYSTEMS USING WATER AND STEAM HEAT EXCHANGERS | 11/19 | AMERICAN SOCIETY OF MECHANICAL ENGINEERS | ASME | ASME B16.26 | Standard for Cast Copper Alloy Fittings for Flared Copper Tubes | 2018
9479 | 23 57 10.00 10 | FORCED HOT WATER HEATING SYSTEMS USING WATER AND STEAM HEAT EXCHANGERS | 11/19 | AMERICAN SOCIETY OF MECHANICAL ENGINEERS | ASME | ASME B16.34 | Valves - Flanged, Threaded and Welding End | 2021
9480 | 23 57 10.00 10 | FORCED HOT WATER HEATING SYSTEMS USING WATER AND STEAM HEAT EXCHANGERS | 11/19 | AMERICAN SOCIETY OF MECHANICAL ENGINEERS | ASME | ASME B16.39 | Standard for Malleable Iron Threaded Pipe Unions; Classes 150, 250, and 300 | 2020
9481 | 23 57 10.00 10 | FORCED HOT WATER HEATING SYSTEMS USING WATER AND STEAM HEAT EXCHANGERS | 11/19 | AMERICAN SOCIETY OF MECHANICAL ENGINEERS | ASME | ASME B31.1 | Power Piping | 2022
9482 | 23 57 10.00 10 | FORCED HOT WATER HEATING SYSTEMS USING WATER AND STEAM HEAT EXCHANGERS | 11/19 | AMERICAN SOCIETY OF MECHANICAL ENGINEERS | ASME | ASME B40.100 | Pressure Gauges and Gauge Attachments | 2022
9483 | 23 57 10.00 10 | FORCED HOT WATER HEATING SYSTEMS USING WATER AND STEAM HEAT EXCHANGERS | 11/19 | AMERICAN SOCIETY OF MECHANICAL ENGINEERS | ASME | ASME BPVC SEC IX | BPVC Section IX-Welding, Brazing and Fusing Qualifications | 2017; Errata 2018
9484 | 23 57 10.00 10 | FORCED HOT WATER HEATING SYSTEMS USING WATER AND STEAM HEAT EXCHANGERS | 11/19 | AMERICAN SOCIETY OF MECHANICAL ENGINEERS | ASME | ASME BPVC SEC VIII D1 | BPVC Section VIII-Rules for Construction of Pressure Vessels Division 1 | 2019
9485 | 23 57 10.00 10 | FORCED HOT WATER HEATING SYSTEMS USING WATER AND STEAM HEAT EXCHANGERS | 11/19 | AMERICAN WATER WORKS ASSOCIATION | AWWA | AWWA C606 | Grooved and Shouldered Joints | 2022
9486 | 23 57 10.00 10 | FORCED HOT WATER HEATING SYSTEMS USING WATER AND STEAM HEAT EXCHANGERS | 11/19 | AMERICAN WELDING SOCIETY | AWS | AWS A5.8/A5.8M | Specification for Filler Metals for Brazing and Braze Welding | 2019
9487 | 23 57 10.00 10 | FORCED HOT WATER HEATING SYSTEMS USING WATER AND STEAM HEAT EXCHANGERS | 11/19 | ASTM INTERNATIONAL | ASTM | ASTM A47/A47M | Standard Specification for Ferritic Malleable Iron Castings | 1999; R 2022; E 2022
9488 | 23 57 10.00 10 | FORCED HOT WATER HEATING SYSTEMS USING WATER AND STEAM HEAT EXCHANGERS | 11/19 | ASTM INTERNATIONAL | ASTM | ASTM A53/A53M | Standard Specification for Pipe, Steel, Black and Hot-Dipped, Zinc-Coated, Welded and Seamless | 2024
9489 | 23 57 10.00 10 | FORCED HOT WATER HEATING SYSTEMS USING WATER AND STEAM HEAT EXCHANGERS | 11/19 | ASTM INTERNATIONAL | ASTM | ASTM A105/A105M | Standard Specification for Carbon Steel Forgings for Piping Applications | 2023
9490 | 23 57 10.00 10 | FORCED HOT WATER HEATING SYSTEMS USING WATER AND STEAM HEAT EXCHANGERS | 11/19 | ASTM INTERNATIONAL | ASTM | ASTM A106/A106M | Standard Specification for Seamless Carbon Steel Pipe for High-Temperature Service | 2019a
9491 | 23 57 10.00 10 | FORCED HOT WATER HEATING SYSTEMS USING WATER AND STEAM HEAT EXCHANGERS | 11/19 | ASTM INTERNATIONAL | ASTM | ASTM A183 | Standard Specification for Carbon Steel Track Bolts and Nuts | 2014; R 2020
9492 | 23 57 10.00 10 | FORCED HOT WATER HEATING SYSTEMS USING WATER AND STEAM HEAT EXCHANGERS | 11/19 | ASTM INTERNATIONAL | ASTM | ASTM A193/A193M | Standard Specification for Alloy-Steel and Stainless Steel Bolting Materials for High-Temperature Service and Other Special Purpose Applications | 2024
9493 | 23 57 10.00 10 | FORCED HOT WATER HEATING SYSTEMS USING WATER AND STEAM HEAT EXCHANGERS | 11/19 | ASTM INTERNATIONAL | ASTM | ASTM A234/A234M | Standard Specification for Piping Fittings of Wrought Carbon Steel and Alloy Steel for Moderate and High Temperature Service | 2024
9494 | 23 57 10.00 10 | FORCED HOT WATER HEATING SYSTEMS USING WATER AND STEAM HEAT EXCHANGERS | 11/19 | ASTM INTERNATIONAL | ASTM | ASTM A515/A515M | Standard Specification for Pressure Vessel Plates, Carbon Steel, for Intermediate- and Higher-Temperature Service | 2017; R2022
9495 | 23 57 10.00 10 | FORCED HOT WATER HEATING SYSTEMS USING WATER AND STEAM HEAT EXCHANGERS | 11/19 | ASTM INTERNATIONAL | ASTM | ASTM A516/A516M | Standard Specification for Pressure Vessel Plates, Carbon Steel, for Moderate- and Lower-Temperature Service | 2017
9496 | 23 57 10.00 10 | FORCED HOT WATER HEATING SYSTEMS USING WATER AND STEAM HEAT EXCHANGERS | 11/19 | ASTM INTERNATIONAL | ASTM | ASTM A536 | Standard Specification for Ductile Iron Castings | 1984; R 2019; E 2019
9497 | 23 57 10.00 10 | FORCED HOT WATER HEATING SYSTEMS USING WATER AND STEAM HEAT EXCHANGERS | 11/19 | ASTM INTERNATIONAL | ASTM | ASTM A653/A653M | Standard Specification for Steel Sheet, Zinc-Coated (Galvanized) or Zinc-Iron Alloy-Coated (Galvannealed) by the Hot-Dip Process | 2023
9498 | 23 57 10.00 10 | FORCED HOT WATER HEATING SYSTEMS USING WATER AND STEAM HEAT EXCHANGERS | 11/19 | ASTM INTERNATIONAL | ASTM | ASTM A733 | Standard Specification for Welded and Seamless Carbon Steel and Austenitic Stainless Steel Pipe Nipples | 2016; R 2022
9499 | 23 57 10.00 10 | FORCED HOT WATER HEATING SYSTEMS USING WATER AND STEAM HEAT EXCHANGERS | 11/19 | ASTM INTERNATIONAL | ASTM | ASTM B32 | Standard Specification for Solder Metal | 2020
9500 | 23 57 10.00 10 | FORCED HOT WATER HEATING SYSTEMS USING WATER AND STEAM HEAT EXCHANGERS | 11/19 | ASTM INTERNATIONAL | ASTM | ASTM B62 | Standard Specification for Composition Bronze or Ounce Metal Castings | 2017
9501 | 23 57 10.00 10 | FORCED HOT WATER HEATING SYSTEMS USING WATER AND STEAM HEAT EXCHANGERS | 11/19 | ASTM INTERNATIONAL | ASTM | ASTM B75/B75M | Standard Specification for Seamless Copper Tube | 2020
9502 | 23 57 10.00 10 | FORCED HOT WATER HEATING SYSTEMS USING WATER AND STEAM HEAT EXCHANGERS | 11/19 | ASTM INTERNATIONAL | ASTM | ASTM B88 | Standard Specification for Seamless Copper Water Tube | 2022
9503 | 23 57 10.00 10 | FORCED HOT WATER HEATING SYSTEMS USING WATER AND STEAM HEAT EXCHANGERS | 11/19 | ASTM INTERNATIONAL | ASTM | ASTM B88M | Standard Specification for Seamless Copper Water Tube (Metric) | 2020
9504 | 23 57 10.00 10 | FORCED HOT WATER HEATING SYSTEMS USING WATER AND STEAM HEAT EXCHANGERS | 11/19 | ASTM INTERNATIONAL | ASTM | ASTM B251/B251M | Standard Specification for General Requirements for Wrought Seamless Copper and Copper-Alloy Tube | 2017
9505 | 23 57 10.00 10 | FORCED HOT WATER HEATING SYSTEMS USING WATER AND STEAM HEAT EXCHANGERS | 11/19 | ASTM INTERNATIONAL | ASTM | ASTM B265 | Standard Specification for Titanium and Titanium Alloy Strip, Sheet, and Plate | 2020a
9506 | 23 57 10.00 10 | FORCED HOT WATER HEATING SYSTEMS USING WATER AND STEAM HEAT EXCHANGERS | 11/19 | ASTM INTERNATIONAL | ASTM | ASTM B333 | Standard Specification for Nickel-Molybdenum Alloy Plate, Sheet, and Strip | 2003; R 2018
9507 | 23 57 10.00 10 | FORCED HOT WATER HEATING SYSTEMS USING WATER AND STEAM HEAT EXCHANGERS | 11/19 | ASTM INTERNATIONAL | ASTM | ASTM B395/B395M | Standard Specification for U-Bend Seamless Copper and Copper Alloy Heat Exchanger and Condenser Tubes | 2018
9508 | 23 57 10.00 10 | FORCED HOT WATER HEATING SYSTEMS USING WATER AND STEAM HEAT EXCHANGERS | 11/19 | ASTM INTERNATIONAL | ASTM | ASTM B424 | Standard Specification for Ni-Fe-Cr-Mo-Cu Alloy (UNS N08825 and UNS N08221, and UNS N06845) Plate, Sheet, and Strip | 2022
9509 | 23 57 10.00 10 | FORCED HOT WATER HEATING SYSTEMS USING WATER AND STEAM HEAT EXCHANGERS | 11/19 | ASTM INTERNATIONAL | ASTM | ASTM B650 | Standard Specification for Electrodeposited Engineering Chromium Coatings on Ferrous Substrates | 1995; R 2023
9510 | 23 57 10.00 10 | FORCED HOT WATER HEATING SYSTEMS USING WATER AND STEAM HEAT EXCHANGERS | 11/19 | ASTM INTERNATIONAL | ASTM | ASTM B687 | Standard Specification for Brass, Copper, and Chromium-Plated Pipe Nipples | 1999; R 2023
9511 | 23 57 10.00 10 | FORCED HOT WATER HEATING SYSTEMS USING WATER AND STEAM HEAT EXCHANGERS | 11/19 | ASTM INTERNATIONAL | ASTM | ASTM B813 | Standard Specification for Liquid and Paste Fluxes for Soldering of Copper and Copper Alloy Tube | 2016
9512 | 23 57 10.00 10 | FORCED HOT WATER HEATING SYSTEMS USING WATER AND STEAM HEAT EXCHANGERS | 11/19 | ASTM INTERNATIONAL | ASTM | ASTM B828 | Standard Practice for Making Capillary Joints by Soldering of Copper and Copper Alloy Tube and Fittings | 2023
9513 | 23 57 10.00 10 | FORCED HOT WATER HEATING SYSTEMS USING WATER AND STEAM HEAT EXCHANGERS | 11/19 | ASTM INTERNATIONAL | ASTM | ASTM D596 | Standard Guide for Reporting Results of Analysis of Water | 2001; R 2018
9514 | 23 57 10.00 10 | FORCED HOT WATER HEATING SYSTEMS USING WATER AND STEAM HEAT EXCHANGERS | 11/19 | ASTM INTERNATIONAL | ASTM | ASTM D1248 | Standard Specification for Polyethylene Plastics Extrusion Materials for Wire and Cable | 2016
9515 | 23 57 10.00 10 | FORCED HOT WATER HEATING SYSTEMS USING WATER AND STEAM HEAT EXCHANGERS | 11/19 | ASTM INTERNATIONAL | ASTM | ASTM D1384 | Corrosion Test for Engine Coolants in Glassware | 2005; R 2019
9516 | 23 57 10.00 10 | FORCED HOT WATER HEATING SYSTEMS USING WATER AND STEAM HEAT EXCHANGERS | 11/19 | ASTM INTERNATIONAL | ASTM | ASTM D2000 | Standard Classification System for Rubber Products in Automotive Applications | 2018
9517 | 23 57 10.00 10 | FORCED HOT WATER HEATING SYSTEMS USING WATER AND STEAM HEAT EXCHANGERS | 11/19 | ASTM INTERNATIONAL | ASTM | ASTM D3308 | Standard Specification for PTFE Resin Skived Tape | 2012; R 2017
9518 | 23 57 10.00 10 | FORCED HOT WATER HEATING SYSTEMS USING WATER AND STEAM HEAT EXCHANGERS | 11/19 | EXPANSION JOINT MANUFACTURERS ASSOCIATION | EJMA | EJMA Stds | (10th Ed) EJMA Standards | 2015
9519 | 23 57 10.00 10 | FORCED HOT WATER HEATING SYSTEMS USING WATER AND STEAM HEAT EXCHANGERS | 11/19 | HYDRONICS INSTITUTE DIVISION OF AHRI | HYI | HYI-005 | I=B=R Ratings for Boilers, Baseboard Radiation and Finned Tube (Commercial) | 2008
9520 | 23 57 10.00 10 | FORCED HOT WATER HEATING SYSTEMS USING WATER AND STEAM HEAT EXCHANGERS | 11/19 | MANUFACTURERS STANDARDIZATION SOCIETY OF THE VALVE AND FITTINGS INDUSTRY | MSS | MSS SP-25 | Standard Marking System for Valves, Fittings, Flanges and Unions | 2018
9521 | 23 57 10.00 10 | FORCED HOT WATER HEATING SYSTEMS USING WATER AND STEAM HEAT EXCHANGERS | 11/19 | MANUFACTURERS STANDARDIZATION SOCIETY OF THE VALVE AND FITTINGS INDUSTRY | MSS | MSS SP-58 | Pipe Hangers and Supports - Materials, Design and Manufacture, Selection, Application, and Installation | 2018
9522 | 23 57 10.00 10 | FORCED HOT WATER HEATING SYSTEMS USING WATER AND STEAM HEAT EXCHANGERS | 11/19 | MANUFACTURERS STANDARDIZATION SOCIETY OF THE VALVE AND FITTINGS INDUSTRY | MSS | MSS SP-70 | Gray Iron Gate Valves, Flanged and Threaded Ends | 2011
9523 | 23 57 10.00 10 | FORCED HOT WATER HEATING SYSTEMS USING WATER AND STEAM HEAT EXCHANGERS | 11/19 | MANUFACTURERS STANDARDIZATION SOCIETY OF THE VALVE AND FITTINGS INDUSTRY | MSS | MSS SP-71 | Gray Iron Swing Check Valves, Flanged and Threaded Ends | 2018
9524 | 23 57 10.00 10 | FORCED HOT WATER HEATING SYSTEMS USING WATER AND STEAM HEAT EXCHANGERS | 11/19 | MANUFACTURERS STANDARDIZATION SOCIETY OF THE VALVE AND FITTINGS INDUSTRY | MSS | MSS SP-80 | Bronze Gate, Globe, Angle and Check Valves | 2019
9525 | 23 57 10.00 10 | FORCED HOT WATER HEATING SYSTEMS USING WATER AND STEAM HEAT EXCHANGERS | 11/19 | MANUFACTURERS STANDARDIZATION SOCIETY OF THE VALVE AND FITTINGS INDUSTRY | MSS | MSS SP-85 | Gray Iron Globe & Angle Valves Flanged and Threaded Ends | 2011
9526 | 23 57 10.00 10 | FORCED HOT WATER HEATING SYSTEMS USING WATER AND STEAM HEAT EXCHANGERS | 11/19 | NATIONAL ELECTRICAL MANUFACTURERS ASSOCIATION | NEMA | NEMA 250 | Enclosures for Electrical Equipment (1000 Volts Maximum) | 2020
9527 | 23 57 10.00 10 | FORCED HOT WATER HEATING SYSTEMS USING WATER AND STEAM HEAT EXCHANGERS | 11/19 | NATIONAL ELECTRICAL MANUFACTURERS ASSOCIATION | NEMA | NEMA MG 1 | Motors and Generators | 2021
9528 | 23 57 10.00 10 | FORCED HOT WATER HEATING SYSTEMS USING WATER AND STEAM HEAT EXCHANGERS | 11/19 | PLUMBING-HEATING-COOLING CONTRACTORS ASSOCIATION | PHCC | NAPHCC NSPC | National Standard Plumbing Code Illustrated | 2015
9529 | 23 57 10.00 10 | FORCED HOT WATER HEATING SYSTEMS USING WATER AND STEAM HEAT EXCHANGERS | 11/19 | U.S. DEPARTMENT OF DEFENSE | DOD | UFC 3-301-01 | Structural Engineering | 2023; with Change 1, 2023
9530 | 23 58 00.00 10 | CENTRAL STEAM HEATING AND UTILITIES SYSTEMS | 05/20 | AIR-CONDITIONING, HEATING AND REFRIGERATION INSTITUTE | AHRI | ANSI/AHRI 850 | Performance Rating of Commercial and Industrial Air Filter Equipment | 2004
9531 | 23 58 00.00 10 | CENTRAL STEAM HEATING AND UTILITIES SYSTEMS | 05/20 | AMERICAN SOCIETY OF MECHANICAL ENGINEERS | ASME | ASME B1.20.1 | Pipe Threads, General Purpose (Inch) | 2013; R 2018
9532 | 23 58 00.00 10 | CENTRAL STEAM HEATING AND UTILITIES SYSTEMS | 05/20 | AMERICAN SOCIETY OF MECHANICAL ENGINEERS | ASME | ASME B1.20.2M | Pipe Threads, 60 Deg. General Purpose (Metric) | 2006; R 2011
9533 | 23 58 00.00 10 | CENTRAL STEAM HEATING AND UTILITIES SYSTEMS | 05/20 | AMERICAN SOCIETY OF MECHANICAL ENGINEERS | ASME | ASME B16.1 | Gray Iron Pipe Flanges and Flanged Fittings Classes 25, 125, and 250 | 2020
9534 | 23 58 00.00 10 | CENTRAL STEAM HEATING AND UTILITIES SYSTEMS | 05/20 | AMERICAN SOCIETY OF MECHANICAL ENGINEERS | ASME | ASME B16.3 | Malleable Iron Threaded Fittings, Classes 150 and 300 | 2021
9535 | 23 58 00.00 10 | CENTRAL STEAM HEATING AND UTILITIES SYSTEMS | 05/20 | AMERICAN SOCIETY OF MECHANICAL ENGINEERS | ASME | ASME B16.4 | Gray Iron Threaded Fittings; Classes 125 and 250 | 2021
9536 | 23 58 00.00 10 | CENTRAL STEAM HEATING AND UTILITIES SYSTEMS | 05/20 | AMERICAN SOCIETY OF MECHANICAL ENGINEERS | ASME | ASME B16.5 | Pipe Flanges and Flanged Fittings NPS 1/2 Through NPS 24 Metric/Inch Standard | 2020
9537 | 23 58 00.00 10 | CENTRAL STEAM HEATING AND UTILITIES SYSTEMS | 05/20 | AMERICAN SOCIETY OF MECHANICAL ENGINEERS | ASME | ASME B16.9 | Factory-Made Wrought Buttwelding Fittings | 2018
9538 | 23 58 00.00 10 | CENTRAL STEAM HEATING AND UTILITIES SYSTEMS | 05/20 | AMERICAN SOCIETY OF MECHANICAL ENGINEERS | ASME | ASME B16.15 | Cast Copper Alloy Threaded Fittings Classes 125 and 250 | 2018
9539 | 23 58 00.00 10 | CENTRAL STEAM HEATING AND UTILITIES SYSTEMS | 05/20 | AMERICAN SOCIETY OF MECHANICAL ENGINEERS | ASME | ASME B16.18 | Cast Copper Alloy Solder Joint Pressure Fittings | 2021
9540 | 23 58 00.00 10 | CENTRAL STEAM HEATING AND UTILITIES SYSTEMS | 05/20 | AMERICAN SOCIETY OF MECHANICAL ENGINEERS | ASME | ASME B16.21 | Nonmetallic Flat Gaskets for Pipe Flanges | 2021
9541 | 23 58 00.00 10 | CENTRAL STEAM HEATING AND UTILITIES SYSTEMS | 05/20 | AMERICAN SOCIETY OF MECHANICAL ENGINEERS | ASME | ASME B16.39 | Standard for Malleable Iron Threaded Pipe Unions; Classes 150, 250, and 300 | 2020
9542 | 23 58 00.00 10 | CENTRAL STEAM HEATING AND UTILITIES SYSTEMS | 05/20 | AMERICAN SOCIETY OF MECHANICAL ENGINEERS | ASME | ASME B31.1 | Power Piping | 2022
9543 | 23 58 00.00 10 | CENTRAL STEAM HEATING AND UTILITIES SYSTEMS | 05/20 | AMERICAN SOCIETY OF MECHANICAL ENGINEERS | ASME | ASME B40.100 | Pressure Gauges and Gauge Attachments | 2022
9544 | 23 58 00.00 10 | CENTRAL STEAM HEATING AND UTILITIES SYSTEMS | 05/20 | AMERICAN SOCIETY OF MECHANICAL ENGINEERS | ASME | ASME BPVC SEC IX | BPVC Section IX-Welding, Brazing and Fusing Qualifications | 2017; Errata 2018
9545 | 23 58 00.00 10 | CENTRAL STEAM HEATING AND UTILITIES SYSTEMS | 05/20 | AMERICAN SOCIETY OF MECHANICAL ENGINEERS | ASME | ASME BPVC SEC VIII D1 | BPVC Section VIII-Rules for Construction of Pressure Vessels Division 1 | 2019
9546 | 23 58 00.00 10 | CENTRAL STEAM HEATING AND UTILITIES SYSTEMS | 05/20 | AMERICAN SOCIETY OF MECHANICAL ENGINEERS | ASME | ASME PTC 19.3 TW | Thermowells Performance Test Codes | 2016
9547 | 23 58 00.00 10 | CENTRAL STEAM HEATING AND UTILITIES SYSTEMS | 05/20 | AMERICAN WATER WORKS ASSOCIATION | AWWA | AWWA C606 | Grooved and Shouldered Joints | 2022
9548 | 23 58 00.00 10 | CENTRAL STEAM HEATING AND UTILITIES SYSTEMS | 05/20 | AMERICAN WELDING SOCIETY | AWS | AWS A5.8/A5.8M | Specification for Filler Metals for Brazing and Braze Welding | 2019
9549 | 23 58 00.00 10 | CENTRAL STEAM HEATING AND UTILITIES SYSTEMS | 05/20 | AMERICAN WELDING SOCIETY | AWS | AWS D1.1/D1.1M | Structural Welding Code - Steel | 2020; Errata 1 2021
9550 | 23 58 00.00 10 | CENTRAL STEAM HEATING AND UTILITIES SYSTEMS | 05/20 | ASTM INTERNATIONAL | ASTM | ASTM A53/A53M | Standard Specification for Pipe, Steel, Black and Hot-Dipped, Zinc-Coated, Welded and Seamless | 2024
9551 | 23 58 00.00 10 | CENTRAL STEAM HEATING AND UTILITIES SYSTEMS | 05/20 | ASTM INTERNATIONAL | ASTM | ASTM A106/A106M | Standard Specification for Seamless Carbon Steel Pipe for High-Temperature Service | 2019a
9552 | 23 58 00.00 10 | CENTRAL STEAM HEATING AND UTILITIES SYSTEMS | 05/20 | ASTM INTERNATIONAL | ASTM | ASTM A181/A181M | Standard Specification for Carbon Steel Forgings, for General-Purpose Piping | 2014; R 2020
9553 | 23 58 00.00 10 | CENTRAL STEAM HEATING AND UTILITIES SYSTEMS | 05/20 | ASTM INTERNATIONAL | ASTM | ASTM A183 | Standard Specification for Carbon Steel Track Bolts and Nuts | 2014; R 2020
9554 | 23 58 00.00 10 | CENTRAL STEAM HEATING AND UTILITIES SYSTEMS | 05/20 | ASTM INTERNATIONAL | ASTM | ASTM A504/A504M | Standard Specification for Wrought Carbon Steel Wheels | 2018; R 2023
9555 | 23 58 00.00 10 | CENTRAL STEAM HEATING AND UTILITIES SYSTEMS | 05/20 | ASTM INTERNATIONAL | ASTM | ASTM A536 | Standard Specification for Ductile Iron Castings | 1984; R 2019; E 2019
9556 | 23 58 00.00 10 | CENTRAL STEAM HEATING AND UTILITIES SYSTEMS | 05/20 | ASTM INTERNATIONAL | ASTM | ASTM A653/A653M | Standard Specification for Steel Sheet, Zinc-Coated (Galvanized) or Zinc-Iron Alloy-Coated (Galvannealed) by the Hot-Dip Process | 2023
9557 | 23 58 00.00 10 | CENTRAL STEAM HEATING AND UTILITIES SYSTEMS | 05/20 | ASTM INTERNATIONAL | ASTM | ASTM A659/A659M | Standard Specification for Commercial Steel (CS), Sheet and Strip, Carbon (0.16 Maximum to 0.25 Maximum Percent), Hot-Rolled | 2012; R 2017
9558 | 23 58 00.00 10 | CENTRAL STEAM HEATING AND UTILITIES SYSTEMS | 05/20 | ASTM INTERNATIONAL | ASTM | ASTM A733 | Standard Specification for Welded and Seamless Carbon Steel and Austenitic Stainless Steel Pipe Nipples | 2016; R 2022
9559 | 23 58 00.00 10 | CENTRAL STEAM HEATING AND UTILITIES SYSTEMS | 05/20 | ASTM INTERNATIONAL | ASTM | ASTM B32 | Standard Specification for Solder Metal | 2020
9560 | 23 58 00.00 10 | CENTRAL STEAM HEATING AND UTILITIES SYSTEMS | 05/20 | ASTM INTERNATIONAL | ASTM | ASTM B88 | Standard Specification for Seamless Copper Water Tube | 2022
9561 | 23 58 00.00 10 | CENTRAL STEAM HEATING AND UTILITIES SYSTEMS | 05/20 | ASTM INTERNATIONAL | ASTM | ASTM B88M | Standard Specification for Seamless Copper Water Tube (Metric) | 2020
9562 | 23 58 00.00 10 | CENTRAL STEAM HEATING AND UTILITIES SYSTEMS | 05/20 | ASTM INTERNATIONAL | ASTM | ASTM B251/B251M | Standard Specification for General Requirements for Wrought Seamless Copper and Copper-Alloy Tube | 2017
9563 | 23 58 00.00 10 | CENTRAL STEAM HEATING AND UTILITIES SYSTEMS | 05/20 | ASTM INTERNATIONAL | ASTM | ASTM C700 | Standard Specification for Vitrified Clay Pipe, Extra Strength, Standard Strength, and Perforated | 2018; R 2022
9564 | 23 58 00.00 10 | CENTRAL STEAM HEATING AND UTILITIES SYSTEMS | 05/20 | ASTM INTERNATIONAL | ASTM | ASTM D635 | Standard Test Method for Rate of Burning and/or Extent and Time of Burning of Plastics in a Horizontal Position | 2018
9565 | 23 58 00.00 10 | CENTRAL STEAM HEATING AND UTILITIES SYSTEMS | 05/20 | ASTM INTERNATIONAL | ASTM | ASTM D1248 | Standard Specification for Polyethylene Plastics Extrusion Materials for Wire and Cable | 2016
9566 | 23 58 00.00 10 | CENTRAL STEAM HEATING AND UTILITIES SYSTEMS | 05/20 | ASTM INTERNATIONAL | ASTM | ASTM D1693 | Standard Test Method for Environmental Stress-Cracking of Ethylene Plastics | 2015
9567 | 23 58 00.00 10 | CENTRAL STEAM HEATING AND UTILITIES SYSTEMS | 05/20 | ASTM INTERNATIONAL | ASTM | ASTM D2000 | Standard Classification System for Rubber Products in Automotive Applications | 2018
9568 | 23 58 00.00 10 | CENTRAL STEAM HEATING AND UTILITIES SYSTEMS | 05/20 | ASTM INTERNATIONAL | ASTM | ASTM D3308 | Standard Specification for PTFE Resin Skived Tape | 2012; R 2017
9569 | 23 58 00.00 10 | CENTRAL STEAM HEATING AND UTILITIES SYSTEMS | 05/20 | COMPRESSED AIR AND GAS INSTITUTE | CAGI | CAGI B19.1 | Safety Standard for Compressor Systems | 2010
9570 | 23 58 00.00 10 | CENTRAL STEAM HEATING AND UTILITIES SYSTEMS | 05/20 | EXPANSION JOINT MANUFACTURERS ASSOCIATION | EJMA | EJMA Stds | (10th Ed) EJMA Standards | 2015
9571 | 23 58 00.00 10 | CENTRAL STEAM HEATING AND UTILITIES SYSTEMS | 05/20 | HYDRONICS INSTITUTE DIVISION OF AHRI | HYI | HYI-005 | I=B=R Ratings for Boilers, Baseboard Radiation and Finned Tube (Commercial) | 2008
9572 | 23 58 00.00 10 | CENTRAL STEAM HEATING AND UTILITIES SYSTEMS | 05/20 | MANUFACTURERS STANDARDIZATION SOCIETY OF THE VALVE AND FITTINGS INDUSTRY | MSS | MSS SP-25 | Standard Marking System for Valves, Fittings, Flanges and Unions | 2018
9573 | 23 58 00.00 10 | CENTRAL STEAM HEATING AND UTILITIES SYSTEMS | 05/20 | MANUFACTURERS STANDARDIZATION SOCIETY OF THE VALVE AND FITTINGS INDUSTRY | MSS | MSS SP-58 | Pipe Hangers and Supports - Materials, Design and Manufacture, Selection, Application, and Installation | 2018
9574 | 23 58 00.00 10 | CENTRAL STEAM HEATING AND UTILITIES SYSTEMS | 05/20 | MANUFACTURERS STANDARDIZATION SOCIETY OF THE VALVE AND FITTINGS INDUSTRY | MSS | MSS SP-70 | Gray Iron Gate Valves, Flanged and Threaded Ends | 2011
9575 | 23 58 00.00 10 | CENTRAL STEAM HEATING AND UTILITIES SYSTEMS | 05/20 | MANUFACTURERS STANDARDIZATION SOCIETY OF THE VALVE AND FITTINGS INDUSTRY | MSS | MSS SP-71 | Gray Iron Swing Check Valves, Flanged and Threaded Ends | 2018
9576 | 23 58 00.00 10 | CENTRAL STEAM HEATING AND UTILITIES SYSTEMS | 05/20 | MANUFACTURERS STANDARDIZATION SOCIETY OF THE VALVE AND FITTINGS INDUSTRY | MSS | MSS SP-80 | Bronze Gate, Globe, Angle and Check Valves | 2019
9577 | 23 58 00.00 10 | CENTRAL STEAM HEATING AND UTILITIES SYSTEMS | 05/20 | MANUFACTURERS STANDARDIZATION SOCIETY OF THE VALVE AND FITTINGS INDUSTRY | MSS | MSS SP-85 | Gray Iron Globe & Angle Valves Flanged and Threaded Ends | 2011
9578 | 23 58 00.00 10 | CENTRAL STEAM HEATING AND UTILITIES SYSTEMS | 05/20 | NATIONAL ELECTRICAL MANUFACTURERS ASSOCIATION | NEMA | NEMA MG 1 | Motors and Generators | 2021
9579 | 23 58 00.00 10 | CENTRAL STEAM HEATING AND UTILITIES SYSTEMS | 05/20 | PLUMBING-HEATING-COOLING CONTRACTORS ASSOCIATION | PHCC | NAPHCC NSPC | National Standard Plumbing Code Illustrated | 2015
9580 | 23 58 00.00 10 | CENTRAL STEAM HEATING AND UTILITIES SYSTEMS | 05/20 | U.S. DEPARTMENT OF DEFENSE | DOD | UFC 3-301-01 | Structural Engineering | 2023; with Change 1, 2023
9581 | 23 58 00.00 10 | CENTRAL STEAM HEATING AND UTILITIES SYSTEMS | 05/20 | UNDERWRITERS LABORATORIES | UL | UL 94 | UL Standard for Safety Tests for Flammability of Plastic Materials for Parts in Devices and Appliances | 2023; Reprint Jan 2024
9582 | 23 63 00.00 | COLD STORAGE REFRIGERATION SYSTEMS | 08/22 | AIR-CONDITIONING, HEATING AND REFRIGERATION INSTITUTE | AHRI | AHRI 420 | Performance Rating of Forced-Circulation Free-Delivery Unit Coolers for Refrigeration | 2008
9583 | 23 63 00.00 | COLD STORAGE REFRIGERATION SYSTEMS | 08/22 | AIR-CONDITIONING, HEATING AND REFRIGERATION INSTITUTE | AHRI | AHRI 450 | Water-Cooled Refrigerant Condensers, Remote Type | 2007
9584 | 23 63 00.00 | COLD STORAGE REFRIGERATION SYSTEMS | 08/22 | AIR-CONDITIONING, HEATING AND REFRIGERATION INSTITUTE | AHRI | AHRI 490 I-P | Performance Rating of Remote Mechanical-Draft Evaporatively-Cooled Refrigerant Condensers | 2011
9585 | 23 63 00.00 | COLD STORAGE REFRIGERATION SYSTEMS | 08/22 | AIR-CONDITIONING, HEATING AND REFRIGERATION INSTITUTE | AHRI | AHRI 700 | Specifications for Fluorocarbon Refrigerants | 2016
9586 | 23 63 00.00 | COLD STORAGE REFRIGERATION SYSTEMS | 08/22 | AIR-CONDITIONING, HEATING AND REFRIGERATION INSTITUTE | AHRI | AHRI 710 I-P | Performance Rating of Liquid-Line Driers | 2009
9587 | 23 63 00.00 | COLD STORAGE REFRIGERATION SYSTEMS | 08/22 | AIR-CONDITIONING, HEATING AND REFRIGERATION INSTITUTE | AHRI | AHRI 711 | Performance Rating of Liquid-Line Driers | 2009
9588 | 23 63 00.00 | COLD STORAGE REFRIGERATION SYSTEMS | 08/22 | AIR-CONDITIONING, HEATING AND REFRIGERATION INSTITUTE | AHRI | AHRI 720 | Refrigerant Access Valves and Hose Connectors | 2002
9589 | 23 63 00.00 | COLD STORAGE REFRIGERATION SYSTEMS | 08/22 | AIR-CONDITIONING, HEATING AND REFRIGERATION INSTITUTE | AHRI | AHRI 750 I-P | Performance Rating of Thermostatic Refrigerant Expansion Valves | 2016
9590 | 23 63 00.00 | COLD STORAGE REFRIGERATION SYSTEMS | 08/22 | AIR-CONDITIONING, HEATING AND REFRIGERATION INSTITUTE | AHRI | AHRI 751 SI | Performance Rating of Thermostatic Refrigerant Expansion Valves | 2016
9591 | 23 63 00.00 | COLD STORAGE REFRIGERATION SYSTEMS | 08/22 | AIR-CONDITIONING, HEATING AND REFRIGERATION INSTITUTE | AHRI | ANSI/AHRI 460 | Performance Rating of Remote Mechanical-Draft Air-Cooled Refrigerant Condensers | 2005
9592 | 23 63 00.00 | COLD STORAGE REFRIGERATION SYSTEMS | 08/22 | AIR-CONDITIONING, HEATING AND REFRIGERATION INSTITUTE | AHRI | ANSI/AHRI 495 | Performance Rating of Refrigerant Liquid Receivers | 2005
9593 | 23 63 00.00 | COLD STORAGE REFRIGERATION SYSTEMS | 08/22 | AIR-CONDITIONING, HEATING AND REFRIGERATION INSTITUTE | AHRI | ANSI/AHRI 510 | Performance Rating of Positive Displacement Ammonia Compressors and Compressor Units | 2006
9594 | 23 63 00.00 | COLD STORAGE REFRIGERATION SYSTEMS | 08/22 | AIR-CONDITIONING, HEATING AND REFRIGERATION INSTITUTE | AHRI | ANSI/AHRI 520 | Performance Rating of Positive Displacement Condensing Units | 2004
9595 | 23 63 00.00 | COLD STORAGE REFRIGERATION SYSTEMS | 08/22 | AIR-CONDITIONING, HEATING AND REFRIGERATION INSTITUTE | AHRI | ANSI/AHRI 760 | Performance Rating of Solenoid Valves for Use With Volatile Refrigerants | 2014
9596 | 23 63 00.00 | COLD STORAGE REFRIGERATION SYSTEMS | 08/22 | AMERICAN INSTITUTE OF STEEL CONSTRUCTION | AISC | AISC 360 | Specification for Structural Steel Buildings | 2016
9597 | 23 63 00.00 | COLD STORAGE REFRIGERATION SYSTEMS | 08/22 | AMERICAN IRON AND STEEL INSTITUTE | AISI | AISI SG03-3 | Cold-Formed Steel Design Manual Set | 2002; Suppl 2001-2004; R 2008
9598 | 23 63 00.00 | COLD STORAGE REFRIGERATION SYSTEMS | 08/22 | AMERICAN SOCIETY OF HEATING, REFRIGERATING AND AIR-CONDITIONING ENGINEERS | ASHRAE | ASHRAE 15 & 34 | ASHRAE Standard 34-2016 Safety Standard for Refrigeration Systems/ASHRAE Standard 34-2016 Designation and Safety Classification of Refrigerants-ASHRAE Standard 34-2016 | 2013
9599 | 23 63 00.00 | COLD STORAGE REFRIGERATION SYSTEMS | 08/22 | AMERICAN SOCIETY OF HEATING, REFRIGERATING AND AIR-CONDITIONING ENGINEERS | ASHRAE | ASHRAE 17 | Method of Testing Capacity of Thermostatic Refrigerant Expansion Valves | 2022
9600 | 23 63 00.00 | COLD STORAGE REFRIGERATION SYSTEMS | 08/22 | AMERICAN SOCIETY OF HEATING, REFRIGERATING AND AIR-CONDITIONING ENGINEERS | ASHRAE | ASHRAE 23.1 | Methods for Performance Testing for Rating Positive Displacement Refrigerant Compressors and Condensing Units that Operate at Subcritical Temperatures of the Refrigerant | 2019
9601 | 23 63 00.00 | COLD STORAGE REFRIGERATION SYSTEMS | 08/22 | AMERICAN SOCIETY OF HEATING, REFRIGERATING AND AIR-CONDITIONING ENGINEERS | ASHRAE | ASHRAE 64 | Methods of Testing Remote Mechanical-Draft Evaporative Refrigerant Condensers | 2020
9602 | 23 63 00.00 | COLD STORAGE REFRIGERATION SYSTEMS | 08/22 | AMERICAN SOCIETY OF MECHANICAL ENGINEERS | ASME | ASME A13.1 | Scheme for the Identification of Piping Systems | 2023
9603 | 23 63 00.00 | COLD STORAGE REFRIGERATION SYSTEMS | 08/22 | AMERICAN SOCIETY OF MECHANICAL ENGINEERS | ASME | ASME B1.20.1 | Pipe Threads, General Purpose (Inch) | 2013; R 2018
9604 | 23 63 00.00 | COLD STORAGE REFRIGERATION SYSTEMS | 08/22 | AMERICAN SOCIETY OF MECHANICAL ENGINEERS | ASME | ASME B1.20.2M | Pipe Threads, 60 Deg. General Purpose (Metric) | 2006; R 2011
9605 | 23 63 00.00 | COLD STORAGE REFRIGERATION SYSTEMS | 08/22 | AMERICAN SOCIETY OF MECHANICAL ENGINEERS | ASME | ASME B16.9 | Factory-Made Wrought Buttwelding Fittings | 2018
9606 | 23 63 00.00 | COLD STORAGE REFRIGERATION SYSTEMS | 08/22 | AMERICAN SOCIETY OF MECHANICAL ENGINEERS | ASME | ASME B16.11 | Forged Fittings, Socket-Welding and Threaded | 2022
9607 | 23 63 00.00 | COLD STORAGE REFRIGERATION SYSTEMS | 08/22 | AMERICAN SOCIETY OF MECHANICAL ENGINEERS | ASME | ASME B31.1 | Power Piping | 2022
9608 | 23 63 00.00 | COLD STORAGE REFRIGERATION SYSTEMS | 08/22 | AMERICAN SOCIETY OF MECHANICAL ENGINEERS | ASME | ASME B31.5 | Refrigeration Piping and Heat Transfer Components | 2022
9609 | 23 63 00.00 | COLD STORAGE REFRIGERATION SYSTEMS | 08/22 | AMERICAN SOCIETY OF MECHANICAL ENGINEERS | ASME | ASME B40.100 | Pressure Gauges and Gauge Attachments | 2022
9610 | 23 63 00.00 | COLD STORAGE REFRIGERATION SYSTEMS | 08/22 | AMERICAN SOCIETY OF MECHANICAL ENGINEERS | ASME | ASME BPVC SEC IX | BPVC Section IX-Welding, Brazing and Fusing Qualifications | 2017; Errata 2018
9611 | 23 63 00.00 | COLD STORAGE REFRIGERATION SYSTEMS | 08/22 | AMERICAN SOCIETY OF MECHANICAL ENGINEERS | ASME | ASME BPVC SEC VIII D1 | BPVC Section VIII-Rules for Construction of Pressure Vessels Division 1 | 2019
9612 | 23 63 00.00 | COLD STORAGE REFRIGERATION SYSTEMS | 08/22 | AMERICAN WELDING SOCIETY | AWS | AWS A5.8/A5.8M | Specification for Filler Metals for Brazing and Braze Welding | 2019
9613 | 23 63 00.00 | COLD STORAGE REFRIGERATION SYSTEMS | 08/22 | AMERICAN WELDING SOCIETY | AWS | AWS BRH | Brazing Handbook | 2007; 5th Ed
9614 | 23 63 00.00 | COLD STORAGE REFRIGERATION SYSTEMS | 08/22 | AMERICAN WELDING SOCIETY | AWS | AWS D1.1/D1.1M | Structural Welding Code - Steel | 2020; Errata 1 2021
9615 | 23 63 00.00 | COLD STORAGE REFRIGERATION SYSTEMS | 08/22 | ASTM INTERNATIONAL | ASTM | ASTM A36/A36M | Standard Specification for Carbon Structural Steel | 2019
9616 | 23 63 00.00 | COLD STORAGE REFRIGERATION SYSTEMS | 08/22 | ASTM INTERNATIONAL | ASTM | ASTM A53/A53M | Standard Specification for Pipe, Steel, Black and Hot-Dipped, Zinc-Coated, Welded and Seamless | 2024
9617 | 23 63 00.00 | COLD STORAGE REFRIGERATION SYSTEMS | 08/22 | ASTM INTERNATIONAL | ASTM | ASTM A105/A105M | Standard Specification for Carbon Steel Forgings for Piping Applications | 2023
9618 | 23 63 00.00 | COLD STORAGE REFRIGERATION SYSTEMS | 08/22 | ASTM INTERNATIONAL | ASTM | ASTM A123/A123M | Standard Specification for Zinc (Hot-Dip Galvanized) Coatings on Iron and Steel Products | 2017
9619 | 23 63 00.00 | COLD STORAGE REFRIGERATION SYSTEMS | 08/22 | ASTM INTERNATIONAL | ASTM | ASTM A126 | Standard Specification for Gray Iron Castings for Valves, Flanges, and Pipe Fittings | 2004; R 2023
9620 | 23 63 00.00 | COLD STORAGE REFRIGERATION SYSTEMS | 08/22 | ASTM INTERNATIONAL | ASTM | ASTM A153/A153M | Standard Specification for Zinc Coating (Hot-Dip) on Iron and Steel Hardware | 2023
9621 | 23 63 00.00 | COLD STORAGE REFRIGERATION SYSTEMS | 08/22 | ASTM INTERNATIONAL | ASTM | ASTM A181/A181M | Standard Specification for Carbon Steel Forgings, for General-Purpose Piping | 2014; R 2020
9622 | 23 63 00.00 | COLD STORAGE REFRIGERATION SYSTEMS | 08/22 | ASTM INTERNATIONAL | ASTM | ASTM A197/A197M | Standard Specification for Cupola Malleable Iron | 2020; R 2023; E 2023
9623 | 23 63 00.00 | COLD STORAGE REFRIGERATION SYSTEMS | 08/22 | ASTM INTERNATIONAL | ASTM | ASTM A234/A234M | Standard Specification for Piping Fittings of Wrought Carbon Steel and Alloy Steel for Moderate and High Temperature Service | 2024
9624 | 23 63 00.00 | COLD STORAGE REFRIGERATION SYSTEMS | 08/22 | ASTM INTERNATIONAL | ASTM | ASTM A278/A278M | Standard Specification for Gray Iron Castings for Pressure-Containing Parts for Temperatures Up to 650 degrees F (350 degrees C) | 2001; R 2020
9625 | 23 63 00.00 | COLD STORAGE REFRIGERATION SYSTEMS | 08/22 | ASTM INTERNATIONAL | ASTM | ASTM A307 | Standard Specification for Carbon Steel Bolts, Studs, and Threaded Rod 60 000 PSI Tensile Strength | 2021
9626 | 23 63 00.00 | COLD STORAGE REFRIGERATION SYSTEMS | 08/22 | ASTM INTERNATIONAL | ASTM | ASTM A334/A334M | Standard Specification for Seamless and Welded Carbon and Alloy-Steel Tubes for Low-Temperature Service | 2004a; R 2021
9627 | 23 63 00.00 | COLD STORAGE REFRIGERATION SYSTEMS | 08/22 | ASTM INTERNATIONAL | ASTM | ASTM A653/A653M | Standard Specification for Steel Sheet, Zinc-Coated (Galvanized) or Zinc-Iron Alloy-Coated (Galvannealed) by the Hot-Dip Process | 2023
9628 | 23 63 00.00 | COLD STORAGE REFRIGERATION SYSTEMS | 08/22 | ASTM INTERNATIONAL | ASTM | ASTM B117 | Standard Practice for Operating Salt Spray (Fog) Apparatus | 2019
9629 | 23 63 00.00 | COLD STORAGE REFRIGERATION SYSTEMS | 08/22 | ASTM INTERNATIONAL | ASTM | ASTM B209 | Standard Specification for Aluminum and Aluminum-Alloy Sheet and Plate | 2014
9630 | 23 63 00.00 | COLD STORAGE REFRIGERATION SYSTEMS | 08/22 | ASTM INTERNATIONAL | ASTM | ASTM B209M | Standard Specification for Aluminum and Aluminum-Alloy Sheet and Plate (Metric) | 2014
9631 | 23 63 00.00 | COLD STORAGE REFRIGERATION SYSTEMS | 08/22 | ASTM INTERNATIONAL | ASTM | ASTM B221 | Standard Specification for Aluminum and Aluminum-Alloy Extruded Bars, Rods, Wire, Profiles, and Tubes | 2021
9632 | 23 63 00.00 | COLD STORAGE REFRIGERATION SYSTEMS | 08/22 | ASTM INTERNATIONAL | ASTM | ASTM B221M | Standard Specification for Aluminum and Aluminum-Alloy Extruded Bars, Rods, Wire, Profiles, and Tubes (Metric) | 2021
9633 | 23 63 00.00 | COLD STORAGE REFRIGERATION SYSTEMS | 08/22 | ASTM INTERNATIONAL | ASTM | ASTM B280 | Standard Specification for Seamless Copper Tube for Air Conditioning and Refrigeration Field Service | 2023
9634 | 23 63 00.00 | COLD STORAGE REFRIGERATION SYSTEMS | 08/22 | ASTM INTERNATIONAL | ASTM | ASTM C534/C534M | Standard Specification for Preformed Flexible Elastomeric Cellular Thermal Insulation in Sheet and Tubular Form | 2023
9635 | 23 63 00.00 | COLD STORAGE REFRIGERATION SYSTEMS | 08/22 | ASTM INTERNATIONAL | ASTM | ASTM D520 | Zinc Dust Pigment | 2000; R 2011
9636 | 23 63 00.00 | COLD STORAGE REFRIGERATION SYSTEMS | 08/22 | ASTM INTERNATIONAL | ASTM | ASTM D3308 | Standard Specification for PTFE Resin Skived Tape | 2012; R 2017
9637 | 23 63 00.00 | COLD STORAGE REFRIGERATION SYSTEMS | 08/22 | ASTM INTERNATIONAL | ASTM | ASTM D5864 | Standard Test Method for Determining Aerobic Aquatic Biodegradation of Lubricants or Their Components | 2011
9638 | 23 63 00.00 | COLD STORAGE REFRIGERATION SYSTEMS | 08/22 | ASTM INTERNATIONAL | ASTM | ASTM D6081 | Aquatic Toxicity Testing of Lubricants: Sample Preparation and Results Interpretation | 1998; R 2014
9639 | 23 63 00.00 | COLD STORAGE REFRIGERATION SYSTEMS | 08/22 | ASTM INTERNATIONAL | ASTM | ASTM F104 | Standard Classification System for Nonmetallic Gasket Materials | 2011; R 2020
9640 | 23 63 00.00 | COLD STORAGE REFRIGERATION SYSTEMS | 08/22 | COOLING TECHNOLOGY INSTITUTE | CTI | CTI ATC-105 | Acceptance Test Code | 2000
9641 | 23 63 00.00 | COLD STORAGE REFRIGERATION SYSTEMS | 08/22 | INTERNATIONAL INSTITUTE OF AMMONIA REFRIGERATION | IIAR | IIAR 2 | Standard for Design of Safe Closed-Circuit Ammonia Refrigeration Systems | 2021
9642 | 23 63 00.00 | COLD STORAGE REFRIGERATION SYSTEMS | 08/22 | MANUFACTURERS STANDARDIZATION SOCIETY OF THE VALVE AND FITTINGS INDUSTRY | MSS | MSS SP-58 | Pipe Hangers and Supports - Materials, Design and Manufacture, Selection, Application, and Installation | 2018
9643 | 23 63 00.00 | COLD STORAGE REFRIGERATION SYSTEMS | 08/22 | NATIONAL ELECTRICAL MANUFACTURERS ASSOCIATION | NEMA | NEMA ICS 6 | Industrial Control and Systems: Enclosures | 1993; R 2016
9644 | 23 63 00.00 | COLD STORAGE REFRIGERATION SYSTEMS | 08/22 | NATIONAL ELECTRICAL MANUFACTURERS ASSOCIATION | NEMA | NEMA MG 1 | Motors and Generators | 2021
9645 | 23 63 00.00 | COLD STORAGE REFRIGERATION SYSTEMS | 08/22 | NATIONAL ELECTRICAL MANUFACTURERS ASSOCIATION | NEMA | NEMA MG 2 | Safety Standard for Construction and Guide for Selection, Installation and Use of Electric Motors and Generators | 2014
9646 | 23 63 00.00 | COLD STORAGE REFRIGERATION SYSTEMS | 08/22 | NATIONAL FIRE PROTECTION ASSOCIATION | NFPA | NFPA 70 | National Electrical Code | 2023
9647 | 23 63 00.00 | COLD STORAGE REFRIGERATION SYSTEMS | 08/22 | U.S. ARMY CORPS OF ENGINEERS | USACE | EM 1110-2-1424 | Engineering and Design -- Lubricants and Hydraulic Fluids | 2016
9648 | 23 63 00.00 | COLD STORAGE REFRIGERATION SYSTEMS | 08/22 | U.S. DEPARTMENT OF DEFENSE | DOD | UFC 3-301-01 | Structural Engineering | 2023; with Change 1, 2023
9649 | 23 63 00.00 | COLD STORAGE REFRIGERATION SYSTEMS | 08/22 | U.S. DEPARTMENT OF ENERGY | DOE | Energy Star | Energy Star Energy Efficiency Labeling System (FEMP) | 1992; R 2006
9650 | 23 63 00.00 | COLD STORAGE REFRIGERATION SYSTEMS | 08/22 | U.S. NATIONAL ARCHIVES AND RECORDS ADMINISTRATION | NARA | 40 CFR 82 | Protection of Stratospheric Ozone
9651 | 23 63 00.00 | COLD STORAGE REFRIGERATION SYSTEMS | 08/22 | UNDERWRITERS LABORATORIES | UL | UL 207 | UL Standard for Safety Refrigerant-Containing Components and Accessories, Nonelectrical | 2022
9652 | 23 64 10 | WATER CHILLERS, VAPOR COMPRESSION TYPE | 11/16, CHG 2: 08/18 | AIR-CONDITIONING, HEATING AND REFRIGERATION INSTITUTE | AHRI | AHRI 450 | Water-Cooled Refrigerant Condensers, Remote Type | 2007
9653 | 23 64 10 | WATER CHILLERS, VAPOR COMPRESSION TYPE | 11/16, CHG 2: 08/18 | AIR-CONDITIONING, HEATING AND REFRIGERATION INSTITUTE | AHRI | AHRI 480 | Refrigerant-Cooled Liquid Coolers, Remote Type | 2007
9654 | 23 64 10 | WATER CHILLERS, VAPOR COMPRESSION TYPE | 11/16, CHG 2: 08/18 | AIR-CONDITIONING, HEATING AND REFRIGERATION INSTITUTE | AHRI | AHRI 550/590 I-P | Performance Rating Of Water-Chilling and Heat Pump Water-Heating Packages Using the Vapor Compression Cycle | 2020
9655 | 23 64 10 | WATER CHILLERS, VAPOR COMPRESSION TYPE | 11/16, CHG 2: 08/18 | AIR-CONDITIONING, HEATING AND REFRIGERATION INSTITUTE | AHRI | AHRI 575 | Method of Measuring Machinery Sound Within an Equipment Space | 2017
9656 | 23 64 10 | WATER CHILLERS, VAPOR COMPRESSION TYPE | 11/16, CHG 2: 08/18 | AIR-CONDITIONING, HEATING AND REFRIGERATION INSTITUTE | AHRI | ANSI/AHRI 460 | Performance Rating of Remote Mechanical-Draft Air-Cooled Refrigerant Condensers | 2005
9657 | 23 64 10 | WATER CHILLERS, VAPOR COMPRESSION TYPE | 11/16, CHG 2: 08/18 | AMERICAN BEARING MANUFACTURERS ASSOCIATION | ABMA | ABMA 9 | Load Ratings and Fatigue Life for Ball Bearings | 2015
9658 | 23 64 10 | WATER CHILLERS, VAPOR COMPRESSION TYPE | 11/16, CHG 2: 08/18 | AMERICAN BEARING MANUFACTURERS ASSOCIATION | ABMA | ABMA 11 | Load Ratings and Fatigue Life for Roller Bearings | 2014
9659 | 23 64 10 | WATER CHILLERS, VAPOR COMPRESSION TYPE | 11/16, CHG 2: 08/18 | AMERICAN SOCIETY OF HEATING, REFRIGERATING AND AIR-CONDITIONING ENGINEERS | ASHRAE | ANSI/ASHRAE 15 & 34 | ANSI/ASHRAE Standard 15-Safety Standard for Refrigeration Systems and ANSI/ASHRAE Standard 34-Designation and Safety Classification of Refrigerants | 2022
9660 | 23 64 10 | WATER CHILLERS, VAPOR COMPRESSION TYPE | 11/16, CHG 2: 08/18 | AMERICAN SOCIETY OF HEATING, REFRIGERATING AND AIR-CONDITIONING ENGINEERS | ASHRAE | ASHRAE 90.1 - IP | Energy Standard for Buildings Except Low-Rise Residential Buildings | 2019
9661 | 23 64 10 | WATER CHILLERS, VAPOR COMPRESSION TYPE | 11/16, CHG 2: 08/18 | AMERICAN SOCIETY OF HEATING, REFRIGERATING AND AIR-CONDITIONING ENGINEERS | ASHRAE | ASHRAE 90.1 - SI | Energy Standard for Buildings Except Low-Rise Residential Buildings | 2019
9662 | 23 64 10 | WATER CHILLERS, VAPOR COMPRESSION TYPE | 11/16, CHG 2: 08/18 | AMERICAN SOCIETY OF MECHANICAL ENGINEERS | ASME | ASME BPVC SEC VIII D1 | BPVC Section VIII-Rules for Construction of Pressure Vessels Division 1 | 2019
9663 | 23 64 10 | WATER CHILLERS, VAPOR COMPRESSION TYPE | 11/16, CHG 2: 08/18 | AMERICAN WELDING SOCIETY | AWS | AWS Z49.1 | Safety in Welding and Cutting and Allied Processes | 2021
9664 | 23 64 10 | WATER CHILLERS, VAPOR COMPRESSION TYPE | 11/16, CHG 2: 08/18 | ASTM INTERNATIONAL | ASTM | ASTM A53/A53M | Standard Specification for Pipe, Steel, Black and Hot-Dipped, Zinc-Coated, Welded and Seamless | 2024
9665 | 23 64 10 | WATER CHILLERS, VAPOR COMPRESSION TYPE | 11/16, CHG 2: 08/18 | ASTM INTERNATIONAL | ASTM | ASTM A307 | Standard Specification for Carbon Steel Bolts, Studs, and Threaded Rod 60 000 PSI Tensile Strength | 2021
9666 | 23 64 10 | WATER CHILLERS, VAPOR COMPRESSION TYPE | 11/16, CHG 2: 08/18 | ASTM INTERNATIONAL | ASTM | ASTM B117 | Standard Practice for Operating Salt Spray (Fog) Apparatus | 2019
9667 | 23 64 10 | WATER CHILLERS, VAPOR COMPRESSION TYPE | 11/16, CHG 2: 08/18 | ASTM INTERNATIONAL | ASTM | ASTM D520 | Zinc Dust Pigment | 2000; R 2011
9668 | 23 64 10 | WATER CHILLERS, VAPOR COMPRESSION TYPE | 11/16, CHG 2: 08/18 | ASTM INTERNATIONAL | ASTM | ASTM E84 | Standard Test Method for Surface Burning Characteristics of Building Materials | 2023
9669 | 23 64 10 | WATER CHILLERS, VAPOR COMPRESSION TYPE | 11/16, CHG 2: 08/18 | ASTM INTERNATIONAL | ASTM | ASTM F104 | Standard Classification System for Nonmetallic Gasket Materials | 2011; R 2020
9670 | 23 64 10 | WATER CHILLERS, VAPOR COMPRESSION TYPE | 11/16, CHG 2: 08/18 | NATIONAL ELECTRICAL MANUFACTURERS ASSOCIATION | NEMA | NEMA MG 1 | Motors and Generators | 2021
9671 | 23 64 10 | WATER CHILLERS, VAPOR COMPRESSION TYPE | 11/16, CHG 2: 08/18 | NATIONAL ELECTRICAL MANUFACTURERS ASSOCIATION | NEMA | NEMA MG 11 | Energy Management Guide for Selection and Use of Single Phase Motors | 1977; R 2012
9672 | 23 64 10 | WATER CHILLERS, VAPOR COMPRESSION TYPE | 11/16, CHG 2: 08/18 | NATIONAL FIRE PROTECTION ASSOCIATION | NFPA | NFPA 37 | Standard for the Installation and Use of Stationary Combustion Engines and Gas Turbines | 2024
9673 | 23 64 10 | WATER CHILLERS, VAPOR COMPRESSION TYPE | 11/16, CHG 2: 08/18 | NATIONAL FIRE PROTECTION ASSOCIATION | NFPA | NFPA 54 | National Fuel Gas Code | 2024
9674 | 23 64 10 | WATER CHILLERS, VAPOR COMPRESSION TYPE | 11/16, CHG 2: 08/18 | SOCIETY OF AUTOMOTIVE ENGINEERS INTERNATIONAL | SAE | SAE J537 | Storage Batteries | 2016
9675 | 23 64 10 | WATER CHILLERS, VAPOR COMPRESSION TYPE | 11/16, CHG 2: 08/18 | U.S. NATIONAL ARCHIVES AND RECORDS ADMINISTRATION | NARA | 40 CFR 82 | Protection of Stratospheric Ozone
9676 | 23 64 10 | WATER CHILLERS, VAPOR COMPRESSION TYPE | 11/16, CHG 2: 08/18 | UNDERWRITERS LABORATORIES | UL | UL 1236 | UL Standard for Safety Battery Chargers for Charging Engine-Starter Batteries | 2015; Reprint Feb 2021
9677 | 23 64 26 | CHILLED, CHILLED-HOT, AND CONDENSER WATER PIPING SYSTEMS | 08/09, CHG 7: 02/24 | AMERICAN NATIONAL STANDARDS INSTITUTE | ANSI | ANSI Z21.22/CSA 4.4 | Relief Valves for Hot Water Supply Systems | 2015; R 2020
9678 | 23 64 26 | CHILLED, CHILLED-HOT, AND CONDENSER WATER PIPING SYSTEMS | 08/09, CHG 7: 02/24 | AMERICAN SOCIETY OF MECHANICAL ENGINEERS | ASME | ASME B1.20.1 | Pipe Threads, General Purpose (Inch) | 2013; R 2018
9679 | 23 64 26 | CHILLED, CHILLED-HOT, AND CONDENSER WATER PIPING SYSTEMS | 08/09, CHG 7: 02/24 | AMERICAN SOCIETY OF MECHANICAL ENGINEERS | ASME | ASME B16.1 | Gray Iron Pipe Flanges and Flanged Fittings Classes 25, 125, and 250 | 2020
9680 | 23 64 26 | CHILLED, CHILLED-HOT, AND CONDENSER WATER PIPING SYSTEMS | 08/09, CHG 7: 02/24 | AMERICAN SOCIETY OF MECHANICAL ENGINEERS | ASME | ASME B16.3 | Malleable Iron Threaded Fittings, Classes 150 and 300 | 2021
9681 | 23 64 26 | CHILLED, CHILLED-HOT, AND CONDENSER WATER PIPING SYSTEMS | 08/09, CHG 7: 02/24 | AMERICAN SOCIETY OF MECHANICAL ENGINEERS | ASME | ASME B16.5 | Pipe Flanges and Flanged Fittings NPS 1/2 Through NPS 24 Metric/Inch Standard | 2020
9682 | 23 64 26 | CHILLED, CHILLED-HOT, AND CONDENSER WATER PIPING SYSTEMS | 08/09, CHG 7: 02/24 | AMERICAN SOCIETY OF MECHANICAL ENGINEERS | ASME | ASME B16.9 | Factory-Made Wrought Buttwelding Fittings | 2018
9683 | 23 64 26 | CHILLED, CHILLED-HOT, AND CONDENSER WATER PIPING SYSTEMS | 08/09, CHG 7: 02/24 | AMERICAN SOCIETY OF MECHANICAL ENGINEERS | ASME | ASME B16.11 | Forged Fittings, Socket-Welding and Threaded | 2022
9684 | 23 64 26 | CHILLED, CHILLED-HOT, AND CONDENSER WATER PIPING SYSTEMS | 08/09, CHG 7: 02/24 | AMERICAN SOCIETY OF MECHANICAL ENGINEERS | ASME | ASME B16.18 | Cast Copper Alloy Solder Joint Pressure Fittings | 2021
9685 | 23 64 26 | CHILLED, CHILLED-HOT, AND CONDENSER WATER PIPING SYSTEMS | 08/09, CHG 7: 02/24 | AMERICAN SOCIETY OF MECHANICAL ENGINEERS | ASME | ASME B16.21 | Nonmetallic Flat Gaskets for Pipe Flanges | 2021
9686 | 23 64 26 | CHILLED, CHILLED-HOT, AND CONDENSER WATER PIPING SYSTEMS | 08/09, CHG 7: 02/24 | AMERICAN SOCIETY OF MECHANICAL ENGINEERS | ASME | ASME B16.22 | Wrought Copper and Copper Alloy Solder Joint Pressure Fittings | 2021
9687 | 23 64 26 | CHILLED, CHILLED-HOT, AND CONDENSER WATER PIPING SYSTEMS | 08/09, CHG 7: 02/24 | AMERICAN SOCIETY OF MECHANICAL ENGINEERS | ASME | ASME B16.26 | Standard for Cast Copper Alloy Fittings for Flared Copper Tubes | 2018
9688 | 23 64 26 | CHILLED, CHILLED-HOT, AND CONDENSER WATER PIPING SYSTEMS | 08/09, CHG 7: 02/24 | AMERICAN SOCIETY OF MECHANICAL ENGINEERS | ASME | ASME B16.39 | Standard for Malleable Iron Threaded Pipe Unions; Classes 150, 250, and 300 | 2020
9689 | 23 64 26 | CHILLED, CHILLED-HOT, AND CONDENSER WATER PIPING SYSTEMS | 08/09, CHG 7: 02/24 | AMERICAN SOCIETY OF MECHANICAL ENGINEERS | ASME | ASME B18.2.2 | Nuts for General Applications: Machine Screw Nuts, and Hex, Square, Hex Flange, and Coupling Nuts (Inch Series) | 2022
9690 | 23 64 26 | CHILLED, CHILLED-HOT, AND CONDENSER WATER PIPING SYSTEMS | 08/09, CHG 7: 02/24 | AMERICAN SOCIETY OF MECHANICAL ENGINEERS | ASME | ASME B18.2.6M | Metric Fasteners for Use in Structural Applications | 2012; R 2021
9691 | 23 64 26 | CHILLED, CHILLED-HOT, AND CONDENSER WATER PIPING SYSTEMS | 08/09, CHG 7: 02/24 | AMERICAN SOCIETY OF MECHANICAL ENGINEERS | ASME | ASME B31.9 | Building Services Piping | 2020
9692 | 23 64 26 | CHILLED, CHILLED-HOT, AND CONDENSER WATER PIPING SYSTEMS | 08/09, CHG 7: 02/24 | AMERICAN SOCIETY OF MECHANICAL ENGINEERS | ASME | ASME B36.10M | Welded and Seamless Wrought Steel Pipe | 2022
9693 | 23 64 26 | CHILLED, CHILLED-HOT, AND CONDENSER WATER PIPING SYSTEMS | 08/09, CHG 7: 02/24 | AMERICAN SOCIETY OF MECHANICAL ENGINEERS | ASME | ASME B40.100 | Pressure Gauges and Gauge Attachments | 2022
9694 | 23 64 26 | CHILLED, CHILLED-HOT, AND CONDENSER WATER PIPING SYSTEMS | 08/09, CHG 7: 02/24 | AMERICAN SOCIETY OF MECHANICAL ENGINEERS | ASME | ASME BPVC SEC IX | BPVC Section IX-Welding, Brazing and Fusing Qualifications | 2017; Errata 2018
9695 | 23 64 26 | CHILLED, CHILLED-HOT, AND CONDENSER WATER PIPING SYSTEMS | 08/09, CHG 7: 02/24 | AMERICAN SOCIETY OF SANITARY ENGINEERING | ASSE | ASSE 1003 | Performance Requirements for Water Pressure Reducing Valves for Domestic Water Distribution Systems - (ANSI approved 2010) | 2020
9696 | 23 64 26 | CHILLED, CHILLED-HOT, AND CONDENSER WATER PIPING SYSTEMS | 08/09, CHG 7: 02/24 | AMERICAN SOCIETY OF SANITARY ENGINEERING | ASSE | ASSE 1017 | Performance Requirements for Temperature Actuated Mixing Valves for Hot Water Distribution Systems - (ANSI approved 2010) | 2023
9697 | 23 64 26 | CHILLED, CHILLED-HOT, AND CONDENSER WATER PIPING SYSTEMS | 08/09, CHG 7: 02/24 | AMERICAN WATER WORKS ASSOCIATION | AWWA | AWWA C606 | Grooved and Shouldered Joints | 2022
9698 | 23 64 26 | CHILLED, CHILLED-HOT, AND CONDENSER WATER PIPING SYSTEMS | 08/09, CHG 7: 02/24 | AMERICAN WELDING SOCIETY | AWS | AWS A5.8/A5.8M | Specification for Filler Metals for Brazing and Braze Welding | 2019
9699 | 23 64 26 | CHILLED, CHILLED-HOT, AND CONDENSER WATER PIPING SYSTEMS | 08/09, CHG 7: 02/24 | AMERICAN WELDING SOCIETY | AWS | AWS BRH | Brazing Handbook | 2007; 5th Ed
9700 | 23 64 26 | CHILLED, CHILLED-HOT, AND CONDENSER WATER PIPING SYSTEMS | 08/09, CHG 7: 02/24 | AMERICAN WELDING SOCIETY | AWS | AWS D1.1/D1.1M | Structural Welding Code - Steel | 2020; Errata 1 2021
9701 | 23 64 26 | CHILLED, CHILLED-HOT, AND CONDENSER WATER PIPING SYSTEMS | 08/09, CHG 7: 02/24 | AMERICAN WELDING SOCIETY | AWS | AWS Z49.1 | Safety in Welding and Cutting and Allied Processes | 2021
9702 | 23 64 26 | CHILLED, CHILLED-HOT, AND CONDENSER WATER PIPING SYSTEMS | 08/09, CHG 7: 02/24 | ASTM INTERNATIONAL | ASTM | ASTM A47/A47M | Standard Specification for Ferritic Malleable Iron Castings | 1999; R 2022; E 2022
9703 | 23 64 26 | CHILLED, CHILLED-HOT, AND CONDENSER WATER PIPING SYSTEMS | 08/09, CHG 7: 02/24 | ASTM INTERNATIONAL | ASTM | ASTM A53/A53M | Standard Specification for Pipe, Steel, Black and Hot-Dipped, Zinc-Coated, Welded and Seamless | 2024
9704 | 23 64 26 | CHILLED, CHILLED-HOT, AND CONDENSER WATER PIPING SYSTEMS | 08/09, CHG 7: 02/24 | ASTM INTERNATIONAL | ASTM | ASTM A105/A105M | Standard Specification for Carbon Steel Forgings for Piping Applications | 2023
9705 | 23 64 26 | CHILLED, CHILLED-HOT, AND CONDENSER WATER PIPING SYSTEMS | 08/09, CHG 7: 02/24 | ASTM INTERNATIONAL | ASTM | ASTM A106/A106M | Standard Specification for Seamless Carbon Steel Pipe for High-Temperature Service | 2019a
9706 | 23 64 26 | CHILLED, CHILLED-HOT, AND CONDENSER WATER PIPING SYSTEMS | 08/09, CHG 7: 02/24 | ASTM INTERNATIONAL | ASTM | ASTM A181/A181M | Standard Specification for Carbon Steel Forgings, for General-Purpose Piping | 2014; R 2020
9707 | 23 64 26 | CHILLED, CHILLED-HOT, AND CONDENSER WATER PIPING SYSTEMS | 08/09, CHG 7: 02/24 | ASTM INTERNATIONAL | ASTM | ASTM A183 | Standard Specification for Carbon Steel Track Bolts and Nuts | 2014; R 2020
9708 | 23 64 26 | CHILLED, CHILLED-HOT, AND CONDENSER WATER PIPING SYSTEMS | 08/09, CHG 7: 02/24 | ASTM INTERNATIONAL | ASTM | ASTM A193/A193M | Standard Specification for Alloy-Steel and Stainless Steel Bolting Materials for High-Temperature Service and Other Special Purpose Applications | 2024
9709 | 23 64 26 | CHILLED, CHILLED-HOT, AND CONDENSER WATER PIPING SYSTEMS | 08/09, CHG 7: 02/24 | ASTM INTERNATIONAL | ASTM | ASTM A194/A194M | Standard Specification for Carbon Steel, Alloy Steel, and Stainless Steel Nuts for Bolts for High-Pressure or High-Temperature Service, or Both | 2024
9710 | 23 64 26 | CHILLED, CHILLED-HOT, AND CONDENSER WATER PIPING SYSTEMS | 08/09, CHG 7: 02/24 | ASTM INTERNATIONAL | ASTM | ASTM A197/A197M | Standard Specification for Cupola Malleable Iron | 2020; R 2023; E 2023
9711 | 23 64 26 | CHILLED, CHILLED-HOT, AND CONDENSER WATER PIPING SYSTEMS | 08/09, CHG 7: 02/24 | ASTM INTERNATIONAL | ASTM | ASTM A234/A234M | Standard Specification for Piping Fittings of Wrought Carbon Steel and Alloy Steel for Moderate and High Temperature Service | 2024
9712 | 23 64 26 | CHILLED, CHILLED-HOT, AND CONDENSER WATER PIPING SYSTEMS | 08/09, CHG 7: 02/24 | ASTM INTERNATIONAL | ASTM | ASTM A325 | Standard Specification for Structural Bolts, Steel, Heat Treated, 120/105 ksi Minimum Tensile Strength | 2014
9713 | 23 64 26 | CHILLED, CHILLED-HOT, AND CONDENSER WATER PIPING SYSTEMS | 08/09, CHG 7: 02/24 | ASTM INTERNATIONAL | ASTM | ASTM A325M | Standard Specification for Structural Bolts, Steel, Heat Treated, 830 MPa Minimum Tensile Strength (Metric) | 2014
9714 | 23 64 26 | CHILLED, CHILLED-HOT, AND CONDENSER WATER PIPING SYSTEMS | 08/09, CHG 7: 02/24 | ASTM INTERNATIONAL | ASTM | ASTM A536 | Standard Specification for Ductile Iron Castings | 1984; R 2019; E 2019
9715 | 23 64 26 | CHILLED, CHILLED-HOT, AND CONDENSER WATER PIPING SYSTEMS | 08/09, CHG 7: 02/24 | ASTM INTERNATIONAL | ASTM | ASTM A653/A653M | Standard Specification for Steel Sheet, Zinc-Coated (Galvanized) or Zinc-Iron Alloy-Coated (Galvannealed) by the Hot-Dip Process | 2023
9716 | 23 64 26 | CHILLED, CHILLED-HOT, AND CONDENSER WATER PIPING SYSTEMS | 08/09, CHG 7: 02/24 | ASTM INTERNATIONAL | ASTM | ASTM A733 | Standard Specification for Welded and Seamless Carbon Steel and Austenitic Stainless Steel Pipe Nipples | 2016; R 2022
9717 | 23 64 26 | CHILLED, CHILLED-HOT, AND CONDENSER WATER PIPING SYSTEMS | 08/09, CHG 7: 02/24 | ASTM INTERNATIONAL | ASTM | ASTM B32 | Standard Specification for Solder Metal | 2020
9718 | 23 64 26 | CHILLED, CHILLED-HOT, AND CONDENSER WATER PIPING SYSTEMS | 08/09, CHG 7: 02/24 | ASTM INTERNATIONAL | ASTM | ASTM B42 | Standard Specification for Seamless Copper Pipe, Standard Sizes | 2020
9719 | 23 64 26 | CHILLED, CHILLED-HOT, AND CONDENSER WATER PIPING SYSTEMS | 08/09, CHG 7: 02/24 | ASTM INTERNATIONAL | ASTM | ASTM B62 | Standard Specification for Composition Bronze or Ounce Metal Castings | 2017
9720 | 23 64 26 | CHILLED, CHILLED-HOT, AND CONDENSER WATER PIPING SYSTEMS | 08/09, CHG 7: 02/24 | ASTM INTERNATIONAL | ASTM | ASTM B75/B75M | Standard Specification for Seamless Copper Tube | 2020
9721 | 23 64 26 | CHILLED, CHILLED-HOT, AND CONDENSER WATER PIPING SYSTEMS | 08/09, CHG 7: 02/24 | ASTM INTERNATIONAL | ASTM | ASTM B88 | Standard Specification for Seamless Copper Water Tube | 2022
9722 | 23 64 26 | CHILLED, CHILLED-HOT, AND CONDENSER WATER PIPING SYSTEMS | 08/09, CHG 7: 02/24 | ASTM INTERNATIONAL | ASTM | ASTM B88M | Standard Specification for Seamless Copper Water Tube (Metric) | 2020
9723 | 23 64 26 | CHILLED, CHILLED-HOT, AND CONDENSER WATER PIPING SYSTEMS | 08/09, CHG 7: 02/24 | ASTM INTERNATIONAL | ASTM | ASTM B117 | Standard Practice for Operating Salt Spray (Fog) Apparatus | 2019
9724 | 23 64 26 | CHILLED, CHILLED-HOT, AND CONDENSER WATER PIPING SYSTEMS | 08/09, CHG 7: 02/24 | ASTM INTERNATIONAL | ASTM | ASTM B813 | Standard Specification for Liquid and Paste Fluxes for Soldering of Copper and Copper Alloy Tube | 2016
9725 | 23 64 26 | CHILLED, CHILLED-HOT, AND CONDENSER WATER PIPING SYSTEMS | 08/09, CHG 7: 02/24 | ASTM INTERNATIONAL | ASTM | ASTM D520 | Zinc Dust Pigment | 2000; R 2011
9726 | 23 64 26 | CHILLED, CHILLED-HOT, AND CONDENSER WATER PIPING SYSTEMS | 08/09, CHG 7: 02/24 | ASTM INTERNATIONAL | ASTM | ASTM D596 | Standard Guide for Reporting Results of Analysis of Water | 2001; R 2018
9727 | 23 64 26 | CHILLED, CHILLED-HOT, AND CONDENSER WATER PIPING SYSTEMS | 08/09, CHG 7: 02/24 | ASTM INTERNATIONAL | ASTM | ASTM D1384 | Corrosion Test for Engine Coolants in Glassware | 2005; R 2019
9728 | 23 64 26 | CHILLED, CHILLED-HOT, AND CONDENSER WATER PIPING SYSTEMS | 08/09, CHG 7: 02/24 | ASTM INTERNATIONAL | ASTM | ASTM D2000 | Standard Classification System for Rubber Products in Automotive Applications | 2018
9729 | 23 64 26 | CHILLED, CHILLED-HOT, AND CONDENSER WATER PIPING SYSTEMS | 08/09, CHG 7: 02/24 | ASTM INTERNATIONAL | ASTM | ASTM D3308 | Standard Specification for PTFE Resin Skived Tape | 2012; R 2017
9730 | 23 64 26 | CHILLED, CHILLED-HOT, AND CONDENSER WATER PIPING SYSTEMS | 08/09, CHG 7: 02/24 | ASTM INTERNATIONAL | ASTM | ASTM E84 | Standard Test Method for Surface Burning Characteristics of Building Materials | 2023
9731 | 23 64 26 | CHILLED, CHILLED-HOT, AND CONDENSER WATER PIPING SYSTEMS | 08/09, CHG 7: 02/24 | ASTM INTERNATIONAL | ASTM | ASTM F104 | Standard Classification System for Nonmetallic Gasket Materials | 2011; R 2020
9732 | 23 64 26 | CHILLED, CHILLED-HOT, AND CONDENSER WATER PIPING SYSTEMS | 08/09, CHG 7: 02/24 | ASTM INTERNATIONAL | ASTM | ASTM F1007 | Standard Specification for Pipeline Expansion Joints of the Packed Slip Type for Marine Application | 2018; R 2022
9733 | 23 64 26 | CHILLED, CHILLED-HOT, AND CONDENSER WATER PIPING SYSTEMS | 08/09, CHG 7: 02/24 | ASTM INTERNATIONAL | ASTM | ASTM F1120 | Standard Specification for Circular Metallic Bellows Type Expansion Joints for Piping Applications | 1987; R 2019
9734 | 23 64 26 | CHILLED, CHILLED-HOT, AND CONDENSER WATER PIPING SYSTEMS | 08/09, CHG 7: 02/24 | ASTM INTERNATIONAL | ASTM | ASTM F1199 | Standard Specification for Cast (All Temperatures and Pressures) and Welded Pipe Line Strainers (150 psig and 150 degrees F Maximum) | 2021
9735 | 23 64 26 | CHILLED, CHILLED-HOT, AND CONDENSER WATER PIPING SYSTEMS | 08/09, CHG 7: 02/24 | ASTM INTERNATIONAL | ASTM | ASTM F2389 | Standard Specification for Pressure-rated Polypropylene (PP) Piping Systems | 2024
9736 | 23 64 26 | CHILLED, CHILLED-HOT, AND CONDENSER WATER PIPING SYSTEMS | 08/09, CHG 7: 02/24 | EXPANSION JOINT MANUFACTURERS ASSOCIATION | EJMA | EJMA Stds | (10th Ed) EJMA Standards | 2015
9737 | 23 64 26 | CHILLED, CHILLED-HOT, AND CONDENSER WATER PIPING SYSTEMS | 08/09, CHG 7: 02/24 | HYDRAULIC INSTITUTE | HI | HI 1.1-1.2 | Rotodynamic (Centrifugal) Pump for Nomenclature and Definitions | 2014
9738 | 23 64 26 | CHILLED, CHILLED-HOT, AND CONDENSER WATER PIPING SYSTEMS | 08/09, CHG 7: 02/24 | MANUFACTURERS STANDARDIZATION SOCIETY OF THE VALVE AND FITTINGS INDUSTRY | MSS | MSS SP-25 | Standard Marking System for Valves, Fittings, Flanges and Unions | 2018
9739 | 23 64 26 | CHILLED, CHILLED-HOT, AND CONDENSER WATER PIPING SYSTEMS | 08/09, CHG 7: 02/24 | MANUFACTURERS STANDARDIZATION SOCIETY OF THE VALVE AND FITTINGS INDUSTRY | MSS | MSS SP-58 | Pipe Hangers and Supports - Materials, Design and Manufacture, Selection, Application, and Installation | 2018
9740 | 23 64 26 | CHILLED, CHILLED-HOT, AND CONDENSER WATER PIPING SYSTEMS | 08/09, CHG 7: 02/24 | MANUFACTURERS STANDARDIZATION SOCIETY OF THE VALVE AND FITTINGS INDUSTRY | MSS | MSS SP-67 | Butterfly Valves | 2022
9741 | 23 64 26 | CHILLED, CHILLED-HOT, AND CONDENSER WATER PIPING SYSTEMS | 08/09, CHG 7: 02/24 | MANUFACTURERS STANDARDIZATION SOCIETY OF THE VALVE AND FITTINGS INDUSTRY | MSS | MSS SP-70 | Gray Iron Gate Valves, Flanged and Threaded Ends | 2011
9742 | 23 64 26 | CHILLED, CHILLED-HOT, AND CONDENSER WATER PIPING SYSTEMS | 08/09, CHG 7: 02/24 | MANUFACTURERS STANDARDIZATION SOCIETY OF THE VALVE AND FITTINGS INDUSTRY | MSS | MSS SP-71 | Gray Iron Swing Check Valves, Flanged and Threaded Ends | 2018
9743 | 23 64 26 | CHILLED, CHILLED-HOT, AND CONDENSER WATER PIPING SYSTEMS | 08/09, CHG 7: 02/24 | MANUFACTURERS STANDARDIZATION SOCIETY OF THE VALVE AND FITTINGS INDUSTRY | MSS | MSS SP-72 | Ball Valves with Flanged or Butt-Welding Ends for General Service | 2010a
9744 | 23 64 26 | CHILLED, CHILLED-HOT, AND CONDENSER WATER PIPING SYSTEMS | 08/09, CHG 7: 02/24 | MANUFACTURERS STANDARDIZATION SOCIETY OF THE VALVE AND FITTINGS INDUSTRY | MSS | MSS SP-78 | Cast Iron Plug Valves, Flanged and Threaded Ends | 2011
9745 | 23 64 26 | CHILLED, CHILLED-HOT, AND CONDENSER WATER PIPING SYSTEMS | 08/09, CHG 7: 02/24 | MANUFACTURERS STANDARDIZATION SOCIETY OF THE VALVE AND FITTINGS INDUSTRY | MSS | MSS SP-80 | Bronze Gate, Globe, Angle and Check Valves | 2019
9746 | 23 64 26 | CHILLED, CHILLED-HOT, AND CONDENSER WATER PIPING SYSTEMS | 08/09, CHG 7: 02/24 | MANUFACTURERS STANDARDIZATION SOCIETY OF THE VALVE AND FITTINGS INDUSTRY | MSS | MSS SP-85 | Gray Iron Globe & Angle Valves Flanged and Threaded Ends | 2011
9747 | 23 64 26 | CHILLED, CHILLED-HOT, AND CONDENSER WATER PIPING SYSTEMS | 08/09, CHG 7: 02/24 | MANUFACTURERS STANDARDIZATION SOCIETY OF THE VALVE AND FITTINGS INDUSTRY | MSS | MSS SP-110 | Ball Valves Threaded, Socket-Welding, Solder Joint, Grooved and Flared Ends | 2010
9748 | 23 64 26 | CHILLED, CHILLED-HOT, AND CONDENSER WATER PIPING SYSTEMS | 08/09, CHG 7: 02/24 | NATIONAL ELECTRICAL MANUFACTURERS ASSOCIATION | NEMA | NEMA 250 | Enclosures for Electrical Equipment (1000 Volts Maximum) | 2020
9749 | 23 64 26 | CHILLED, CHILLED-HOT, AND CONDENSER WATER PIPING SYSTEMS | 08/09, CHG 7: 02/24 | NATIONAL ELECTRICAL MANUFACTURERS ASSOCIATION | NEMA | NEMA MG 1 | Motors and Generators | 2021
9750 | 23 64 26 | CHILLED, CHILLED-HOT, AND CONDENSER WATER PIPING SYSTEMS | 08/09, CHG 7: 02/24 | NATIONAL ELECTRICAL MANUFACTURERS ASSOCIATION | NEMA | NEMA MG 11 | Energy Management Guide for Selection and Use of Single Phase Motors | 1977; R 2012
9751 | 23 64 26 | CHILLED, CHILLED-HOT, AND CONDENSER WATER PIPING SYSTEMS | 08/09, CHG 7: 02/24 | NATIONAL FIRE PROTECTION ASSOCIATION | NFPA | NFPA 90A | Standard for the Installation of Air Conditioning and Ventilating Systems | 2024
9752 | 23 64 26 | CHILLED, CHILLED-HOT, AND CONDENSER WATER PIPING SYSTEMS | 08/09, CHG 7: 02/24 | NSF INTERNATIONAL | NSF | NSF/ANSI 14 | Plastics Piping System Components and Related Materials | 2023
9753 | 23 65 00 | COOLING TOWERS AND REMOTE EVAPORATIVELY-COOLED CONDENSERS | 11/16, CHG 2: 08/18 | ACOUSTICAL SOCIETY OF AMERICA | ASA | ASA S1.13 | Methods for the Measurement of Sound Pressure Levels in Air (ASA 118) | 2005; R 2010
9754 | 23 65 00 | COOLING TOWERS AND REMOTE EVAPORATIVELY-COOLED CONDENSERS | 11/16, CHG 2: 08/18 | AIR-CONDITIONING, HEATING AND REFRIGERATION INSTITUTE | AHRI | ANSI/AHRI 495 | Performance Rating of Refrigerant Liquid Receivers | 2005
9755 | 23 65 00 | COOLING TOWERS AND REMOTE EVAPORATIVELY-COOLED CONDENSERS | 11/16, CHG 2: 08/18 | AMERICAN SOCIETY OF HEATING, REFRIGERATING AND AIR-CONDITIONING ENGINEERS | ASHRAE | ANSI/ASHRAE 15 & 34 | ANSI/ASHRAE Standard 15-Safety Standard for Refrigeration Systems and ANSI/ASHRAE Standard 34-Designation and Safety Classification of Refrigerants | 2022
9756 | 23 65 00 | COOLING TOWERS AND REMOTE EVAPORATIVELY-COOLED CONDENSERS | 11/16, CHG 2: 08/18 | AMERICAN SOCIETY OF HEATING, REFRIGERATING AND AIR-CONDITIONING ENGINEERS | ASHRAE | ASHRAE 64 | Methods of Testing Remote Mechanical-Draft Evaporative Refrigerant Condensers | 2020
9757 | 23 65 00 | COOLING TOWERS AND REMOTE EVAPORATIVELY-COOLED CONDENSERS | 11/16, CHG 2: 08/18 | AMERICAN WELDING SOCIETY | AWS | AWS Z49.1 | Safety in Welding and Cutting and Allied Processes | 2021
9758 | 23 65 00 | COOLING TOWERS AND REMOTE EVAPORATIVELY-COOLED CONDENSERS | 11/16, CHG 2: 08/18 | ASTM INTERNATIONAL | ASTM | ASTM A48/A48M | Standard Specification for Gray Iron Castings | 2022
9759 | 23 65 00 | COOLING TOWERS AND REMOTE EVAPORATIVELY-COOLED CONDENSERS | 11/16, CHG 2: 08/18 | ASTM INTERNATIONAL | ASTM | ASTM A123/A123M | Standard Specification for Zinc (Hot-Dip Galvanized) Coatings on Iron and Steel Products | 2017
9760 | 23 65 00 | COOLING TOWERS AND REMOTE EVAPORATIVELY-COOLED CONDENSERS | 11/16, CHG 2: 08/18 | ASTM INTERNATIONAL | ASTM | ASTM A153/A153M | Standard Specification for Zinc Coating (Hot-Dip) on Iron and Steel Hardware | 2023
9761 | 23 65 00 | COOLING TOWERS AND REMOTE EVAPORATIVELY-COOLED CONDENSERS | 11/16, CHG 2: 08/18 | ASTM INTERNATIONAL | ASTM | ASTM A653/A653M | Standard Specification for Steel Sheet, Zinc-Coated (Galvanized) or Zinc-Iron Alloy-Coated (Galvannealed) by the Hot-Dip Process | 2023
9762 | 23 65 00 | COOLING TOWERS AND REMOTE EVAPORATIVELY-COOLED CONDENSERS | 11/16, CHG 2: 08/18 | ASTM INTERNATIONAL | ASTM | ASTM B117 | Standard Practice for Operating Salt Spray (Fog) Apparatus | 2019
9763 | 23 65 00 | COOLING TOWERS AND REMOTE EVAPORATIVELY-COOLED CONDENSERS | 11/16, CHG 2: 08/18 | ASTM INTERNATIONAL | ASTM | ASTM C67/C67M | Standard Test Methods for Sampling and Testing Brick and Structural Clay Tile | 2023a
9764 | 23 65 00 | COOLING TOWERS AND REMOTE EVAPORATIVELY-COOLED CONDENSERS | 11/16, CHG 2: 08/18 | ASTM INTERNATIONAL | ASTM | ASTM D520 | Zinc Dust Pigment | 2000; R 2011
9765 | 23 65 00 | COOLING TOWERS AND REMOTE EVAPORATIVELY-COOLED CONDENSERS | 11/16, CHG 2: 08/18 | ASTM INTERNATIONAL | ASTM | ASTM D1784 | Standard Specification for Rigid Poly(Vinyl Chloride) (PVC) Compounds and Chlorinated Poly(Vinyl Chloride) (CPVC) Compounds | 2020
9766 | 23 65 00 | COOLING TOWERS AND REMOTE EVAPORATIVELY-COOLED CONDENSERS | 11/16, CHG 2: 08/18 | ASTM INTERNATIONAL | ASTM | ASTM D2996 | Standard Specification for Filament-Wound "Fiberglass" (Glass-Fiber-Reinforced Thermosetting-Resin) Pipe | 2017
9767 | 23 65 00 | COOLING TOWERS AND REMOTE EVAPORATIVELY-COOLED CONDENSERS | 11/16, CHG 2: 08/18 | ASTM INTERNATIONAL | ASTM | ASTM E84 | Standard Test Method for Surface Burning Characteristics of Building Materials | 2023
9768 | 23 65 00 | COOLING TOWERS AND REMOTE EVAPORATIVELY-COOLED CONDENSERS | 11/16, CHG 2: 08/18 | COOLING TECHNOLOGY INSTITUTE | CTI | CTI ATC-105 | Acceptance Test Code | 2000
9769 | 23 65 00 | COOLING TOWERS AND REMOTE EVAPORATIVELY-COOLED CONDENSERS | 11/16, CHG 2: 08/18 | COOLING TECHNOLOGY INSTITUTE | CTI | CTI ESG-114 | Design of Cooling Towers with Douglas Fir Lumber | 2007
9770 | 23 65 00 | COOLING TOWERS AND REMOTE EVAPORATIVELY-COOLED CONDENSERS | 11/16, CHG 2: 08/18 | COOLING TECHNOLOGY INSTITUTE | CTI | CTI STD-111 | Gear Speed Reducers for Application on Industrial Water Cooling Towers | 2018
9771 | 23 65 00 | COOLING TOWERS AND REMOTE EVAPORATIVELY-COOLED CONDENSERS | 11/16, CHG 2: 08/18 | COOLING TECHNOLOGY INSTITUTE | CTI | CTI STD-134 | Plywood for Use in Cooling Towers | 2022
9772 | 23 65 00 | COOLING TOWERS AND REMOTE EVAPORATIVELY-COOLED CONDENSERS | 11/16, CHG 2: 08/18 | COOLING TECHNOLOGY INSTITUTE | CTI | CTI Std-103 | Redwood Lumber Specifications | 2022
9773 | 23 65 00 | COOLING TOWERS AND REMOTE EVAPORATIVELY-COOLED CONDENSERS | 11/16, CHG 2: 08/18 | COOLING TECHNOLOGY INSTITUTE | CTI | CTI Std-112 | Pressure Preservative Treatment of Dimensional Lumber | 2019
9774 | 23 65 00 | COOLING TOWERS AND REMOTE EVAPORATIVELY-COOLED CONDENSERS | 11/16, CHG 2: 08/18 | COOLING TECHNOLOGY INSTITUTE | CTI | CTI Std-137 | Fiberglass Pultruded Structural Products for Use in Cooling Towers | 2017
9775 | 23 65 00 | COOLING TOWERS AND REMOTE EVAPORATIVELY-COOLED CONDENSERS | 11/16, CHG 2: 08/18 | COOLING TECHNOLOGY INSTITUTE | CTI | CTI Std-201 | Standard for the Certification of Water Cooling Tower Thermal Performance | 2011
9776 | 23 65 00 | COOLING TOWERS AND REMOTE EVAPORATIVELY-COOLED CONDENSERS | 11/16, CHG 2: 08/18 | NATIONAL ELECTRICAL MANUFACTURERS ASSOCIATION | NEMA | NEMA MG 1 | Motors and Generators | 2021
9777 | 23 65 00 | COOLING TOWERS AND REMOTE EVAPORATIVELY-COOLED CONDENSERS | 11/16, CHG 2: 08/18 | NATIONAL ELECTRICAL MANUFACTURERS ASSOCIATION | NEMA | NEMA MG 11 | Energy Management Guide for Selection and Use of Single Phase Motors | 1977; R 2012
9778 | 23 65 00 | COOLING TOWERS AND REMOTE EVAPORATIVELY-COOLED CONDENSERS | 11/16, CHG 2: 08/18 | NATIONAL FIRE PROTECTION ASSOCIATION | NFPA | NFPA 70 | National Electrical Code | 2023
9779 | 23 65 00 | COOLING TOWERS AND REMOTE EVAPORATIVELY-COOLED CONDENSERS | 11/16, CHG 2: 08/18 | NATIONAL FIRE PROTECTION ASSOCIATION | NFPA | NFPA 214 | Standard on Water-Cooling Towers | 2021
9780 | 23 65 00 | COOLING TOWERS AND REMOTE EVAPORATIVELY-COOLED CONDENSERS | 11/16, CHG 2: 08/18 | REDWOOD INSPECTION SERVICE | RIS) OF THE WESTERN WOOD PRODUCTS ASSOCIATION (WWPA | RIS Grade Use | California Redwood Lumber Grades and Uses | 2019
9781 | 23 65 00 | COOLING TOWERS AND REMOTE EVAPORATIVELY-COOLED CONDENSERS | 11/16, CHG 2: 08/18 | SOCIETY OF AUTOMOTIVE ENGINEERS INTERNATIONAL | SAE | SAE J534 | Lubrication Fittings | 2021
9782 | 23 65 00 | COOLING TOWERS AND REMOTE EVAPORATIVELY-COOLED CONDENSERS | 11/16, CHG 2: 08/18 | UNDERWRITERS LABORATORIES | UL | UL 723 | UL Standard for Safety Test for Surface Burning Characteristics of Building Materials | 2020
9783 | 23 65 00 | COOLING TOWERS AND REMOTE EVAPORATIVELY-COOLED CONDENSERS | 11/16, CHG 2: 08/18 | WESTERN WOOD PRODUCTS ASSOCIATION | WWPA | WWPA G-5 | Western Lumber Grading Rules | 2021
9784 | 23 69 00.00 20 | REFRIGERATION EQUIPMENT FOR COLD STORAGE | 07/06, CHG 2: 08/18 | AIR-CONDITIONING, HEATING AND REFRIGERATION INSTITUTE | AHRI | AHRI 420 | Performance Rating of Forced-Circulation Free-Delivery Unit Coolers for Refrigeration | 2008
9785 | 23 69 00.00 20 | REFRIGERATION EQUIPMENT FOR COLD STORAGE | 07/06, CHG 2: 08/18 | AIR-CONDITIONING, HEATING AND REFRIGERATION INSTITUTE | AHRI | AHRI 450 | Water-Cooled Refrigerant Condensers, Remote Type | 2007
9786 | 23 69 00.00 20 | REFRIGERATION EQUIPMENT FOR COLD STORAGE | 07/06, CHG 2: 08/18 | AIR-CONDITIONING, HEATING AND REFRIGERATION INSTITUTE | AHRI | ANSI/AHRI 210/240 | Performance Rating of Unitary Air-Conditioning & Air-Source Heat Pump Equipment | 2008; Add 1 2011; Add 2 2012
9787 | 23 69 00.00 20 | REFRIGERATION EQUIPMENT FOR COLD STORAGE | 07/06, CHG 2: 08/18 | AIR-CONDITIONING, HEATING AND REFRIGERATION INSTITUTE | AHRI | ANSI/AHRI 270 | Sound Rating of Outdoor Unitary Equipment | 2008
9788 | 23 69 00.00 20 | REFRIGERATION EQUIPMENT FOR COLD STORAGE | 07/06, CHG 2: 08/18 | AIR-CONDITIONING, HEATING AND REFRIGERATION INSTITUTE | AHRI | ANSI/AHRI 460 | Performance Rating of Remote Mechanical-Draft Air-Cooled Refrigerant Condensers | 2005
9789 | 23 69 00.00 20 | REFRIGERATION EQUIPMENT FOR COLD STORAGE | 07/06, CHG 2: 08/18 | AIR-CONDITIONING, HEATING AND REFRIGERATION INSTITUTE | AHRI | ANSI/AHRI 495 | Performance Rating of Refrigerant Liquid Receivers | 2005
9790 | 23 69 00.00 20 | REFRIGERATION EQUIPMENT FOR COLD STORAGE | 07/06, CHG 2: 08/18 | AIR-CONDITIONING, HEATING AND REFRIGERATION INSTITUTE | AHRI | ANSI/AHRI 520 | Performance Rating of Positive Displacement Condensing Units | 2004
9791 | 23 69 00.00 20 | REFRIGERATION EQUIPMENT FOR COLD STORAGE | 07/06, CHG 2: 08/18 | AMERICAN INSTITUTE OF STEEL CONSTRUCTION | AISC | AISC 360 | Specification for Structural Steel Buildings | 2016
9792 | 23 69 00.00 20 | REFRIGERATION EQUIPMENT FOR COLD STORAGE | 07/06, CHG 2: 08/18 | AMERICAN IRON AND STEEL INSTITUTE | AISI | AISI SG03-3 | Cold-Formed Steel Design Manual Set | 2002; Suppl 2001-2004; R 2008
9793 | 23 69 00.00 20 | REFRIGERATION EQUIPMENT FOR COLD STORAGE | 07/06, CHG 2: 08/18 | AMERICAN SOCIETY OF HEATING, REFRIGERATING AND AIR-CONDITIONING ENGINEERS | ASHRAE | ANSI/ASHRAE 15 & 34 | ANSI/ASHRAE Standard 15-Safety Standard for Refrigeration Systems and ANSI/ASHRAE Standard 34-Designation and Safety Classification of Refrigerants | 2022
9794 | 23 69 00.00 20 | REFRIGERATION EQUIPMENT FOR COLD STORAGE | 07/06, CHG 2: 08/18 | AMERICAN SOCIETY OF HEATING, REFRIGERATING AND AIR-CONDITIONING ENGINEERS | ASHRAE | ASHRAE 23.1 | Methods for Performance Testing for Rating Positive Displacement Refrigerant Compressors and Condensing Units that Operate at Subcritical Temperatures of the Refrigerant | 2019
9795 | 23 69 00.00 20 | REFRIGERATION EQUIPMENT FOR COLD STORAGE | 07/06, CHG 2: 08/18 | AMERICAN SOCIETY OF MECHANICAL ENGINEERS | ASME | ASME BPVC SEC VIII D1 | BPVC Section VIII-Rules for Construction of Pressure Vessels Division 1 | 2019
9796 | 23 69 00.00 20 | REFRIGERATION EQUIPMENT FOR COLD STORAGE | 07/06, CHG 2: 08/18 | ASTM INTERNATIONAL | ASTM | ASTM A123/A123M | Standard Specification for Zinc (Hot-Dip Galvanized) Coatings on Iron and Steel Products | 2017
9797 | 23 69 00.00 20 | REFRIGERATION EQUIPMENT FOR COLD STORAGE | 07/06, CHG 2: 08/18 | ASTM INTERNATIONAL | ASTM | ASTM A153/A153M | Standard Specification for Zinc Coating (Hot-Dip) on Iron and Steel Hardware | 2023
9798 | 23 69 00.00 20 | REFRIGERATION EQUIPMENT FOR COLD STORAGE | 07/06, CHG 2: 08/18 | ASTM INTERNATIONAL | ASTM | ASTM A653/A653M | Standard Specification for Steel Sheet, Zinc-Coated (Galvanized) or Zinc-Iron Alloy-Coated (Galvannealed) by the Hot-Dip Process | 2023
9799 | 23 69 00.00 20 | REFRIGERATION EQUIPMENT FOR COLD STORAGE | 07/06, CHG 2: 08/18 | ASTM INTERNATIONAL | ASTM | ASTM B117 | Standard Practice for Operating Salt Spray (Fog) Apparatus | 2019
9800 | 23 69 00.00 20 | REFRIGERATION EQUIPMENT FOR COLD STORAGE | 07/06, CHG 2: 08/18 | ASTM INTERNATIONAL | ASTM | ASTM D2996 | Standard Specification for Filament-Wound "Fiberglass" (Glass-Fiber-Reinforced Thermosetting-Resin) Pipe | 2017
9801 | 23 69 00.00 20 | REFRIGERATION EQUIPMENT FOR COLD STORAGE | 07/06, CHG 2: 08/18 | ASTM INTERNATIONAL | ASTM | ASTM D5864 | Standard Test Method for Determining Aerobic Aquatic Biodegradation of Lubricants or Their Components | 2011
9802 | 23 69 00.00 20 | REFRIGERATION EQUIPMENT FOR COLD STORAGE | 07/06, CHG 2: 08/18 | ASTM INTERNATIONAL | ASTM | ASTM D6081 | Aquatic Toxicity Testing of Lubricants: Sample Preparation and Results Interpretation | 1998; R 2014
9803 | 23 69 00.00 20 | REFRIGERATION EQUIPMENT FOR COLD STORAGE | 07/06, CHG 2: 08/18 | ASTM INTERNATIONAL | ASTM | ASTM E84 | Standard Test Method for Surface Burning Characteristics of Building Materials | 2023
9804 | 23 69 00.00 20 | REFRIGERATION EQUIPMENT FOR COLD STORAGE | 07/06, CHG 2: 08/18 | COOLING TECHNOLOGY INSTITUTE | CTI | CTI ATC-105 | Acceptance Test Code | 2000
9805 | 23 69 00.00 20 | REFRIGERATION EQUIPMENT FOR COLD STORAGE | 07/06, CHG 2: 08/18 | NATIONAL ELECTRICAL MANUFACTURERS ASSOCIATION | NEMA | NEMA ICS 1 | Standard for Industrial Control and Systems: General Requirements | 2022
9806 | 23 69 00.00 20 | REFRIGERATION EQUIPMENT FOR COLD STORAGE | 07/06, CHG 2: 08/18 | NATIONAL ELECTRICAL MANUFACTURERS ASSOCIATION | NEMA | NEMA ICS 2 | Industrial Control and Systems Controllers, Contactors, and Overload Relays Rated 600 V | 2000; R 2020
9807 | 23 69 00.00 20 | REFRIGERATION EQUIPMENT FOR COLD STORAGE | 07/06, CHG 2: 08/18 | NATIONAL ELECTRICAL MANUFACTURERS ASSOCIATION | NEMA | NEMA ICS 3 | Medium-Voltage Controllers Rated 2001 to 7200 V AC | 2005; R 2010
9808 | 23 69 00.00 20 | REFRIGERATION EQUIPMENT FOR COLD STORAGE | 07/06, CHG 2: 08/18 | NATIONAL ELECTRICAL MANUFACTURERS ASSOCIATION | NEMA | NEMA ICS 4 | Application Guideline for Terminal Blocks | 2015
9809 | 23 69 00.00 20 | REFRIGERATION EQUIPMENT FOR COLD STORAGE | 07/06, CHG 2: 08/18 | NATIONAL ELECTRICAL MANUFACTURERS ASSOCIATION | NEMA | NEMA ICS 6 | Industrial Control and Systems: Enclosures | 1993; R 2016
9810 | 23 69 00.00 20 | REFRIGERATION EQUIPMENT FOR COLD STORAGE | 07/06, CHG 2: 08/18 | NATIONAL ELECTRICAL MANUFACTURERS ASSOCIATION | NEMA | NEMA MG 1 | Motors and Generators | 2021
9811 | 23 69 00.00 20 | REFRIGERATION EQUIPMENT FOR COLD STORAGE | 07/06, CHG 2: 08/18 | NATIONAL FIRE PROTECTION ASSOCIATION | NFPA | NFPA 70 | National Electrical Code | 2023
9812 | 23 69 00.00 20 | REFRIGERATION EQUIPMENT FOR COLD STORAGE | 07/06, CHG 2: 08/18 | U.S. ARMY CORPS OF ENGINEERS | USACE | EM 1110-2-1424 | Engineering and Design -- Lubricants and Hydraulic Fluids | 2016
9813 | 23 69 00.00 20 | REFRIGERATION EQUIPMENT FOR COLD STORAGE | 07/06, CHG 2: 08/18 | U.S. DEPARTMENT OF ENERGY | DOE | Energy Star | Energy Star Energy Efficiency Labeling System (FEMP) | 1992; R 2006
9814 | 23 69 00.00 20 | REFRIGERATION EQUIPMENT FOR COLD STORAGE | 07/06, CHG 2: 08/18 | U.S. GENERAL SERVICES ADMINISTRATION | GSA | CID A-A-59223 | Cooling Towers, Liquid | Basic; Notice 1
9815 | 23 69 00.00 20 | REFRIGERATION EQUIPMENT FOR COLD STORAGE | 07/06, CHG 2: 08/18 | U.S. NATIONAL ARCHIVES AND RECORDS ADMINISTRATION | NARA | 40 CFR 82 | Protection of Stratospheric Ozone
9816 | 23 69 00.00 20 | REFRIGERATION EQUIPMENT FOR COLD STORAGE | 07/06, CHG 2: 08/18 | UNDERWRITERS LABORATORIES | UL | UL 207 | UL Standard for Safety Refrigerant-Containing Components and Accessories, Nonelectrical | 2022
9817 | 23 71 19 | THERMAL ENERGY STORAGE SYSTEM: ICE-ON-COIL | 05/18 | AMERICAN SOCIETY OF HEATING, REFRIGERATING AND AIR-CONDITIONING ENGINEERS | ASHRAE | ASHRAE 150 | Method of Testing the Performance of Cool Storage Systems | 2019
9818 | 23 71 19 | THERMAL ENERGY STORAGE SYSTEM: ICE-ON-COIL | 05/18 | AMERICAN SOCIETY OF HEATING, REFRIGERATING AND AIR-CONDITIONING ENGINEERS | ASHRAE | ASHRAE HVAC APP IP HDBK | HVAC Applications Handbook, I-P Edition | 2023
9819 | 23 71 19 | THERMAL ENERGY STORAGE SYSTEM: ICE-ON-COIL | 05/18 | AMERICAN SOCIETY OF HEATING, REFRIGERATING AND AIR-CONDITIONING ENGINEERS | ASHRAE | ASHRAE HVAC APP SI HDBK | HVAC Applications Handbook, SI Edition | 2023
9820 | 23 71 19 | THERMAL ENERGY STORAGE SYSTEM: ICE-ON-COIL | 05/18 | ASTM INTERNATIONAL | ASTM | ASTM D638 | Standard Test Method for Tensile Properties of Plastics | 2014
9821 | 23 71 19 | THERMAL ENERGY STORAGE SYSTEM: ICE-ON-COIL | 05/18 | NATIONAL ELECTRICAL MANUFACTURERS ASSOCIATION | NEMA | NEMA MG 1 | Motors and Generators | 2021
9822 | 23 71 19 | THERMAL ENERGY STORAGE SYSTEM: ICE-ON-COIL | 05/18 | NATIONAL ELECTRICAL MANUFACTURERS ASSOCIATION | NEMA | NEMA MG 11 | Energy Management Guide for Selection and Use of Single Phase Motors | 1977; R 2012
9823 | 23 71 19 | THERMAL ENERGY STORAGE SYSTEM: ICE-ON-COIL | 05/18 | NATIONAL FIRE PROTECTION ASSOCIATION | NFPA | NFPA 70 | National Electrical Code | 2023
9824 | 23 72 00 | ENERGY RECOVERY SYSTEMS | 05/24 | AMERICAN SOCIETY OF MECHANICAL ENGINEERS | ASME | ASME B31.1 | Power Piping | 2022
9825 | 23 72 00 | ENERGY RECOVERY SYSTEMS | 05/24 | AMERICAN SOCIETY OF MECHANICAL ENGINEERS | ASME | ASME B40.100 | Pressure Gauges and Gauge Attachments | 2022
9826 | 23 72 00 | ENERGY RECOVERY SYSTEMS | 05/24 | AMERICAN SOCIETY OF MECHANICAL ENGINEERS | ASME | ASME BPVC SEC I | BPVC Section I-Rules for Construction of Power Boilers | 2017
9827 | 23 72 00 | ENERGY RECOVERY SYSTEMS | 05/24 | AMERICAN SOCIETY OF MECHANICAL ENGINEERS | ASME | ASME BPVC SEC IV | BPVC Section IV-Rules for Construction of Heating Boilers | 2017
9828 | 23 72 00 | ENERGY RECOVERY SYSTEMS | 05/24 | AMERICAN SOCIETY OF MECHANICAL ENGINEERS | ASME | ASME BPVC SEC IX | BPVC Section IX-Welding, Brazing and Fusing Qualifications | 2017; Errata 2018
9829 | 23 72 00 | ENERGY RECOVERY SYSTEMS | 05/24 | AMERICAN SOCIETY OF MECHANICAL ENGINEERS | ASME | ASME BPVC SEC VIII D1 | BPVC Section VIII-Rules for Construction of Pressure Vessels Division 1 | 2019
9830 | 23 72 00 | ENERGY RECOVERY SYSTEMS | 05/24 | AMERICAN SOCIETY OF MECHANICAL ENGINEERS | ASME | ASME PTC 19.3 TW | Thermowells Performance Test Codes | 2016
9831 | 23 72 00 | ENERGY RECOVERY SYSTEMS | 05/24 | ASTM INTERNATIONAL | ASTM | ASTM B117 | Standard Practice for Operating Salt Spray (Fog) Apparatus | 2019
9832 | 23 72 00 | ENERGY RECOVERY SYSTEMS | 05/24 | ASTM INTERNATIONAL | ASTM | ASTM D520 | Zinc Dust Pigment | 2000; R 2011
9833 | 23 72 00 | ENERGY RECOVERY SYSTEMS | 05/24 | ASTM INTERNATIONAL | ASTM | ASTM D1066 | Standard Practice for Sampling Steam | 2018; E 2018
9834 | 23 72 00 | ENERGY RECOVERY SYSTEMS | 05/24 | ASTM INTERNATIONAL | ASTM | ASTM D2186 | Deposit-Forming Impurities in Steam | 2005; R 2009
9835 | 23 72 00 | ENERGY RECOVERY SYSTEMS | 05/24 | ASTM INTERNATIONAL | ASTM | ASTM E84 | Standard Test Method for Surface Burning Characteristics of Building Materials | 2023
9836 | 23 72 00 | ENERGY RECOVERY SYSTEMS | 05/24 | NATIONAL ELECTRICAL MANUFACTURERS ASSOCIATION | NEMA | NEMA MG 1 | Motors and Generators | 2021
9837 | 23 72 00 | ENERGY RECOVERY SYSTEMS | 05/24 | NATIONAL FIRE PROTECTION ASSOCIATION | NFPA | NFPA 90A | Standard for the Installation of Air Conditioning and Ventilating Systems | 2024
9838 | 23 72 00 | ENERGY RECOVERY SYSTEMS | 05/24 | UNDERWRITERS LABORATORIES | UL | UL 723 | UL Standard for Safety Test for Surface Burning Characteristics of Building Materials | 2020
9839 | 23 72 00 | ENERGY RECOVERY SYSTEMS | 05/24 | UNDERWRITERS LABORATORIES | UL | UL 900 | UL Standard for SafetyStandard for Air Filter Units | 2015; Reprint Aug 2022
9840 | 23 72 00 | ENERGY RECOVERY SYSTEMS | 05/24 | UNDERWRITERS LABORATORIES | UL | UL 1812 | UL Standard for Safety Ducted Heat Recovery Ventilators | 2013; Reprint Apr 2024
9841 | 23 72 00 | ENERGY RECOVERY SYSTEMS | 05/24 | UNDERWRITERS LABORATORIES | UL | UL 1995 | UL Standard for Safety Heating and Cooling Equipment | 2015; Reprint Aug 2022
9842 | 23 74 33 | DEDICATED OUTDOOR AIR SYSTEMS (DOAS) | 05/24 | AIR MOVEMENT AND CONTROL ASSOCIATION INTERNATIONAL, INC. | AMCA | AMCA 99 | Standards Handbook | 2016
9843 | 23 74 33 | DEDICATED OUTDOOR AIR SYSTEMS (DOAS) | 05/24 | AIR MOVEMENT AND CONTROL ASSOCIATION INTERNATIONAL, INC. | AMCA | AMCA 201 | Fans and Systems | 2002; R 2011
9844 | 23 74 33 | DEDICATED OUTDOOR AIR SYSTEMS (DOAS) | 05/24 | AIR MOVEMENT AND CONTROL ASSOCIATION INTERNATIONAL, INC. | AMCA | AMCA 204 | Balance Quality and Vibration Levels for Fans | 2005; R 2012
9845 | 23 74 33 | DEDICATED OUTDOOR AIR SYSTEMS (DOAS) | 05/24 | AIR MOVEMENT AND CONTROL ASSOCIATION INTERNATIONAL, INC. | AMCA | AMCA 210 | Laboratory Methods of Testing Fans for Aerodynamic Performance Rating | 2016
9846 | 23 74 33 | DEDICATED OUTDOOR AIR SYSTEMS (DOAS) | 05/24 | AIR MOVEMENT AND CONTROL ASSOCIATION INTERNATIONAL, INC. | AMCA | AMCA 300 | Reverberant Room Method for Sound Testing of Fans | 2014
9847 | 23 74 33 | DEDICATED OUTDOOR AIR SYSTEMS (DOAS) | 05/24 | AIR MOVEMENT AND CONTROL ASSOCIATION INTERNATIONAL, INC. | AMCA | AMCA 301 | Methods for Calculating Fan Sound Ratings from Laboratory Test Data | 2014
9848 | 23 74 33 | DEDICATED OUTDOOR AIR SYSTEMS (DOAS) | 05/24 | AIR-CONDITIONING, HEATING AND REFRIGERATION INSTITUTE | AHRI | AHRI 410 | Forced-Circulation Air-Cooling and Air-Heating Coils | 2001; Addendum 1 2002; Addendum 2 2005; Addendum 3 2011
9849 | 23 74 33 | DEDICATED OUTDOOR AIR SYSTEMS (DOAS) | 05/24 | AIR-CONDITIONING, HEATING AND REFRIGERATION INSTITUTE | AHRI | AHRI 430 | Central-Station Air-Handling Units | 2009
9850 | 23 74 33 | DEDICATED OUTDOOR AIR SYSTEMS (DOAS) | 05/24 | AIR-CONDITIONING, HEATING AND REFRIGERATION INSTITUTE | AHRI | AHRI 490 I-P | Performance Rating of Remote Mechanical-Draft Evaporatively-Cooled Refrigerant Condensers | 2011
9851 | 23 74 33 | DEDICATED OUTDOOR AIR SYSTEMS (DOAS) | 05/24 | AIR-CONDITIONING, HEATING AND REFRIGERATION INSTITUTE | AHRI | AHRI 540 | Performance Rating Of Positive Displacement Refrigerant Compressors And Compressor Units | 2015
9852 | 23 74 33 | DEDICATED OUTDOOR AIR SYSTEMS (DOAS) | 05/24 | AIR-CONDITIONING, HEATING AND REFRIGERATION INSTITUTE | AHRI | AHRI 920 I-P | Performance Rating of Direct Expansion-Dedicated Outdoor Air System Units | 2020
9853 | 23 74 33 | DEDICATED OUTDOOR AIR SYSTEMS (DOAS) | 05/24 | AIR-CONDITIONING, HEATING AND REFRIGERATION INSTITUTE | AHRI | AHRI 921 SI | Performance Rating of Direct Expansion-Dedicated Outdoor Air System Units | 2020
9854 | 23 74 33 | DEDICATED OUTDOOR AIR SYSTEMS (DOAS) | 05/24 | AIR-CONDITIONING, HEATING AND REFRIGERATION INSTITUTE | AHRI | AHRI 1060 I-P | Performance Rating of Air-to-Air Heat Exchangers for Energy Recovery Ventilation Heat Equipment | 2014
9855 | 23 74 33 | DEDICATED OUTDOOR AIR SYSTEMS (DOAS) | 05/24 | AIR-CONDITIONING, HEATING AND REFRIGERATION INSTITUTE | AHRI | AHRI Guideline D | Application and Installation of Central Station Air-Handling Units | 1996
9856 | 23 74 33 | DEDICATED OUTDOOR AIR SYSTEMS (DOAS) | 05/24 | AIR-CONDITIONING, HEATING AND REFRIGERATION INSTITUTE | AHRI | ANSI/AHRI 210/240 | Performance Rating of Unitary Air-Conditioning & Air-Source Heat Pump Equipment | 2008; Add 1 2011; Add 2 2012
9857 | 23 74 33 | DEDICATED OUTDOOR AIR SYSTEMS (DOAS) | 05/24 | AIR-CONDITIONING, HEATING AND REFRIGERATION INSTITUTE | AHRI | ANSI/AHRI 370 | Sound Rating of Large Outdoor Refrigerating and Air-Conditioning Equipment | 2015; Addendum 1 2016
9858 | 23 74 33 | DEDICATED OUTDOOR AIR SYSTEMS (DOAS) | 05/24 | AIR-CONDITIONING, HEATING AND REFRIGERATION INSTITUTE | AHRI | ANSI/AHRI 460 | Performance Rating of Remote Mechanical-Draft Air-Cooled Refrigerant Condensers | 2005
9859 | 23 74 33 | DEDICATED OUTDOOR AIR SYSTEMS (DOAS) | 05/24 | AIR-CONDITIONING, HEATING AND REFRIGERATION INSTITUTE | AHRI | ANSI/AHRI 640 | Performance Rating of Commercial and Industrial Humidifiers | 2005
9860 | 23 74 33 | DEDICATED OUTDOOR AIR SYSTEMS (DOAS) | 05/24 | AMERICAN BEARING MANUFACTURERS ASSOCIATION | ABMA | ABMA 9 | Load Ratings and Fatigue Life for Ball Bearings | 2015
9861 | 23 74 33 | DEDICATED OUTDOOR AIR SYSTEMS (DOAS) | 05/24 | AMERICAN BEARING MANUFACTURERS ASSOCIATION | ABMA | ABMA 11 | Load Ratings and Fatigue Life for Roller Bearings | 2014
9862 | 23 74 33 | DEDICATED OUTDOOR AIR SYSTEMS (DOAS) | 05/24 | AMERICAN SOCIETY OF HEATING, REFRIGERATING AND AIR-CONDITIONING ENGINEERS | ASHRAE | ANSI/ASHRAE 15 & 34 | ANSI/ASHRAE Standard 15-Safety Standard for Refrigeration Systems and ANSI/ASHRAE Standard 34-Designation and Safety Classification of Refrigerants | 2022
9863 | 23 74 33 | DEDICATED OUTDOOR AIR SYSTEMS (DOAS) | 05/24 | AMERICAN SOCIETY OF HEATING, REFRIGERATING AND AIR-CONDITIONING ENGINEERS | ASHRAE | ASHRAE 52.2 | Method of Testing General Ventilation Air-Cleaning Devices for Removal Efficiency by Particle Size | 2017
9864 | 23 74 33 | DEDICATED OUTDOOR AIR SYSTEMS (DOAS) | 05/24 | AMERICAN SOCIETY OF HEATING, REFRIGERATING AND AIR-CONDITIONING ENGINEERS | ASHRAE | ASHRAE 62.1 | Ventilation for Acceptable Indoor Air Quality | 2022
9865 | 23 74 33 | DEDICATED OUTDOOR AIR SYSTEMS (DOAS) | 05/24 | AMERICAN SOCIETY OF HEATING, REFRIGERATING AND AIR-CONDITIONING ENGINEERS | ASHRAE | ASHRAE 64 | Methods of Testing Remote Mechanical-Draft Evaporative Refrigerant Condensers | 2020
9866 | 23 74 33 | DEDICATED OUTDOOR AIR SYSTEMS (DOAS) | 05/24 | AMERICAN SOCIETY OF HEATING, REFRIGERATING AND AIR-CONDITIONING ENGINEERS | ASHRAE | ASHRAE 84 | Method of Testing Air-to-Air Heat/Energy Exchangers | 2024
9867 | 23 74 33 | DEDICATED OUTDOOR AIR SYSTEMS (DOAS) | 05/24 | ASTM INTERNATIONAL | ASTM | ASTM A48/A48M | Standard Specification for Gray Iron Castings | 2022
9868 | 23 74 33 | DEDICATED OUTDOOR AIR SYSTEMS (DOAS) | 05/24 | ASTM INTERNATIONAL | ASTM | ASTM A123/A123M | Standard Specification for Zinc (Hot-Dip Galvanized) Coatings on Iron and Steel Products | 2017
9869 | 23 74 33 | DEDICATED OUTDOOR AIR SYSTEMS (DOAS) | 05/24 | ASTM INTERNATIONAL | ASTM | ASTM A153/A153M | Standard Specification for Zinc Coating (Hot-Dip) on Iron and Steel Hardware | 2023
9870 | 23 74 33 | DEDICATED OUTDOOR AIR SYSTEMS (DOAS) | 05/24 | ASTM INTERNATIONAL | ASTM | ASTM A167 | Standard Specification for Stainless and Heat-Resisting Chromium-Nickel Steel Plate, Sheet, and Strip | 2011
9871 | 23 74 33 | DEDICATED OUTDOOR AIR SYSTEMS (DOAS) | 05/24 | ASTM INTERNATIONAL | ASTM | ASTM A653/A653M | Standard Specification for Steel Sheet, Zinc-Coated (Galvanized) or Zinc-Iron Alloy-Coated (Galvannealed) by the Hot-Dip Process | 2023
9872 | 23 74 33 | DEDICATED OUTDOOR AIR SYSTEMS (DOAS) | 05/24 | ASTM INTERNATIONAL | ASTM | ASTM B117 | Standard Practice for Operating Salt Spray (Fog) Apparatus | 2019
9873 | 23 74 33 | DEDICATED OUTDOOR AIR SYSTEMS (DOAS) | 05/24 | ASTM INTERNATIONAL | ASTM | ASTM B280 | Standard Specification for Seamless Copper Tube for Air Conditioning and Refrigeration Field Service | 2023
9874 | 23 74 33 | DEDICATED OUTDOOR AIR SYSTEMS (DOAS) | 05/24 | ASTM INTERNATIONAL | ASTM | ASTM C1071 | Standard Specification for Fibrous Glass Duct Lining Insulation (Thermal and Sound Absorbing Material) | 2019
9875 | 23 74 33 | DEDICATED OUTDOOR AIR SYSTEMS (DOAS) | 05/24 | ASTM INTERNATIONAL | ASTM | ASTM D4587 | Standard Practice for Fluorescent UV-Condensation Exposures of Paint and Related Coatings | 2011; R 2019; E 2019
9876 | 23 74 33 | DEDICATED OUTDOOR AIR SYSTEMS (DOAS) | 05/24 | ASTM INTERNATIONAL | ASTM | ASTM E84 | Standard Test Method for Surface Burning Characteristics of Building Materials | 2023
9877 | 23 74 33 | DEDICATED OUTDOOR AIR SYSTEMS (DOAS) | 05/24 | ASTM INTERNATIONAL | ASTM | ASTM G21 | Standard Practice for Determining Resistance of Synthetic Polymeric Materials to Fungi | 2015; R 2021; E 2021
9878 | 23 74 33 | DEDICATED OUTDOOR AIR SYSTEMS (DOAS) | 05/24 | INSTITUTE OF ENVIRONMENTAL SCIENCES AND TECHNOLOGY | IEST | IEST RP-CC-001 | HEPA and ULPA Filters | 2016; Rev 6
9879 | 23 74 33 | DEDICATED OUTDOOR AIR SYSTEMS (DOAS) | 05/24 | NATIONAL ELECTRICAL MANUFACTURERS ASSOCIATION | NEMA | NEMA ICS 6 | Industrial Control and Systems: Enclosures | 1993; R 2016
9880 | 23 74 33 | DEDICATED OUTDOOR AIR SYSTEMS (DOAS) | 05/24 | NATIONAL ELECTRICAL MANUFACTURERS ASSOCIATION | NEMA | NEMA MG 1 | Motors and Generators | 2021
9881 | 23 74 33 | DEDICATED OUTDOOR AIR SYSTEMS (DOAS) | 05/24 | NATIONAL ELECTRICAL MANUFACTURERS ASSOCIATION | NEMA | NEMA MG 10 | Energy Management Guide for Selection and Use of Fixed Frequency Medium AC Squirrel-Cage Polyphase Induction Motors | 2017
9882 | 23 74 33 | DEDICATED OUTDOOR AIR SYSTEMS (DOAS) | 05/24 | NATIONAL ELECTRICAL MANUFACTURERS ASSOCIATION | NEMA | NEMA MG 11 | Energy Management Guide for Selection and Use of Single Phase Motors | 1977; R 2012
9883 | 23 74 33 | DEDICATED OUTDOOR AIR SYSTEMS (DOAS) | 05/24 | NATIONAL FIRE PROTECTION ASSOCIATION | NFPA | NFPA 54 | National Fuel Gas Code | 2024
9884 | 23 74 33 | DEDICATED OUTDOOR AIR SYSTEMS (DOAS) | 05/24 | NATIONAL FIRE PROTECTION ASSOCIATION | NFPA | NFPA 70 | National Electrical Code | 2023
9885 | 23 74 33 | DEDICATED OUTDOOR AIR SYSTEMS (DOAS) | 05/24 | NATIONAL FIRE PROTECTION ASSOCIATION | NFPA | NFPA 90A | Standard for the Installation of Air Conditioning and Ventilating Systems | 2024
9886 | 23 74 33 | DEDICATED OUTDOOR AIR SYSTEMS (DOAS) | 05/24 | SHEET METAL AND AIR CONDITIONING CONTRACTORS' NATIONAL ASSOCIATION | SMACNA | SMACNA 1884 | Fibrous Glass Duct Construction Standards, 7th Edition | 2003
9887 | 23 74 33 | DEDICATED OUTDOOR AIR SYSTEMS (DOAS) | 05/24 | U.S. DEPARTMENT OF DEFENSE | DOD | UFC 1-200-01 | DoD Building Code | 2022; with Change 3, 2024
9888 | 23 74 33 | DEDICATED OUTDOOR AIR SYSTEMS (DOAS) | 05/24 | U.S. DEPARTMENT OF DEFENSE | DOD | UFC 4-010-06 | Cybersecurity of Facility-Related Control Systems | 2023
9889 | 23 74 33 | DEDICATED OUTDOOR AIR SYSTEMS (DOAS) | 05/24 | UNDERWRITERS LABORATORIES | UL | UL 586 | UL Standard for Safety High-Efficiency Particulate, Air Filter Units | 2009; Reprint Sep 2022
9890 | 23 74 33 | DEDICATED OUTDOOR AIR SYSTEMS (DOAS) | 05/24 | UNDERWRITERS LABORATORIES | UL | UL 705 | UL Standard for Safety Power Ventilators | 2017; Reprint Aug 2022
9891 | 23 74 33 | DEDICATED OUTDOOR AIR SYSTEMS (DOAS) | 05/24 | UNDERWRITERS LABORATORIES | UL | UL 900 | UL Standard for SafetyStandard for Air Filter Units | 2015; Reprint Aug 2022
9892 | 23 74 33 | DEDICATED OUTDOOR AIR SYSTEMS (DOAS) | 05/24 | UNDERWRITERS LABORATORIES | UL | UL 1995 | UL Standard for Safety Heating and Cooling Equipment | 2015; Reprint Aug 2022
9893 | 23 75 15 | CUSTOM-PACKAGED, AIRCRAFT PRE-CONDITIONED AIR UNITS | 02/20, CHG 1: 05/24 | AIR-CONDITIONING, HEATING AND REFRIGERATION INSTITUTE | AHRI | AHRI 410 | Forced-Circulation Air-Cooling and Air-Heating Coils | 2001; Addendum 1 2002; Addendum 2 2005; Addendum 3 2011
9894 | 23 75 15 | CUSTOM-PACKAGED, AIRCRAFT PRE-CONDITIONED AIR UNITS | 02/20, CHG 1: 05/24 | AMERICAN BEARING MANUFACTURERS ASSOCIATION | ABMA | ABMA 9 | Load Ratings and Fatigue Life for Ball Bearings | 2015
9895 | 23 75 15 | CUSTOM-PACKAGED, AIRCRAFT PRE-CONDITIONED AIR UNITS | 02/20, CHG 1: 05/24 | AMERICAN BEARING MANUFACTURERS ASSOCIATION | ABMA | ABMA 11 | Load Ratings and Fatigue Life for Roller Bearings | 2014
9896 | 23 75 15 | CUSTOM-PACKAGED, AIRCRAFT PRE-CONDITIONED AIR UNITS | 02/20, CHG 1: 05/24 | AMERICAN SOCIETY OF HEATING, REFRIGERATING AND AIR-CONDITIONING ENGINEERS | ASHRAE | ANSI/ASHRAE 15 & 34 | ANSI/ASHRAE Standard 15-Safety Standard for Refrigeration Systems and ANSI/ASHRAE Standard 34-Designation and Safety Classification of Refrigerants | 2022
9897 | 23 75 15 | CUSTOM-PACKAGED, AIRCRAFT PRE-CONDITIONED AIR UNITS | 02/20, CHG 1: 05/24 | AMERICAN SOCIETY OF MECHANICAL ENGINEERS | ASME | ASME A13.1 | Scheme for the Identification of Piping Systems | 2023
9898 | 23 75 15 | CUSTOM-PACKAGED, AIRCRAFT PRE-CONDITIONED AIR UNITS | 02/20, CHG 1: 05/24 | AMERICAN SOCIETY OF MECHANICAL ENGINEERS | ASME | ASME B16.25 | Buttwelding Ends | 2022
9899 | 23 75 15 | CUSTOM-PACKAGED, AIRCRAFT PRE-CONDITIONED AIR UNITS | 02/20, CHG 1: 05/24 | AMERICAN SOCIETY OF MECHANICAL ENGINEERS | ASME | ASME B31.3 | Process Piping | 2022; Errata 2023
9900 | 23 75 15 | CUSTOM-PACKAGED, AIRCRAFT PRE-CONDITIONED AIR UNITS | 02/20, CHG 1: 05/24 | AMERICAN SOCIETY OF MECHANICAL ENGINEERS | ASME | ASME B31.5 | Refrigeration Piping and Heat Transfer Components | 2022
9901 | 23 75 15 | CUSTOM-PACKAGED, AIRCRAFT PRE-CONDITIONED AIR UNITS | 02/20, CHG 1: 05/24 | AMERICAN SOCIETY OF MECHANICAL ENGINEERS | ASME | ASME BPVC SEC VIII D1 | BPVC Section VIII-Rules for Construction of Pressure Vessels Division 1 | 2019
9902 | 23 75 15 | CUSTOM-PACKAGED, AIRCRAFT PRE-CONDITIONED AIR UNITS | 02/20, CHG 1: 05/24 | ASTM INTERNATIONAL | ASTM | ASTM A312/A312M | Standard Specification for Seamless, Welded, and Heavily Cold Worked Austenitic Stainless Steel Pipes | 2022a
9903 | 23 75 15 | CUSTOM-PACKAGED, AIRCRAFT PRE-CONDITIONED AIR UNITS | 02/20, CHG 1: 05/24 | ASTM INTERNATIONAL | ASTM | ASTM B117 | Standard Practice for Operating Salt Spray (Fog) Apparatus | 2019
9904 | 23 75 15 | CUSTOM-PACKAGED, AIRCRAFT PRE-CONDITIONED AIR UNITS | 02/20, CHG 1: 05/24 | ASTM INTERNATIONAL | ASTM | ASTM C578 | Standard Specification for Rigid, Cellular Polystyrene Thermal Insulation | 2023
9905 | 23 75 15 | CUSTOM-PACKAGED, AIRCRAFT PRE-CONDITIONED AIR UNITS | 02/20, CHG 1: 05/24 | ASTM INTERNATIONAL | ASTM | ASTM E84 | Standard Test Method for Surface Burning Characteristics of Building Materials | 2023
9906 | 23 75 15 | CUSTOM-PACKAGED, AIRCRAFT PRE-CONDITIONED AIR UNITS | 02/20, CHG 1: 05/24 | ASTM INTERNATIONAL | ASTM | ASTM F593 | Standard Specification for Stainless Steel Bolts, Hex Cap Screws, and Studs | 2022
9907 | 23 75 15 | CUSTOM-PACKAGED, AIRCRAFT PRE-CONDITIONED AIR UNITS | 02/20, CHG 1: 05/24 | ASTM INTERNATIONAL | ASTM | ASTM F594 | Standard Specification for Stainless Steel Nuts | 2022
9908 | 23 75 15 | CUSTOM-PACKAGED, AIRCRAFT PRE-CONDITIONED AIR UNITS | 02/20, CHG 1: 05/24 | INTERNATIONAL ORGANIZATION FOR STANDARDIZATION | ISO | ISO 281 | Rolling Bearings -- Dynamic Load Ratings and Rating Life | 2007
9909 | 23 75 15 | CUSTOM-PACKAGED, AIRCRAFT PRE-CONDITIONED AIR UNITS | 02/20, CHG 1: 05/24 | NATIONAL ELECTRICAL MANUFACTURERS ASSOCIATION | NEMA | NEMA MG 1 | Motors and Generators | 2021
9910 | 23 75 15 | CUSTOM-PACKAGED, AIRCRAFT PRE-CONDITIONED AIR UNITS | 02/20, CHG 1: 05/24 | NATIONAL ELECTRICAL MANUFACTURERS ASSOCIATION | NEMA | NEMA MG 2 | Safety Standard for Construction and Guide for Selection, Installation and Use of Electric Motors and Generators | 2014
9911 | 23 75 15 | CUSTOM-PACKAGED, AIRCRAFT PRE-CONDITIONED AIR UNITS | 02/20, CHG 1: 05/24 | NATIONAL FIRE PROTECTION ASSOCIATION | NFPA | NFPA 70 | National Electrical Code | 2023
9912 | 23 75 15 | CUSTOM-PACKAGED, AIRCRAFT PRE-CONDITIONED AIR UNITS | 02/20, CHG 1: 05/24 | SOCIETY OF AUTOMOTIVE ENGINEERS INTERNATIONAL | SAE | SAE ARP5374 | Method of Testing Pre-Conditioned Air Equipment | 2001; R 2016
9913 | 23 75 15 | CUSTOM-PACKAGED, AIRCRAFT PRE-CONDITIONED AIR UNITS | 02/20, CHG 1: 05/24 | SOCIETY OF AUTOMOTIVE ENGINEERS INTERNATIONAL | SAE | SAE AS38386 | Duct Assembly, Ground, Conditioned Air, Insulated, Flexible | 1999; R2013
9914 | 23 75 15 | CUSTOM-PACKAGED, AIRCRAFT PRE-CONDITIONED AIR UNITS | 02/20, CHG 1: 05/24 | U.S. DEPARTMENT OF DEFENSE | DOD | UFC 3-301-01 | Structural Engineering | 2023; with Change 1, 2023
9915 | 23 75 15 | CUSTOM-PACKAGED, AIRCRAFT PRE-CONDITIONED AIR UNITS | 02/20, CHG 1: 05/24 | UNDERWRITERS LABORATORIES | UL | UL 508 | UL Standard for Safety Industrial Control Equipment | 2018; Reprint Jul 2021
9916 | 23 75 15 | CUSTOM-PACKAGED, AIRCRAFT PRE-CONDITIONED AIR UNITS | 02/20, CHG 1: 05/24 | UNDERWRITERS LABORATORIES | UL | UL 1995 | UL Standard for Safety Heating and Cooling Equipment | 2015; Reprint Aug 2022
9917 | 23 76 00 | EVAPORATIVE COOLING SYSTEMS | 08/21 | AIR MOVEMENT AND CONTROL ASSOCIATION INTERNATIONAL, INC. | AMCA | AMCA 210 | Laboratory Methods of Testing Fans for Aerodynamic Performance Rating | 2016
9918 | 23 76 00 | EVAPORATIVE COOLING SYSTEMS | 08/21 | AIR-CONDITIONING, HEATING AND REFRIGERATION INSTITUTE | AHRI | AHRI 410 | Forced-Circulation Air-Cooling and Air-Heating Coils | 2001; Addendum 1 2002; Addendum 2 2005; Addendum 3 2011
9919 | 23 76 00 | EVAPORATIVE COOLING SYSTEMS | 08/21 | AMERICAN BEARING MANUFACTURERS ASSOCIATION | ABMA | ABMA 9 | Load Ratings and Fatigue Life for Ball Bearings | 2015
9920 | 23 76 00 | EVAPORATIVE COOLING SYSTEMS | 08/21 | AMERICAN BEARING MANUFACTURERS ASSOCIATION | ABMA | ABMA 11 | Load Ratings and Fatigue Life for Roller Bearings | 2014
9921 | 23 76 00 | EVAPORATIVE COOLING SYSTEMS | 08/21 | ASTM INTERNATIONAL | ASTM | ASTM A36/A36M | Standard Specification for Carbon Structural Steel | 2019
9922 | 23 76 00 | EVAPORATIVE COOLING SYSTEMS | 08/21 | ASTM INTERNATIONAL | ASTM | ASTM A123/A123M | Standard Specification for Zinc (Hot-Dip Galvanized) Coatings on Iron and Steel Products | 2017
9923 | 23 76 00 | EVAPORATIVE COOLING SYSTEMS | 08/21 | ASTM INTERNATIONAL | ASTM | ASTM A240/A240M | Standard Specification for Chromium and Chromium-Nickel Stainless Steel Plate, Sheet, and Strip for Pressure Vessels and for General Applications | 2024
9924 | 23 76 00 | EVAPORATIVE COOLING SYSTEMS | 08/21 | ASTM INTERNATIONAL | ASTM | ASTM A924/A924M | Standard Specification for General Requirements for Steel Sheet, Metallic-Coated by the Hot-Dip Process | 2022a
9925 | 23 76 00 | EVAPORATIVE COOLING SYSTEMS | 08/21 | ASTM INTERNATIONAL | ASTM | ASTM A1011/A1011M | Standard Specification for Steel Sheet and Strip, Hot-Rolled, Carbon, Structural, High-Strength Low-Alloy, High-Strength Low-Alloy with Improved Formability, and Ultra-High Strength | 2023
9926 | 23 76 00 | EVAPORATIVE COOLING SYSTEMS | 08/21 | ASTM INTERNATIONAL | ASTM | ASTM B117 | Standard Practice for Operating Salt Spray (Fog) Apparatus | 2019
9927 | 23 76 00 | EVAPORATIVE COOLING SYSTEMS | 08/21 | ASTM INTERNATIONAL | ASTM | ASTM B209 | Standard Specification for Aluminum and Aluminum-Alloy Sheet and Plate | 2014
9928 | 23 76 00 | EVAPORATIVE COOLING SYSTEMS | 08/21 | ASTM INTERNATIONAL | ASTM | ASTM B209M | Standard Specification for Aluminum and Aluminum-Alloy Sheet and Plate (Metric) | 2014
9929 | 23 76 00 | EVAPORATIVE COOLING SYSTEMS | 08/21 | ASTM INTERNATIONAL | ASTM | ASTM B696 | Standard Specification for Coatings of Cadmium Mechanically Deposited | 2000; R 2023
9930 | 23 76 00 | EVAPORATIVE COOLING SYSTEMS | 08/21 | ASTM INTERNATIONAL | ASTM | ASTM E2016 | Standard Specification for Industrial Woven Wire Cloth | 2022
9931 | 23 76 00 | EVAPORATIVE COOLING SYSTEMS | 08/21 | NATIONAL ELECTRICAL MANUFACTURERS ASSOCIATION | NEMA | NEMA ICS 2 | Industrial Control and Systems Controllers, Contactors, and Overload Relays Rated 600 V | 2000; R 2020
9932 | 23 76 00 | EVAPORATIVE COOLING SYSTEMS | 08/21 | NATIONAL ELECTRICAL MANUFACTURERS ASSOCIATION | NEMA | NEMA ICS 6 | Industrial Control and Systems: Enclosures | 1993; R 2016
9933 | 23 76 00 | EVAPORATIVE COOLING SYSTEMS | 08/21 | NATIONAL ELECTRICAL MANUFACTURERS ASSOCIATION | NEMA | NEMA MG 1 | Motors and Generators | 2021
9934 | 23 76 00 | EVAPORATIVE COOLING SYSTEMS | 08/21 | SOCIETY FOR PROTECTIVE COATINGS | SSPC | SSPC PS 10.01 | Hot-Applied Coal Tar Enamel Painting System | 1982; E 2004
9935 | 23 76 00 | EVAPORATIVE COOLING SYSTEMS | 08/21 | SOCIETY FOR PROTECTIVE COATINGS | SSPC | SSPC Paint 16 | Coal Tar Epoxy-Polyamide Black (or Dark Red) Paint | 2023
9936 | 23 76 00 | EVAPORATIVE COOLING SYSTEMS | 08/21 | U.S. ARMY CORPS OF ENGINEERS | USACE | EM 200-1-13 | Environmental Quality -- Minimizing the Risk of Legionellosis Associated with Building Water Systems on Army Installation | 2016
9937 | 23 76 00 | EVAPORATIVE COOLING SYSTEMS | 08/21 | UNDERWRITERS LABORATORIES | UL | UL 94 | UL Standard for Safety Tests for Flammability of Plastic Materials for Parts in Devices and Appliances | 2023; Reprint Jan 2024
9938 | 23 76 00 | EVAPORATIVE COOLING SYSTEMS | 08/21 | UNDERWRITERS LABORATORIES | UL | UL 507 | UL Standard for Safety Electric Fans | 2017; Reprint Aug 2018
9939 | 23 76 00 | EVAPORATIVE COOLING SYSTEMS | 08/21 | UNDERWRITERS LABORATORIES | UL | UL 746C | UL Standard for Safety Polymeric Materials - Use in Electrical Equipment Evaluations | 2018; Reprint Jul 2024
9940 | 23 76 00 | EVAPORATIVE COOLING SYSTEMS | 08/21 | UNDERWRITERS LABORATORIES | UL | UL 900 | UL Standard for SafetyStandard for Air Filter Units | 2015; Reprint Aug 2022
9941 | 23 80 20.00 10 | GAS-FIRED HEATING EQUIPMENT | 05/20 | AMERICAN NATIONAL STANDARDS INSTITUTE | ANSI | ANSI Z21.66/CGA 6.14 | Automatic Vent Damper Devices for Use with Gas-Fired Appliances | 2023
9942 | 23 80 20.00 10 | GAS-FIRED HEATING EQUIPMENT | 05/20 | AMERICAN NATIONAL STANDARDS INSTITUTE | ANSI | ANSI Z21.86/CSA 2.32 | Vented Gas-Fired Space Heating Appliances | 2016
9943 | 23 80 20.00 10 | GAS-FIRED HEATING EQUIPMENT | 05/20 | AMERICAN NATIONAL STANDARDS INSTITUTE | ANSI | ANSI Z83.4/CSA 3.7 | Non-Recirculating Direct Gas-Fired Heating and Forced Ventilation Appliances for Commercial and Industrial Application | 2017; R 2022
9944 | 23 80 20.00 10 | GAS-FIRED HEATING EQUIPMENT | 05/20 | AMERICAN NATIONAL STANDARDS INSTITUTE | ANSI | ANSI Z83.8/CSA 2.6 | Gas Unit Heaters, Gas Packaged Heaters, Gas Utility Heaters, and Gas-Fired Duct Furnaces | 2016; R 2021
9945 | 23 80 20.00 10 | GAS-FIRED HEATING EQUIPMENT | 05/20 | AMERICAN NATIONAL STANDARDS INSTITUTE | ANSI | ANSI Z83.19/CSA 2.35 | Gas-Fired High-Intensity Infrared Heaters | 2017; R 2022
9946 | 23 80 20.00 10 | GAS-FIRED HEATING EQUIPMENT | 05/20 | CSA GROUP | CSA | CSA Directory | Product Index | updated continuously online
9947 | 23 80 20.00 10 | GAS-FIRED HEATING EQUIPMENT | 05/20 | NATIONAL ELECTRICAL MANUFACTURERS ASSOCIATION | NEMA | NEMA MG 1 | Motors and Generators | 2021
9948 | 23 80 20.00 10 | GAS-FIRED HEATING EQUIPMENT | 05/20 | NATIONAL FIRE PROTECTION ASSOCIATION | NFPA | NFPA 54 | National Fuel Gas Code | 2024
9949 | 23 80 20.00 10 | GAS-FIRED HEATING EQUIPMENT | 05/20 | NATIONAL FIRE PROTECTION ASSOCIATION | NFPA | NFPA 211 | Standard for Chimneys, Fireplaces, Vents, and Solid Fuel-Burning Appliances | 2019
9950 | 23 80 20.00 10 | GAS-FIRED HEATING EQUIPMENT | 05/20 | U.S. DEPARTMENT OF DEFENSE | DOD | UFC 3-301-01 | Structural Engineering | 2023; with Change 1, 2023
9951 | 23 80 20.00 10 | GAS-FIRED HEATING EQUIPMENT | 05/20 | UNDERWRITERS LABORATORIES | UL | UL FLAMMABLE & COMBUSTIBLE | Flammable and Combustible Liquids and Gases Equipment Directory | 2012
9952 | 23 81 00 | DECENTRALIZED UNITARY HVAC EQUIPMENT | 05/24 | AIR MOVEMENT AND CONTROL ASSOCIATION INTERNATIONAL, INC. | AMCA | AMCA 500-D | Laboratory Methods of Testing Dampers for Rating | 2018
9953 | 23 81 00 | DECENTRALIZED UNITARY HVAC EQUIPMENT | 05/24 | AIR MOVEMENT AND CONTROL ASSOCIATION INTERNATIONAL, INC. | AMCA | AMCA 500-L | Laboratory Methods of Testing Louvers for Rating | 2015
9954 | 23 81 00 | DECENTRALIZED UNITARY HVAC EQUIPMENT | 05/24 | AIR-CONDITIONING, HEATING AND REFRIGERATION INSTITUTE | AHRI | AHRI 340/360 I-P | Performance Rating of Commercial and Industrial Unitary Air-Conditioning and Heat Pump Equipment | 2015
9955 | 23 81 00 | DECENTRALIZED UNITARY HVAC EQUIPMENT | 05/24 | AIR-CONDITIONING, HEATING AND REFRIGERATION INSTITUTE | AHRI | AHRI 350 | Sound Rating of Non-Ducted Indoor Air-Conditioning Equipment | 2015
9956 | 23 81 00 | DECENTRALIZED UNITARY HVAC EQUIPMENT | 05/24 | AIR-CONDITIONING, HEATING AND REFRIGERATION INSTITUTE | AHRI | AHRI 390 | Performance Rating of Single Package Vertical Air-Conditioners and Heat Pumps | 2003
9957 | 23 81 00 | DECENTRALIZED UNITARY HVAC EQUIPMENT | 05/24 | AIR-CONDITIONING, HEATING AND REFRIGERATION INSTITUTE | AHRI | AHRI 410 | Forced-Circulation Air-Cooling and Air-Heating Coils | 2001; Addendum 1 2002; Addendum 2 2005; Addendum 3 2011
9958 | 23 81 00 | DECENTRALIZED UNITARY HVAC EQUIPMENT | 05/24 | AIR-CONDITIONING, HEATING AND REFRIGERATION INSTITUTE | AHRI | AHRI 490 I-P | Performance Rating of Remote Mechanical-Draft Evaporatively-Cooled Refrigerant Condensers | 2011
9959 | 23 81 00 | DECENTRALIZED UNITARY HVAC EQUIPMENT | 05/24 | AIR-CONDITIONING, HEATING AND REFRIGERATION INSTITUTE | AHRI | AHRI 540 | Performance Rating Of Positive Displacement Refrigerant Compressors And Compressor Units | 2015
9960 | 23 81 00 | DECENTRALIZED UNITARY HVAC EQUIPMENT | 05/24 | AIR-CONDITIONING, HEATING AND REFRIGERATION INSTITUTE | AHRI | AHRI 700 | Specifications for Fluorocarbon Refrigerants | 2016
9961 | 23 81 00 | DECENTRALIZED UNITARY HVAC EQUIPMENT | 05/24 | AIR-CONDITIONING, HEATING AND REFRIGERATION INSTITUTE | AHRI | AHRI DCAACP | Directory of Certified Applied Air-Conditioning Products | Online
9962 | 23 81 00 | DECENTRALIZED UNITARY HVAC EQUIPMENT | 05/24 | AIR-CONDITIONING, HEATING AND REFRIGERATION INSTITUTE | AHRI | ANSI/AHRI 210/240 | Performance Rating of Unitary Air-Conditioning & Air-Source Heat Pump Equipment | 2008; Add 1 2011; Add 2 2012
9963 | 23 81 00 | DECENTRALIZED UNITARY HVAC EQUIPMENT | 05/24 | AIR-CONDITIONING, HEATING AND REFRIGERATION INSTITUTE | AHRI | ANSI/AHRI 270 | Sound Rating of Outdoor Unitary Equipment | 2008
9964 | 23 81 00 | DECENTRALIZED UNITARY HVAC EQUIPMENT | 05/24 | AIR-CONDITIONING, HEATING AND REFRIGERATION INSTITUTE | AHRI | ANSI/AHRI 340/360 | Performance Rating of Commercial and Industrial Unitary Air-Conditioning and Heat Pump Equipment | 2007; Addendum 1 2010; Addendum 2 2011
9965 | 23 81 00 | DECENTRALIZED UNITARY HVAC EQUIPMENT | 05/24 | AIR-CONDITIONING, HEATING AND REFRIGERATION INSTITUTE | AHRI | ANSI/AHRI 370 | Sound Rating of Large Outdoor Refrigerating and Air-Conditioning Equipment | 2015; Addendum 1 2016
9966 | 23 81 00 | DECENTRALIZED UNITARY HVAC EQUIPMENT | 05/24 | AIR-CONDITIONING, HEATING AND REFRIGERATION INSTITUTE | AHRI | ANSI/AHRI 460 | Performance Rating of Remote Mechanical-Draft Air-Cooled Refrigerant Condensers | 2005
9967 | 23 81 00 | DECENTRALIZED UNITARY HVAC EQUIPMENT | 05/24 | AIR-CONDITIONING, HEATING AND REFRIGERATION INSTITUTE | AHRI | ANSI/AHRI 495 | Performance Rating of Refrigerant Liquid Receivers | 2005
9968 | 23 81 00 | DECENTRALIZED UNITARY HVAC EQUIPMENT | 05/24 | AIR-CONDITIONING, HEATING AND REFRIGERATION INSTITUTE | AHRI | ANSI/AHRI 640 | Performance Rating of Commercial and Industrial Humidifiers | 2005
9969 | 23 81 00 | DECENTRALIZED UNITARY HVAC EQUIPMENT | 05/24 | AIR-CONDITIONING, HEATING AND REFRIGERATION INSTITUTE | AHRI | ANSI/AHRI/CSA 310/380 | Standard for Packaged Terminal Air-Conditioners and Heat Pumps | 2014
9970 | 23 81 00 | DECENTRALIZED UNITARY HVAC EQUIPMENT | 05/24 | AMERICAN NATIONAL STANDARDS INSTITUTE | ANSI | ANSI Z83.8/CSA 2.6 | Gas Unit Heaters, Gas Packaged Heaters, Gas Utility Heaters, and Gas-Fired Duct Furnaces | 2016; R 2021
9971 | 23 81 00 | DECENTRALIZED UNITARY HVAC EQUIPMENT | 05/24 | AMERICAN SOCIETY OF HEATING, REFRIGERATING AND AIR-CONDITIONING ENGINEERS | ASHRAE | ANSI/ASHRAE 15 & 34 | ANSI/ASHRAE Standard 15-Safety Standard for Refrigeration Systems and ANSI/ASHRAE Standard 34-Designation and Safety Classification of Refrigerants | 2022
9972 | 23 81 00 | DECENTRALIZED UNITARY HVAC EQUIPMENT | 05/24 | AMERICAN SOCIETY OF HEATING, REFRIGERATING AND AIR-CONDITIONING ENGINEERS | ASHRAE | ASHRAE 15 & 34 | ASHRAE Standard 34-2016 Safety Standard for Refrigeration Systems/ASHRAE Standard 34-2016 Designation and Safety Classification of Refrigerants-ASHRAE Standard 34-2016 | 2013
9973 | 23 81 00 | DECENTRALIZED UNITARY HVAC EQUIPMENT | 05/24 | AMERICAN SOCIETY OF HEATING, REFRIGERATING AND AIR-CONDITIONING ENGINEERS | ASHRAE | ASHRAE 52.2 | Method of Testing General Ventilation Air-Cleaning Devices for Removal Efficiency by Particle Size | 2017
9974 | 23 81 00 | DECENTRALIZED UNITARY HVAC EQUIPMENT | 05/24 | AMERICAN SOCIETY OF HEATING, REFRIGERATING AND AIR-CONDITIONING ENGINEERS | ASHRAE | ASHRAE 55 | Thermal Environmental Conditions for Human Occupancy | 2023
9975 | 23 81 00 | DECENTRALIZED UNITARY HVAC EQUIPMENT | 05/24 | AMERICAN SOCIETY OF HEATING, REFRIGERATING AND AIR-CONDITIONING ENGINEERS | ASHRAE | ASHRAE 62.1 | Ventilation for Acceptable Indoor Air Quality | 2022
9976 | 23 81 00 | DECENTRALIZED UNITARY HVAC EQUIPMENT | 05/24 | AMERICAN SOCIETY OF HEATING, REFRIGERATING AND AIR-CONDITIONING ENGINEERS | ASHRAE | ASHRAE 64 | Methods of Testing Remote Mechanical-Draft Evaporative Refrigerant Condensers | 2020
9977 | 23 81 00 | DECENTRALIZED UNITARY HVAC EQUIPMENT | 05/24 | AMERICAN SOCIETY OF HEATING, REFRIGERATING AND AIR-CONDITIONING ENGINEERS | ASHRAE | ASHRAE 90.1 - IP | Energy Standard for Buildings Except Low-Rise Residential Buildings | 2019
9978 | 23 81 00 | DECENTRALIZED UNITARY HVAC EQUIPMENT | 05/24 | AMERICAN SOCIETY OF HEATING, REFRIGERATING AND AIR-CONDITIONING ENGINEERS | ASHRAE | ASHRAE 90.1 - SI | Energy Standard for Buildings Except Low-Rise Residential Buildings | 2019
9979 | 23 81 00 | DECENTRALIZED UNITARY HVAC EQUIPMENT | 05/24 | AMERICAN SOCIETY OF MECHANICAL ENGINEERS | ASME | ASME BPVC SEC IX | BPVC Section IX-Welding, Brazing and Fusing Qualifications | 2017; Errata 2018
9980 | 23 81 00 | DECENTRALIZED UNITARY HVAC EQUIPMENT | 05/24 | AMERICAN SOCIETY OF MECHANICAL ENGINEERS | ASME | ASME BPVC SEC VIII D1 | BPVC Section VIII-Rules for Construction of Pressure Vessels Division 1 | 2019
9981 | 23 81 00 | DECENTRALIZED UNITARY HVAC EQUIPMENT | 05/24 | AMERICAN WELDING SOCIETY | AWS | AWS Z49.1 | Safety in Welding and Cutting and Allied Processes | 2021
9982 | 23 81 00 | DECENTRALIZED UNITARY HVAC EQUIPMENT | 05/24 | ASSOCIATION OF HOME APPLIANCE MANUFACTURERS | AHAM | AHAM RAC-1 | Directory of Certified Room Air Conditioners | 1982; R2008
9983 | 23 81 00 | DECENTRALIZED UNITARY HVAC EQUIPMENT | 05/24 | ASTM INTERNATIONAL | ASTM | ASTM A123/A123M | Standard Specification for Zinc (Hot-Dip Galvanized) Coatings on Iron and Steel Products | 2017
9984 | 23 81 00 | DECENTRALIZED UNITARY HVAC EQUIPMENT | 05/24 | ASTM INTERNATIONAL | ASTM | ASTM A153/A153M | Standard Specification for Zinc Coating (Hot-Dip) on Iron and Steel Hardware | 2023
9985 | 23 81 00 | DECENTRALIZED UNITARY HVAC EQUIPMENT | 05/24 | ASTM INTERNATIONAL | ASTM | ASTM A307 | Standard Specification for Carbon Steel Bolts, Studs, and Threaded Rod 60 000 PSI Tensile Strength | 2021
9986 | 23 81 00 | DECENTRALIZED UNITARY HVAC EQUIPMENT | 05/24 | ASTM INTERNATIONAL | ASTM | ASTM B117 | Standard Practice for Operating Salt Spray (Fog) Apparatus | 2019
9987 | 23 81 00 | DECENTRALIZED UNITARY HVAC EQUIPMENT | 05/24 | ASTM INTERNATIONAL | ASTM | ASTM C1071 | Standard Specification for Fibrous Glass Duct Lining Insulation (Thermal and Sound Absorbing Material) | 2019
9988 | 23 81 00 | DECENTRALIZED UNITARY HVAC EQUIPMENT | 05/24 | ASTM INTERNATIONAL | ASTM | ASTM D520 | Zinc Dust Pigment | 2000; R 2011
9989 | 23 81 00 | DECENTRALIZED UNITARY HVAC EQUIPMENT | 05/24 | ASTM INTERNATIONAL | ASTM | ASTM D4587 | Standard Practice for Fluorescent UV-Condensation Exposures of Paint and Related Coatings | 2011; R 2019; E 2019
9990 | 23 81 00 | DECENTRALIZED UNITARY HVAC EQUIPMENT | 05/24 | ASTM INTERNATIONAL | ASTM | ASTM E84 | Standard Test Method for Surface Burning Characteristics of Building Materials | 2023
9991 | 23 81 00 | DECENTRALIZED UNITARY HVAC EQUIPMENT | 05/24 | ASTM INTERNATIONAL | ASTM | ASTM E2129 | Standard Practice for Data Collection for Sustainability Assessment of Building Products | 2018
9992 | 23 81 00 | DECENTRALIZED UNITARY HVAC EQUIPMENT | 05/24 | ASTM INTERNATIONAL | ASTM | ASTM F104 | Standard Classification System for Nonmetallic Gasket Materials | 2011; R 2020
9993 | 23 81 00 | DECENTRALIZED UNITARY HVAC EQUIPMENT | 05/24 | NATIONAL ELECTRICAL MANUFACTURERS ASSOCIATION | NEMA | NEMA ICS 6 | Industrial Control and Systems: Enclosures | 1993; R 2016
9994 | 23 81 00 | DECENTRALIZED UNITARY HVAC EQUIPMENT | 05/24 | NATIONAL ELECTRICAL MANUFACTURERS ASSOCIATION | NEMA | NEMA MG 1 | Motors and Generators | 2021
9995 | 23 81 00 | DECENTRALIZED UNITARY HVAC EQUIPMENT | 05/24 | NATIONAL ELECTRICAL MANUFACTURERS ASSOCIATION | NEMA | NEMA MG 2 | Safety Standard for Construction and Guide for Selection, Installation and Use of Electric Motors and Generators | 2014
9996 | 23 81 00 | DECENTRALIZED UNITARY HVAC EQUIPMENT | 05/24 | NATIONAL FIRE PROTECTION ASSOCIATION | NFPA | NFPA 54 | National Fuel Gas Code | 2024
9997 | 23 81 00 | DECENTRALIZED UNITARY HVAC EQUIPMENT | 05/24 | NATIONAL FIRE PROTECTION ASSOCIATION | NFPA | NFPA 70 | National Electrical Code | 2023
9998 | 23 81 00 | DECENTRALIZED UNITARY HVAC EQUIPMENT | 05/24 | NATIONAL FIRE PROTECTION ASSOCIATION | NFPA | NFPA 90A | Standard for the Installation of Air Conditioning and Ventilating Systems | 2024
9999 | 23 81 00 | DECENTRALIZED UNITARY HVAC EQUIPMENT | 05/24 | U.S. DEPARTMENT OF DEFENSE | DOD | MIL-DTL-5541 | Chemical Conversion Coatings on Aluminum and Aluminum Alloys | 2006; Rev F; Notice 2 2024
10000 | 23 81 00 | DECENTRALIZED UNITARY HVAC EQUIPMENT | 05/24 | U.S. DEPARTMENT OF DEFENSE | DOD | UFC 4-010-06 | Cybersecurity of Facility-Related Control Systems | 2023
10001 | 23 81 00 | DECENTRALIZED UNITARY HVAC EQUIPMENT | 05/24 | UNDERWRITERS LABORATORIES | UL | UL 207 | UL Standard for Safety Refrigerant-Containing Components and Accessories, Nonelectrical | 2022
10002 | 23 81 00 | DECENTRALIZED UNITARY HVAC EQUIPMENT | 05/24 | UNDERWRITERS LABORATORIES | UL | UL 484 | UL Standard for Room Air Conditioners | 2014; Reprint Jun 2022
10003 | 23 81 00 | DECENTRALIZED UNITARY HVAC EQUIPMENT | 05/24 | UNDERWRITERS LABORATORIES | UL | UL 586 | UL Standard for Safety High-Efficiency Particulate, Air Filter Units | 2009; Reprint Sep 2022
10004 | 23 81 00 | DECENTRALIZED UNITARY HVAC EQUIPMENT | 05/24 | UNDERWRITERS LABORATORIES | UL | UL 900 | UL Standard for SafetyStandard for Air Filter Units | 2015; Reprint Aug 2022
10005 | 23 81 00 | DECENTRALIZED UNITARY HVAC EQUIPMENT | 05/24 | UNDERWRITERS LABORATORIES | UL | UL 1995 | UL Standard for Safety Heating and Cooling Equipment | 2015; Reprint Aug 2022
10006 | 23 81 23 | COMPUTER ROOM AIR CONDITIONING UNITS | 11/20 | AIR-CONDITIONING, HEATING AND REFRIGERATION INSTITUTE | AHRI | AHRI 410 | Forced-Circulation Air-Cooling and Air-Heating Coils | 2001; Addendum 1 2002; Addendum 2 2005; Addendum 3 2011
10007 | 23 81 23 | COMPUTER ROOM AIR CONDITIONING UNITS | 11/20 | AIR-CONDITIONING, HEATING AND REFRIGERATION INSTITUTE | AHRI | AHRI 1360 | Performance Rating of Computer and Data Processing Room Air Conditioners | 2017
10008 | 23 81 23 | COMPUTER ROOM AIR CONDITIONING UNITS | 11/20 | AIR-CONDITIONING, HEATING AND REFRIGERATION INSTITUTE | AHRI | ANSI/AHRI 460 | Performance Rating of Remote Mechanical-Draft Air-Cooled Refrigerant Condensers | 2005
10009 | 23 81 23 | COMPUTER ROOM AIR CONDITIONING UNITS | 11/20 | AIR-CONDITIONING, HEATING AND REFRIGERATION INSTITUTE | AHRI | ANSI/AHRI 520 | Performance Rating of Positive Displacement Condensing Units | 2004
10010 | 23 81 23 | COMPUTER ROOM AIR CONDITIONING UNITS | 11/20 | AMERICAN SOCIETY OF HEATING, REFRIGERATING AND AIR-CONDITIONING ENGINEERS | ASHRAE | ANSI/ASHRAE 15 & 34 | ANSI/ASHRAE Standard 15-Safety Standard for Refrigeration Systems and ANSI/ASHRAE Standard 34-Designation and Safety Classification of Refrigerants | 2022
10011 | 23 81 23 | COMPUTER ROOM AIR CONDITIONING UNITS | 11/20 | AMERICAN SOCIETY OF HEATING, REFRIGERATING AND AIR-CONDITIONING ENGINEERS | ASHRAE | ASHRAE 52.2 | Method of Testing General Ventilation Air-Cleaning Devices for Removal Efficiency by Particle Size | 2017
10012 | 23 81 23 | COMPUTER ROOM AIR CONDITIONING UNITS | 11/20 | AMERICAN SOCIETY OF HEATING, REFRIGERATING AND AIR-CONDITIONING ENGINEERS | ASHRAE | ASHRAE 62.1 | Ventilation for Acceptable Indoor Air Quality | 2022
10013 | 23 81 23 | COMPUTER ROOM AIR CONDITIONING UNITS | 11/20 | AMERICAN SOCIETY OF HEATING, REFRIGERATING AND AIR-CONDITIONING ENGINEERS | ASHRAE | ASHRAE 90.1 - IP | Energy Standard for Buildings Except Low-Rise Residential Buildings | 2019
10014 | 23 81 23 | COMPUTER ROOM AIR CONDITIONING UNITS | 11/20 | AMERICAN SOCIETY OF HEATING, REFRIGERATING AND AIR-CONDITIONING ENGINEERS | ASHRAE | ASHRAE 90.1 - SI | Energy Standard for Buildings Except Low-Rise Residential Buildings | 2019
10015 | 23 81 23 | COMPUTER ROOM AIR CONDITIONING UNITS | 11/20 | AMERICAN SOCIETY OF HEATING, REFRIGERATING AND AIR-CONDITIONING ENGINEERS | ASHRAE | ASHRAE 127 | Method of Testing for Rating Computer and Data Processing Room Unitary Air-Conditioners | 2012
10016 | 23 81 23 | COMPUTER ROOM AIR CONDITIONING UNITS | 11/20 | AMERICAN SOCIETY OF MECHANICAL ENGINEERS | ASME | ASME B31.1 | Power Piping | 2022
10017 | 23 81 23 | COMPUTER ROOM AIR CONDITIONING UNITS | 11/20 | AMERICAN SOCIETY OF MECHANICAL ENGINEERS | ASME | ASME B31.5 | Refrigeration Piping and Heat Transfer Components | 2022
10018 | 23 81 23 | COMPUTER ROOM AIR CONDITIONING UNITS | 11/20 | AMERICAN SOCIETY OF MECHANICAL ENGINEERS | ASME | ASME BPVC | Boiler and Pressure Vessels Code | 2010
10019 | 23 81 23 | COMPUTER ROOM AIR CONDITIONING UNITS | 11/20 | ASTM INTERNATIONAL | ASTM | ASTM B117 | Standard Practice for Operating Salt Spray (Fog) Apparatus | 2019
10020 | 23 81 23 | COMPUTER ROOM AIR CONDITIONING UNITS | 11/20 | ASTM INTERNATIONAL | ASTM | ASTM C1071 | Standard Specification for Fibrous Glass Duct Lining Insulation (Thermal and Sound Absorbing Material) | 2019
10021 | 23 81 23 | COMPUTER ROOM AIR CONDITIONING UNITS | 11/20 | ASTM INTERNATIONAL | ASTM | ASTM C1338 | Standard Test Method for Determining Fungi Resistance of Insulation Materials and Facings | 2019
10022 | 23 81 23 | COMPUTER ROOM AIR CONDITIONING UNITS | 11/20 | ASTM INTERNATIONAL | ASTM | ASTM D5864 | Standard Test Method for Determining Aerobic Aquatic Biodegradation of Lubricants or Their Components | 2011
10023 | 23 81 23 | COMPUTER ROOM AIR CONDITIONING UNITS | 11/20 | ASTM INTERNATIONAL | ASTM | ASTM D6081 | Aquatic Toxicity Testing of Lubricants: Sample Preparation and Results Interpretation | 1998; R 2014
10024 | 23 81 23 | COMPUTER ROOM AIR CONDITIONING UNITS | 11/20 | ASTM INTERNATIONAL | ASTM | ASTM E84 | Standard Test Method for Surface Burning Characteristics of Building Materials | 2023
10025 | 23 81 23 | COMPUTER ROOM AIR CONDITIONING UNITS | 11/20 | ASTM INTERNATIONAL | ASTM | ASTM G21 | Standard Practice for Determining Resistance of Synthetic Polymeric Materials to Fungi | 2015; R 2021; E 2021
10026 | 23 81 23 | COMPUTER ROOM AIR CONDITIONING UNITS | 11/20 | ETL TESTING LABORATORIES | ETL | ETL DLP | ETL Listed Mark Directory | updated continuously
10027 | 23 81 23 | COMPUTER ROOM AIR CONDITIONING UNITS | 11/20 | INSTITUTE OF ELECTRICAL AND ELECTRONICS ENGINEERS | IEEE | IEEE C2 | National Electrical Safety Code | 2023
10028 | 23 81 23 | COMPUTER ROOM AIR CONDITIONING UNITS | 11/20 | NATIONAL ELECTRICAL MANUFACTURERS ASSOCIATION | NEMA | NEMA MG 1 | Motors and Generators | 2021
10029 | 23 81 23 | COMPUTER ROOM AIR CONDITIONING UNITS | 11/20 | NATIONAL ELECTRICAL MANUFACTURERS ASSOCIATION | NEMA | NEMA MG 10 | Energy Management Guide for Selection and Use of Fixed Frequency Medium AC Squirrel-Cage Polyphase Induction Motors | 2017
10030 | 23 81 23 | COMPUTER ROOM AIR CONDITIONING UNITS | 11/20 | NATIONAL ELECTRICAL MANUFACTURERS ASSOCIATION | NEMA | NEMA MG 11 | Energy Management Guide for Selection and Use of Single Phase Motors | 1977; R 2012
10031 | 23 81 23 | COMPUTER ROOM AIR CONDITIONING UNITS | 11/20 | NATIONAL FIRE PROTECTION ASSOCIATION | NFPA | NFPA 70 | National Electrical Code | 2023
10032 | 23 81 23 | COMPUTER ROOM AIR CONDITIONING UNITS | 11/20 | NATIONAL FIRE PROTECTION ASSOCIATION | NFPA | NFPA 90A | Standard for the Installation of Air Conditioning and Ventilating Systems | 2024
10033 | 23 81 23 | COMPUTER ROOM AIR CONDITIONING UNITS | 11/20 | U.S. ARMY CORPS OF ENGINEERS | USACE | EM 1110-2-1424 | Engineering and Design -- Lubricants and Hydraulic Fluids | 2016
10034 | 23 81 23 | COMPUTER ROOM AIR CONDITIONING UNITS | 11/20 | U.S. NATIONAL ARCHIVES AND RECORDS ADMINISTRATION | NARA | 16 CFR 1201 | Safety Standard for Architectural Glazing Materials
10035 | 23 81 23 | COMPUTER ROOM AIR CONDITIONING UNITS | 11/20 | U.S. NATIONAL ARCHIVES AND RECORDS ADMINISTRATION | NARA | 40 CFR 82 | Protection of Stratospheric Ozone
10036 | 23 81 23 | COMPUTER ROOM AIR CONDITIONING UNITS | 11/20 | UNDERWRITERS LABORATORIES | UL | UL 94 | UL Standard for Safety Tests for Flammability of Plastic Materials for Parts in Devices and Appliances | 2023; Reprint Jan 2024
10037 | 23 81 23 | COMPUTER ROOM AIR CONDITIONING UNITS | 11/20 | UNDERWRITERS LABORATORIES | UL | UL 181 | UL Standard for Safety Factory-Made Air Ducts and Air Connectors | 2013; Reprint Dec 2021
10038 | 23 81 23 | COMPUTER ROOM AIR CONDITIONING UNITS | 11/20 | UNDERWRITERS LABORATORIES | UL | UL 723 | UL Standard for Safety Test for Surface Burning Characteristics of Building Materials | 2020
10039 | 23 81 23 | COMPUTER ROOM AIR CONDITIONING UNITS | 11/20 | UNDERWRITERS LABORATORIES | UL | UL Elec Equip Dir | Electrical Appliance and Utilization Equipment Directory | 2011
10040 | 23 81 29 | VARIABLE REFRIGERANT FLOW HVAC SYSTEMS | 02/20 | AIR-CONDITIONING, HEATING AND REFRIGERATION INSTITUTE | AHRI | AHRI 1230 | Performance Rating of Variable Refrigerant Flow (VRF) Multi-Split Air-Conditioning and Heat Pump Equipment | 2010; Addendum 1 2011; Addendum 2 2014
10041 | 23 81 29 | VARIABLE REFRIGERANT FLOW HVAC SYSTEMS | 02/20 | AIR-CONDITIONING, HEATING AND REFRIGERATION INSTITUTE | AHRI | ANSI/AHRI 270 | Sound Rating of Outdoor Unitary Equipment | 2008
10042 | 23 81 29 | VARIABLE REFRIGERANT FLOW HVAC SYSTEMS | 02/20 | AIR-CONDITIONING, HEATING AND REFRIGERATION INSTITUTE | AHRI | ANSI/AHRI 495 | Performance Rating of Refrigerant Liquid Receivers | 2005
10043 | 23 81 29 | VARIABLE REFRIGERANT FLOW HVAC SYSTEMS | 02/20 | AIR-CONDITIONING, HEATING AND REFRIGERATION INSTITUTE | AHRI | ANSI/AHRI 760 | Performance Rating of Solenoid Valves for Use With Volatile Refrigerants | 2014
10044 | 23 81 29 | VARIABLE REFRIGERANT FLOW HVAC SYSTEMS | 02/20 | AMERICAN SOCIETY OF HEATING, REFRIGERATING AND AIR-CONDITIONING ENGINEERS | ASHRAE | ANSI/ASHRAE 15 & 34 | ANSI/ASHRAE Standard 15-Safety Standard for Refrigeration Systems and ANSI/ASHRAE Standard 34-Designation and Safety Classification of Refrigerants | 2022
10045 | 23 81 29 | VARIABLE REFRIGERANT FLOW HVAC SYSTEMS | 02/20 | AMERICAN SOCIETY OF HEATING, REFRIGERATING AND AIR-CONDITIONING ENGINEERS | ASHRAE | ASHRAE 90.1 - IP | Energy Standard for Buildings Except Low-Rise Residential Buildings | 2019
10046 | 23 81 29 | VARIABLE REFRIGERANT FLOW HVAC SYSTEMS | 02/20 | AMERICAN SOCIETY OF HEATING, REFRIGERATING AND AIR-CONDITIONING ENGINEERS | ASHRAE | ASHRAE 90.1 - SI | Energy Standard for Buildings Except Low-Rise Residential Buildings | 2019
10047 | 23 81 29 | VARIABLE REFRIGERANT FLOW HVAC SYSTEMS | 02/20 | AMERICAN SOCIETY OF HEATING, REFRIGERATING AND AIR-CONDITIONING ENGINEERS | ASHRAE | ASHRAE 135 | BACnet—A Data Communication Protocol for Building Automation and Control Networks | 2020; Interpretation 1-8 2021; Errata 1-2 2021; Addenda CD 2021; Addenda BV-CE 2022; Interpretation 9-12 2022; Interpretation 13-24 2023; Addenda BV-CF 2023; Errata 3 2023
10048 | 23 81 29 | VARIABLE REFRIGERANT FLOW HVAC SYSTEMS | 02/20 | AMERICAN SOCIETY OF MECHANICAL ENGINEERS | ASME | ASME B31.5 | Refrigeration Piping and Heat Transfer Components | 2022
10049 | 23 81 29 | VARIABLE REFRIGERANT FLOW HVAC SYSTEMS | 02/20 | AMERICAN SOCIETY OF MECHANICAL ENGINEERS | ASME | ASME BPVC SEC VIII | Boiler and Pressure Vessel Codes: Section VIII Rules for Construction of Pressure Vessel | 2010
10050 | 23 81 29 | VARIABLE REFRIGERANT FLOW HVAC SYSTEMS | 02/20 | AMERICAN SOCIETY OF MECHANICAL ENGINEERS | ASME | ASME BPVC SEC VIII D1 | BPVC Section VIII-Rules for Construction of Pressure Vessels Division 1 | 2019
10051 | 23 81 29 | VARIABLE REFRIGERANT FLOW HVAC SYSTEMS | 02/20 | AMERICAN WELDING SOCIETY | AWS | AWS A5.8/A5.8M | Specification for Filler Metals for Brazing and Braze Welding | 2019
10052 | 23 81 29 | VARIABLE REFRIGERANT FLOW HVAC SYSTEMS | 02/20 | AMERICAN WELDING SOCIETY | AWS | AWS Z49.1 | Safety in Welding and Cutting and Allied Processes | 2021
10053 | 23 81 29 | VARIABLE REFRIGERANT FLOW HVAC SYSTEMS | 02/20 | ASTM INTERNATIONAL | ASTM | ASTM A307 | Standard Specification for Carbon Steel Bolts, Studs, and Threaded Rod 60 000 PSI Tensile Strength | 2021
10054 | 23 81 29 | VARIABLE REFRIGERANT FLOW HVAC SYSTEMS | 02/20 | ASTM INTERNATIONAL | ASTM | ASTM B117 | Standard Practice for Operating Salt Spray (Fog) Apparatus | 2019
10055 | 23 81 29 | VARIABLE REFRIGERANT FLOW HVAC SYSTEMS | 02/20 | ASTM INTERNATIONAL | ASTM | ASTM D520 | Zinc Dust Pigment | 2000; R 2011
10056 | 23 81 29 | VARIABLE REFRIGERANT FLOW HVAC SYSTEMS | 02/20 | ASTM INTERNATIONAL | ASTM | ASTM E84 | Standard Test Method for Surface Burning Characteristics of Building Materials | 2023
10057 | 23 81 29 | VARIABLE REFRIGERANT FLOW HVAC SYSTEMS | 02/20 | ASTM INTERNATIONAL | ASTM | ASTM F104 | Standard Classification System for Nonmetallic Gasket Materials | 2011; R 2020
10058 | 23 81 29 | VARIABLE REFRIGERANT FLOW HVAC SYSTEMS | 02/20 | CONSUMER ELECTRONICS ASSOCIATION | CEA | CEA-709.1-D | Control Network Protocol Specification | 2014
10059 | 23 81 29 | VARIABLE REFRIGERANT FLOW HVAC SYSTEMS | 02/20 | MANUFACTURERS STANDARDIZATION SOCIETY OF THE VALVE AND FITTINGS INDUSTRY | MSS | MSS SP-58 | Pipe Hangers and Supports - Materials, Design and Manufacture, Selection, Application, and Installation | 2018
10060 | 23 81 29 | VARIABLE REFRIGERANT FLOW HVAC SYSTEMS | 02/20 | NATIONAL ELECTRICAL MANUFACTURERS ASSOCIATION | NEMA | NEMA 250 | Enclosures for Electrical Equipment (1000 Volts Maximum) | 2020
10061 | 23 81 29 | VARIABLE REFRIGERANT FLOW HVAC SYSTEMS | 02/20 | NATIONAL ELECTRICAL MANUFACTURERS ASSOCIATION | NEMA | NEMA MG 1 | Motors and Generators | 2021
10062 | 23 81 29 | VARIABLE REFRIGERANT FLOW HVAC SYSTEMS | 02/20 | NATIONAL ELECTRICAL MANUFACTURERS ASSOCIATION | NEMA | NEMA MG 2 | Safety Standard for Construction and Guide for Selection, Installation and Use of Electric Motors and Generators | 2014
10063 | 23 81 29 | VARIABLE REFRIGERANT FLOW HVAC SYSTEMS | 02/20 | NATIONAL FIRE PROTECTION ASSOCIATION | NFPA | NFPA 70 | National Electrical Code | 2023
10064 | 23 81 29 | VARIABLE REFRIGERANT FLOW HVAC SYSTEMS | 02/20 | U.S. DEPARTMENT OF DEFENSE | DOD | MIL-DTL-5541 | Chemical Conversion Coatings on Aluminum and Aluminum Alloys | 2006; Rev F; Notice 2 2024
10065 | 23 81 29 | VARIABLE REFRIGERANT FLOW HVAC SYSTEMS | 02/20 | U.S. DEPARTMENT OF ENERGY | DOE | Energy Star | Energy Star Energy Efficiency Labeling System (FEMP) | 1992; R 2006
10066 | 23 81 29 | VARIABLE REFRIGERANT FLOW HVAC SYSTEMS | 02/20 | U.S. NATIONAL ARCHIVES AND RECORDS ADMINISTRATION | NARA | 40 CFR 82 | Protection of Stratospheric Ozone
10067 | 23 81 29 | VARIABLE REFRIGERANT FLOW HVAC SYSTEMS | 02/20 | UNDERWRITERS LABORATORIES | UL | UL 207 | UL Standard for Safety Refrigerant-Containing Components and Accessories, Nonelectrical | 2022
10068 | 23 81 29 | VARIABLE REFRIGERANT FLOW HVAC SYSTEMS | 02/20 | UNDERWRITERS LABORATORIES | UL | UL 429 | Electrically Operated Valves | 2013; Reprint Mar 2021
10069 | 23 81 29 | VARIABLE REFRIGERANT FLOW HVAC SYSTEMS | 02/20 | UNDERWRITERS LABORATORIES | UL | UL 586 | UL Standard for Safety High-Efficiency Particulate, Air Filter Units | 2009; Reprint Sep 2022
10070 | 23 81 29 | VARIABLE REFRIGERANT FLOW HVAC SYSTEMS | 02/20 | UNDERWRITERS LABORATORIES | UL | UL 900 | UL Standard for SafetyStandard for Air Filter Units | 2015; Reprint Aug 2022
10071 | 23 81 29 | VARIABLE REFRIGERANT FLOW HVAC SYSTEMS | 02/20 | UNDERWRITERS LABORATORIES | UL | UL 1995 | UL Standard for Safety Heating and Cooling Equipment | 2015; Reprint Aug 2022
10072 | 23 81 47 | WATER-LOOP AND GROUND-LOOP HEAT PUMP SYSTEMS | 08/08, CHG 4: 08/18 | AMERICAN SOCIETY OF HEATING, REFRIGERATING AND AIR-CONDITIONING ENGINEERS | ASHRAE | ASHRAE 52.1 | Gravimetric and Dust-Spot Procedures for Testing Air-Cleaning Devices Used in General Ventilation for Removing Particulate Matter | 1992; Interpretation 1 2007
10073 | 23 81 47 | WATER-LOOP AND GROUND-LOOP HEAT PUMP SYSTEMS | 08/08, CHG 4: 08/18 | AMERICAN SOCIETY OF HEATING, REFRIGERATING AND AIR-CONDITIONING ENGINEERS | ASHRAE | ASHRAE 62.1 | Ventilation for Acceptable Indoor Air Quality | 2022
10074 | 23 81 47 | WATER-LOOP AND GROUND-LOOP HEAT PUMP SYSTEMS | 08/08, CHG 4: 08/18 | AMERICAN SOCIETY OF HEATING, REFRIGERATING AND AIR-CONDITIONING ENGINEERS | ASHRAE | ASHRAE FUN IP | Fundamentals Handbook, I-P Edition | 2021
10075 | 23 81 47 | WATER-LOOP AND GROUND-LOOP HEAT PUMP SYSTEMS | 08/08, CHG 4: 08/18 | AMERICAN SOCIETY OF HEATING, REFRIGERATING AND AIR-CONDITIONING ENGINEERS | ASHRAE | ASHRAE FUN SI | Fundamentals Handbook, SI Edition | 2021
10076 | 23 81 47 | WATER-LOOP AND GROUND-LOOP HEAT PUMP SYSTEMS | 08/08, CHG 4: 08/18 | AMERICAN SOCIETY OF HEATING, REFRIGERATING AND AIR-CONDITIONING ENGINEERS | ASHRAE | ASHRAE Item 90376 | Ground-Source Heat Pumps, Design of Geothermal Systems for Commercial and Institutional Buildings | 1997
10077 | 23 81 47 | WATER-LOOP AND GROUND-LOOP HEAT PUMP SYSTEMS | 08/08, CHG 4: 08/18 | AMERICAN SOCIETY OF MECHANICAL ENGINEERS | ASME | ASME B31.5 | Refrigeration Piping and Heat Transfer Components | 2022
10078 | 23 81 47 | WATER-LOOP AND GROUND-LOOP HEAT PUMP SYSTEMS | 08/08, CHG 4: 08/18 | AMERICAN SOCIETY OF MECHANICAL ENGINEERS | ASME | ASME B31.9 | Building Services Piping | 2020
10079 | 23 81 47 | WATER-LOOP AND GROUND-LOOP HEAT PUMP SYSTEMS | 08/08, CHG 4: 08/18 | ASTM INTERNATIONAL | ASTM | ASTM A53/A53M | Standard Specification for Pipe, Steel, Black and Hot-Dipped, Zinc-Coated, Welded and Seamless | 2024
10080 | 23 81 47 | WATER-LOOP AND GROUND-LOOP HEAT PUMP SYSTEMS | 08/08, CHG 4: 08/18 | ASTM INTERNATIONAL | ASTM | ASTM A126 | Standard Specification for Gray Iron Castings for Valves, Flanges, and Pipe Fittings | 2004; R 2023
10081 | 23 81 47 | WATER-LOOP AND GROUND-LOOP HEAT PUMP SYSTEMS | 08/08, CHG 4: 08/18 | ASTM INTERNATIONAL | ASTM | ASTM A653/A653M | Standard Specification for Steel Sheet, Zinc-Coated (Galvanized) or Zinc-Iron Alloy-Coated (Galvannealed) by the Hot-Dip Process | 2023
10082 | 23 81 47 | WATER-LOOP AND GROUND-LOOP HEAT PUMP SYSTEMS | 08/08, CHG 4: 08/18 | ASTM INTERNATIONAL | ASTM | ASTM B62 | Standard Specification for Composition Bronze or Ounce Metal Castings | 2017
10083 | 23 81 47 | WATER-LOOP AND GROUND-LOOP HEAT PUMP SYSTEMS | 08/08, CHG 4: 08/18 | ASTM INTERNATIONAL | ASTM | ASTM B117 | Standard Practice for Operating Salt Spray (Fog) Apparatus | 2019
10084 | 23 81 47 | WATER-LOOP AND GROUND-LOOP HEAT PUMP SYSTEMS | 08/08, CHG 4: 08/18 | ASTM INTERNATIONAL | ASTM | ASTM B265 | Standard Specification for Titanium and Titanium Alloy Strip, Sheet, and Plate | 2020a
10085 | 23 81 47 | WATER-LOOP AND GROUND-LOOP HEAT PUMP SYSTEMS | 08/08, CHG 4: 08/18 | ASTM INTERNATIONAL | ASTM | ASTM B333 | Standard Specification for Nickel-Molybdenum Alloy Plate, Sheet, and Strip | 2003; R 2018
10086 | 23 81 47 | WATER-LOOP AND GROUND-LOOP HEAT PUMP SYSTEMS | 08/08, CHG 4: 08/18 | ASTM INTERNATIONAL | ASTM | ASTM B424 | Standard Specification for Ni-Fe-Cr-Mo-Cu Alloy (UNS N08825 and UNS N08221, and UNS N06845) Plate, Sheet, and Strip | 2022
10087 | 23 81 47 | WATER-LOOP AND GROUND-LOOP HEAT PUMP SYSTEMS | 08/08, CHG 4: 08/18 | ASTM INTERNATIONAL | ASTM | ASTM D92 | Standard Test Method for Flash and Fire Points by Cleveland Open Cup Tester | 2012a
10088 | 23 81 47 | WATER-LOOP AND GROUND-LOOP HEAT PUMP SYSTEMS | 08/08, CHG 4: 08/18 | ASTM INTERNATIONAL | ASTM | ASTM D1177 | Standard Test Method for Freezing Point of Aqueous Engine Coolants | 2017
10089 | 23 81 47 | WATER-LOOP AND GROUND-LOOP HEAT PUMP SYSTEMS | 08/08, CHG 4: 08/18 | ASTM INTERNATIONAL | ASTM | ASTM D2447 | Standard Specification for Polyethylene (PE) Plastic Pipe, Schedules 40 and 80, Based on Outside Diameter | 2003
10090 | 23 81 47 | WATER-LOOP AND GROUND-LOOP HEAT PUMP SYSTEMS | 08/08, CHG 4: 08/18 | ASTM INTERNATIONAL | ASTM | ASTM D2513 | Standard Specification for Polyethylene (PE) Gas Pressure Pipe, Tubing, and Fittings | 2018a
10091 | 23 81 47 | WATER-LOOP AND GROUND-LOOP HEAT PUMP SYSTEMS | 08/08, CHG 4: 08/18 | ASTM INTERNATIONAL | ASTM | ASTM D2657 | Heat Fusion Joining Polyolefin Pipe and Fittings | 2007; R 2015
10092 | 23 81 47 | WATER-LOOP AND GROUND-LOOP HEAT PUMP SYSTEMS | 08/08, CHG 4: 08/18 | ASTM INTERNATIONAL | ASTM | ASTM D2683 | Standard Specification for Socket-Type Polyethylene Fittings for Outside Diameter-Controlled Polyethylene Pipe and Tubing | 2020
10093 | 23 81 47 | WATER-LOOP AND GROUND-LOOP HEAT PUMP SYSTEMS | 08/08, CHG 4: 08/18 | ASTM INTERNATIONAL | ASTM | ASTM D3035 | Polyethylene (PE) Plastic Pipe (DR-PR) Based on Controlled Outside Diameter | 2022
10094 | 23 81 47 | WATER-LOOP AND GROUND-LOOP HEAT PUMP SYSTEMS | 08/08, CHG 4: 08/18 | ASTM INTERNATIONAL | ASTM | ASTM D3261 | Standard Specification for Butt Heat Fusion Polyethylene (PE) Plastic Fittings for Polyethylene (PE) Plastic Pipe and Tubing | 2016
10095 | 23 81 47 | WATER-LOOP AND GROUND-LOOP HEAT PUMP SYSTEMS | 08/08, CHG 4: 08/18 | ASTM INTERNATIONAL | ASTM | ASTM D3350 | Polyethylene Plastics Pipe and Fittings Materials | 2021
10096 | 23 81 47 | WATER-LOOP AND GROUND-LOOP HEAT PUMP SYSTEMS | 08/08, CHG 4: 08/18 | ASTM INTERNATIONAL | ASTM | ASTM D3892 | Standard Practice for Packaging/Packing of Plastics | 2015
10097 | 23 81 47 | WATER-LOOP AND GROUND-LOOP HEAT PUMP SYSTEMS | 08/08, CHG 4: 08/18 | ASTM INTERNATIONAL | ASTM | ASTM F402 | Standard Practice for Safe Handling of Solvent Cements, Primers, and Cleaners Used for Joining Thermoplastic Pipe and Fittings | 2018
10098 | 23 81 47 | WATER-LOOP AND GROUND-LOOP HEAT PUMP SYSTEMS | 08/08, CHG 4: 08/18 | ASTM INTERNATIONAL | ASTM | ASTM F1105 | Preparing Aircraft Cleaning Compounds, Liquid-Type, Temperature-Sensitive, or Solvent-Based, for Storage Stability Testing | 2009; R 2014
10099 | 23 81 47 | WATER-LOOP AND GROUND-LOOP HEAT PUMP SYSTEMS | 08/08, CHG 4: 08/18 | ASTM INTERNATIONAL | ASTM | ASTM F1290 | Standard Practice for Electrofusion Joining Polyolefin Pipe and Fittings | 2019
10100 | 23 81 47 | WATER-LOOP AND GROUND-LOOP HEAT PUMP SYSTEMS | 08/08, CHG 4: 08/18 | INTERNATIONAL GROUND SOURCE HEAT PUMP ASSOCIATION | IGSHPA | IGSHPA 21010 | Grouting Procedures for Ground-Source Heat Pump Systems | 1991
10101 | 23 81 47 | WATER-LOOP AND GROUND-LOOP HEAT PUMP SYSTEMS | 08/08, CHG 4: 08/18 | INTERNATIONAL GROUND SOURCE HEAT PUMP ASSOCIATION | IGSHPA | IGSHPA 21015 | Grouting for Vertical GHP Systems | 2000
10102 | 23 81 47 | WATER-LOOP AND GROUND-LOOP HEAT PUMP SYSTEMS | 08/08, CHG 4: 08/18 | INTERNATIONAL GROUND SOURCE HEAT PUMP ASSOCIATION | IGSHPA | IGSHPA 21020 | Closed-Loop/Ground-Source Heat Pump System/Installation Guide | 1988
10103 | 23 81 47 | WATER-LOOP AND GROUND-LOOP HEAT PUMP SYSTEMS | 08/08, CHG 4: 08/18 | INTERNATIONAL GROUND SOURCE HEAT PUMP ASSOCIATION | IGSHPA | IGSHPA 21035 | Design and Installation Standards | 2017
10104 | 23 81 47 | WATER-LOOP AND GROUND-LOOP HEAT PUMP SYSTEMS | 08/08, CHG 4: 08/18 | INTERNATIONAL GROUND SOURCE HEAT PUMP ASSOCIATION | IGSHPA | IGSHPA 21060 | Soil and Rock Classification Field Manual | 1989
10105 | 23 81 47 | WATER-LOOP AND GROUND-LOOP HEAT PUMP SYSTEMS | 08/08, CHG 4: 08/18 | INTERNATIONAL ORGANIZATION FOR STANDARDIZATION | ISO | ISO 13256-1 | Water-Source Heat Pumps - Testing and Rating for Performance - Part 1: Water-to-Air and Brine-to-Air Heat Pumps | 2021
10106 | 23 81 47 | WATER-LOOP AND GROUND-LOOP HEAT PUMP SYSTEMS | 08/08, CHG 4: 08/18 | INTERNATIONAL ORGANIZATION FOR STANDARDIZATION | ISO | ISO 13256-2 | Water-Source Heat Pumps - Testing and Rating for Performance - Part 2: Water-to-Water and Brine-to-Water Heat Pumps | 2021
10107 | 23 81 47 | WATER-LOOP AND GROUND-LOOP HEAT PUMP SYSTEMS | 08/08, CHG 4: 08/18 | MANUFACTURERS STANDARDIZATION SOCIETY OF THE VALVE AND FITTINGS INDUSTRY | MSS | MSS SP-58 | Pipe Hangers and Supports - Materials, Design and Manufacture, Selection, Application, and Installation | 2018
10108 | 23 81 47 | WATER-LOOP AND GROUND-LOOP HEAT PUMP SYSTEMS | 08/08, CHG 4: 08/18 | NATIONAL ELECTRICAL MANUFACTURERS ASSOCIATION | NEMA | NEMA MG 1 | Motors and Generators | 2021
10109 | 23 81 47 | WATER-LOOP AND GROUND-LOOP HEAT PUMP SYSTEMS | 08/08, CHG 4: 08/18 | NATIONAL ELECTRICAL MANUFACTURERS ASSOCIATION | NEMA | NEMA MG 11 | Energy Management Guide for Selection and Use of Single Phase Motors | 1977; R 2012
10110 | 23 81 47 | WATER-LOOP AND GROUND-LOOP HEAT PUMP SYSTEMS | 08/08, CHG 4: 08/18 | NATIONAL FIRE PROTECTION ASSOCIATION | NFPA | NFPA 70 | National Electrical Code | 2023
10111 | 23 81 47 | WATER-LOOP AND GROUND-LOOP HEAT PUMP SYSTEMS | 08/08, CHG 4: 08/18 | NATIONAL FIRE PROTECTION ASSOCIATION | NFPA | NFPA 704 | Standard System for the Identification of the Hazards of Materials for Emergency Response | 2022
10112 | 23 81 47 | WATER-LOOP AND GROUND-LOOP HEAT PUMP SYSTEMS | 08/08, CHG 4: 08/18 | NATIONAL INSTITUTE OF STANDARDS AND TECHNOLOGY | NIST | NIST HB 135 | Life Cycle Costing Manual for the Federal Energy Management Program | 1995; Annual Suppl 2010
10113 | 23 81 47 | WATER-LOOP AND GROUND-LOOP HEAT PUMP SYSTEMS | 08/08, CHG 4: 08/18 | NSF INTERNATIONAL | NSF | NSF/ANSI 60 | Drinking Water Treatment Chemicals - Health Effects | 2022; Addenda 2022
10114 | 23 81 47 | WATER-LOOP AND GROUND-LOOP HEAT PUMP SYSTEMS | 08/08, CHG 4: 08/18 | SHEET METAL AND AIR CONDITIONING CONTRACTORS' NATIONAL ASSOCIATION | SMACNA | SMACNA 1966 | HVAC Duct Construction Standards Metal and Flexible, 4th Edition | 2020
10115 | 23 81 47 | WATER-LOOP AND GROUND-LOOP HEAT PUMP SYSTEMS | 08/08, CHG 4: 08/18 | U.S. DEPARTMENT OF ENERGY | DOE | Energy Star | Energy Star Energy Efficiency Labeling System (FEMP) | 1992; R 2006
10116 | 23 81 47 | WATER-LOOP AND GROUND-LOOP HEAT PUMP SYSTEMS | 08/08, CHG 4: 08/18 | U.S. NATIONAL ARCHIVES AND RECORDS ADMINISTRATION | NARA | 29 CFR 1910 | Occupational Safety and Health Standards
10117 | 23 81 47 | WATER-LOOP AND GROUND-LOOP HEAT PUMP SYSTEMS | 08/08, CHG 4: 08/18 | U.S. NATIONAL ARCHIVES AND RECORDS ADMINISTRATION | NARA | 40 CFR 82 | Protection of Stratospheric Ozone
10118 | 23 81 47 | WATER-LOOP AND GROUND-LOOP HEAT PUMP SYSTEMS | 08/08, CHG 4: 08/18 | UNDERWRITERS LABORATORIES | UL | UL 10B | Fire Tests of Door Assemblies | 2008; Reprint May 2020
10119 | 23 81 47 | WATER-LOOP AND GROUND-LOOP HEAT PUMP SYSTEMS | 08/08, CHG 4: 08/18 | UNDERWRITERS LABORATORIES | UL | UL 94 | UL Standard for Safety Tests for Flammability of Plastic Materials for Parts in Devices and Appliances | 2023; Reprint Jan 2024
10120 | 23 82 00.00 20 | TERMINAL HEATING UNITS | 02/16, CHG 1: 08/18 | AMERICAN NATIONAL STANDARDS INSTITUTE | ANSI | ANSI Z83.8/CSA 2.6 | Gas Unit Heaters, Gas Packaged Heaters, Gas Utility Heaters, and Gas-Fired Duct Furnaces | 2016; R 2021
10121 | 23 82 00.00 20 | TERMINAL HEATING UNITS | 02/16, CHG 1: 08/18 | AMERICAN NATIONAL STANDARDS INSTITUTE | ANSI | ANSI Z83.19/CSA 2.35 | Gas-Fired High-Intensity Infrared Heaters | 2017; R 2022
10122 | 23 82 00.00 20 | TERMINAL HEATING UNITS | 02/16, CHG 1: 08/18 | AMERICAN SOCIETY OF HEATING, REFRIGERATING AND AIR-CONDITIONING ENGINEERS | ASHRAE | ASHRAE 33 | Method of Testing Forced Circulation Air Cooling and Air Heating Coils | 2016
10123 | 23 82 00.00 20 | TERMINAL HEATING UNITS | 02/16, CHG 1: 08/18 | ASTM INTERNATIONAL | ASTM | ASTM A109/A109M | Standard Specification for Steel, Strip, Carbon (0.25 Maximum Percent), Cold-Rolled | 2024
10124 | 23 82 00.00 20 | TERMINAL HEATING UNITS | 02/16, CHG 1: 08/18 | ASTM INTERNATIONAL | ASTM | ASTM A123/A123M | Standard Specification for Zinc (Hot-Dip Galvanized) Coatings on Iron and Steel Products | 2017
10125 | 23 82 00.00 20 | TERMINAL HEATING UNITS | 02/16, CHG 1: 08/18 | ASTM INTERNATIONAL | ASTM | ASTM A240/A240M | Standard Specification for Chromium and Chromium-Nickel Stainless Steel Plate, Sheet, and Strip for Pressure Vessels and for General Applications | 2024
10126 | 23 82 00.00 20 | TERMINAL HEATING UNITS | 02/16, CHG 1: 08/18 | ASTM INTERNATIONAL | ASTM | ASTM A463/A463M | Standard Specification for Steel Sheet, Aluminum-Coated, by the Hot-Dip Process | 2022
10127 | 23 82 00.00 20 | TERMINAL HEATING UNITS | 02/16, CHG 1: 08/18 | ASTM INTERNATIONAL | ASTM | ASTM A653/A653M | Standard Specification for Steel Sheet, Zinc-Coated (Galvanized) or Zinc-Iron Alloy-Coated (Galvannealed) by the Hot-Dip Process | 2023
10128 | 23 82 00.00 20 | TERMINAL HEATING UNITS | 02/16, CHG 1: 08/18 | ASTM INTERNATIONAL | ASTM | ASTM A1011/A1011M | Standard Specification for Steel Sheet and Strip, Hot-Rolled, Carbon, Structural, High-Strength Low-Alloy, High-Strength Low-Alloy with Improved Formability, and Ultra-High Strength | 2023
10129 | 23 82 00.00 20 | TERMINAL HEATING UNITS | 02/16, CHG 1: 08/18 | ASTM INTERNATIONAL | ASTM | ASTM B117 | Standard Practice for Operating Salt Spray (Fog) Apparatus | 2019
10130 | 23 82 00.00 20 | TERMINAL HEATING UNITS | 02/16, CHG 1: 08/18 | ASTM INTERNATIONAL | ASTM | ASTM B209 | Standard Specification for Aluminum and Aluminum-Alloy Sheet and Plate | 2014
10131 | 23 82 00.00 20 | TERMINAL HEATING UNITS | 02/16, CHG 1: 08/18 | ASTM INTERNATIONAL | ASTM | ASTM B209M | Standard Specification for Aluminum and Aluminum-Alloy Sheet and Plate (Metric) | 2014
10132 | 23 82 00.00 20 | TERMINAL HEATING UNITS | 02/16, CHG 1: 08/18 | ASTM INTERNATIONAL | ASTM | ASTM D1654 | Standard Test Method for Evaluation of Painted or Coated Specimens Subjected to Corrosive Environments | 2008; R 2016; E 2017
10133 | 23 82 00.00 20 | TERMINAL HEATING UNITS | 02/16, CHG 1: 08/18 | NATIONAL ELECTRICAL MANUFACTURERS ASSOCIATION | NEMA | NEMA ICS 2 | Industrial Control and Systems Controllers, Contactors, and Overload Relays Rated 600 V | 2000; R 2020
10134 | 23 82 00.00 20 | TERMINAL HEATING UNITS | 02/16, CHG 1: 08/18 | NATIONAL ELECTRICAL MANUFACTURERS ASSOCIATION | NEMA | NEMA ICS 6 | Industrial Control and Systems: Enclosures | 1993; R 2016
10135 | 23 82 00.00 20 | TERMINAL HEATING UNITS | 02/16, CHG 1: 08/18 | NATIONAL ELECTRICAL MANUFACTURERS ASSOCIATION | NEMA | NEMA MG 1 | Motors and Generators | 2021
10136 | 23 82 00.00 20 | TERMINAL HEATING UNITS | 02/16, CHG 1: 08/18 | NATIONAL FIRE PROTECTION ASSOCIATION | NFPA | NFPA 54 | National Fuel Gas Code | 2024
10137 | 23 82 00.00 20 | TERMINAL HEATING UNITS | 02/16, CHG 1: 08/18 | NATIONAL FIRE PROTECTION ASSOCIATION | NFPA | NFPA 70 | National Electrical Code | 2023
10138 | 23 82 00.00 20 | TERMINAL HEATING UNITS | 02/16, CHG 1: 08/18 | NATIONAL FIRE PROTECTION ASSOCIATION | NFPA | NFPA 90A | Standard for the Installation of Air Conditioning and Ventilating Systems | 2024
10139 | 23 82 00.00 20 | TERMINAL HEATING UNITS | 02/16, CHG 1: 08/18 | NATIONAL FIRE PROTECTION ASSOCIATION | NFPA | NFPA 90B | Standard for the Installation of Warm Air Heating and Air Conditioning Systems | 2024
10140 | 23 82 00.00 20 | TERMINAL HEATING UNITS | 02/16, CHG 1: 08/18 | NATIONAL FIRE PROTECTION ASSOCIATION | NFPA | NFPA 91 | Standard for Exhaust Systems for Air Conveying of Vapors, Gases, Mists and Noncombustible Particulate Solids | 2020
10141 | 23 82 00.00 20 | TERMINAL HEATING UNITS | 02/16, CHG 1: 08/18 | NATIONAL FIRE PROTECTION ASSOCIATION | NFPA | NFPA 211 | Standard for Chimneys, Fireplaces, Vents, and Solid Fuel-Burning Appliances | 2019
10142 | 23 82 00.00 20 | TERMINAL HEATING UNITS | 02/16, CHG 1: 08/18 | UNDERWRITERS LABORATORIES | UL | UL 441 | UL Standard for Safety Gas Vents | 2016; Reprint Apr 2024
10143 | 23 82 00.00 20 | TERMINAL HEATING UNITS | 02/16, CHG 1: 08/18 | UNDERWRITERS LABORATORIES | UL | UL 731 | UL Standard for Safety Oil-Fired Unit Heaters | 2018; Reprint Nov 2021
10144 | 23 83 00.00 20 | ELECTRIC SPACE HEATING EQUIPMENT | 04/06 | NATIONAL ELECTRICAL MANUFACTURERS ASSOCIATION | NEMA | NEMA DC 3 | Residential Controls - Electrical Wall-Mounted Room Thermostats | 2013
10145 | 23 83 00.00 20 | ELECTRIC SPACE HEATING EQUIPMENT | 04/06 | NATIONAL ELECTRICAL MANUFACTURERS ASSOCIATION | NEMA | NEMA ICS 2 | Industrial Control and Systems Controllers, Contactors, and Overload Relays Rated 600 V | 2000; R 2020
10146 | 23 83 00.00 20 | ELECTRIC SPACE HEATING EQUIPMENT | 04/06 | NATIONAL FIRE PROTECTION ASSOCIATION | NFPA | NFPA 70 | National Electrical Code | 2023
10147 | 23 83 00.00 20 | ELECTRIC SPACE HEATING EQUIPMENT | 04/06 | UNDERWRITERS LABORATORIES | UL | UL 1025 | Electric Air Heaters | 1980; R 1990, Bul. 1991
10148 | 23 83 00.00 20 | ELECTRIC SPACE HEATING EQUIPMENT | 04/06 | UNDERWRITERS LABORATORIES | UL | UL 1042 | UL Standard for Safety Electric Baseboard Heating Equipment | 2009; Reprint Feb 2021
10149 | 23 84 19.00 | DESICCANT COOLING SYSTEMS | 02/18 | AIR-CONDITIONING, HEATING AND REFRIGERATION INSTITUTE | AHRI | AHRI 700 | Specifications for Fluorocarbon Refrigerants | 2016
10150 | 23 84 19.00 | DESICCANT COOLING SYSTEMS | 02/18 | AIR-CONDITIONING, HEATING AND REFRIGERATION INSTITUTE | AHRI | ANSI/AHRI 210/240 | Performance Rating of Unitary Air-Conditioning & Air-Source Heat Pump Equipment | 2008; Add 1 2011; Add 2 2012
10151 | 23 84 19.00 | DESICCANT COOLING SYSTEMS | 02/18 | AMERICAN SOCIETY OF HEATING, REFRIGERATING AND AIR-CONDITIONING ENGINEERS | ASHRAE | ASHRAE 15 & 34 | ASHRAE Standard 34-2016 Safety Standard for Refrigeration Systems/ASHRAE Standard 34-2016 Designation and Safety Classification of Refrigerants-ASHRAE Standard 34-2016 | 2013
10152 | 23 84 19.00 | DESICCANT COOLING SYSTEMS | 02/18 | AMERICAN SOCIETY OF HEATING, REFRIGERATING AND AIR-CONDITIONING ENGINEERS | ASHRAE | ASHRAE 84 | Method of Testing Air-to-Air Heat/Energy Exchangers | 2024
10153 | 23 84 19.00 | DESICCANT COOLING SYSTEMS | 02/18 | AMERICAN SOCIETY OF MECHANICAL ENGINEERS | ASME | ASME B31.1 | Power Piping | 2022
10154 | 23 84 19.00 | DESICCANT COOLING SYSTEMS | 02/18 | AMERICAN SOCIETY OF MECHANICAL ENGINEERS | ASME | ASME BPVC SEC IX | BPVC Section IX-Welding, Brazing and Fusing Qualifications | 2017; Errata 2018
10155 | 23 84 19.00 | DESICCANT COOLING SYSTEMS | 02/18 | ASTM INTERNATIONAL | ASTM | ASTM A307 | Standard Specification for Carbon Steel Bolts, Studs, and Threaded Rod 60 000 PSI Tensile Strength | 2021
10156 | 23 84 19.00 | DESICCANT COOLING SYSTEMS | 02/18 | ASTM INTERNATIONAL | ASTM | ASTM B209 | Standard Specification for Aluminum and Aluminum-Alloy Sheet and Plate | 2014
10157 | 23 84 19.00 | DESICCANT COOLING SYSTEMS | 02/18 | ASTM INTERNATIONAL | ASTM | ASTM B209M | Standard Specification for Aluminum and Aluminum-Alloy Sheet and Plate (Metric) | 2014
10158 | 23 84 19.00 | DESICCANT COOLING SYSTEMS | 02/18 | ASTM INTERNATIONAL | ASTM | ASTM B210/B210M | Standard Specification for Aluminum and Aluminum-Alloy Drawn Seamless Tubes | 2019a
10159 | 23 84 19.00 | DESICCANT COOLING SYSTEMS | 02/18 | ASTM INTERNATIONAL | ASTM | ASTM D1784 | Standard Specification for Rigid Poly(Vinyl Chloride) (PVC) Compounds and Chlorinated Poly(Vinyl Chloride) (CPVC) Compounds | 2020
10160 | 23 84 19.00 | DESICCANT COOLING SYSTEMS | 02/18 | ASTM INTERNATIONAL | ASTM | ASTM F104 | Standard Classification System for Nonmetallic Gasket Materials | 2011; R 2020
10161 | 23 84 19.00 | DESICCANT COOLING SYSTEMS | 02/18 | NATIONAL ELECTRICAL MANUFACTURERS ASSOCIATION | NEMA | NEMA MG 1 | Motors and Generators | 2021
10162 | 25 05 11 | CYBERSECURITY FOR FACILITY-RELATED CONTROL SYSTEMS | 08/24 | AMERICAN SOCIETY OF HEATING, REFRIGERATING AND AIR-CONDITIONING ENGINEERS | ASHRAE | ASHRAE 135 | BACnet—A Data Communication Protocol for Building Automation and Control Networks | 2020; Interpretation 1-8 2021; Errata 1-2 2021; Addenda CD 2021; Addenda BV-CE 2022; Interpretation 9-12 2022; Interpretation 13-24 2023; Addenda BV-CF 2023; Errata 3 2023
10163 | 25 05 11 | CYBERSECURITY FOR FACILITY-RELATED CONTROL SYSTEMS | 08/24 | INSTITUTE OF ELECTRICAL AND ELECTRONICS ENGINEERS | IEEE | IEEE 802.1x | Local and Metropolitan Area Networks - Port Based Network Access Control | 2010
10164 | 25 05 11 | CYBERSECURITY FOR FACILITY-RELATED CONTROL SYSTEMS | 08/24 | INTERNET ENGINEERING TASK FORCE | IETF | IETF RFC 2819 | Remote Network Monitoring (RMON) Management Information Base (MIB) | 2000
10165 | 25 05 11 | CYBERSECURITY FOR FACILITY-RELATED CONTROL SYSTEMS | 08/24 | NATIONAL INSTITUTE OF STANDARDS AND TECHNOLOGY | NIST | NIST FIPS 140-2 | Security Requirements for Cryptographic Modules | 2001
10166 | 25 05 11 | CYBERSECURITY FOR FACILITY-RELATED CONTROL SYSTEMS | 08/24 | NATIONAL INSTITUTE OF STANDARDS AND TECHNOLOGY | NIST | NIST FIPS 201-2 | Personal Identity Verification (PIV) of Federal Employees and Contractors | 2013
10167 | 25 05 11 | CYBERSECURITY FOR FACILITY-RELATED CONTROL SYSTEMS | 08/24 | U.S. DEPARTMENT OF DEFENSE | DOD | DODI 8551.01 | Ports, Protocols, and Services Management (PPSM) | 2014
10168 | 25 05 11 | CYBERSECURITY FOR FACILITY-RELATED CONTROL SYSTEMS | 08/24 | U.S. DEPARTMENT OF DEFENSE | DOD | DTM 08-060 | Policy on Use of Department of Defense (DoD) Information Systems - Standard Consent Banner and User Agreement | 2008
10169 | 25 08 11.00 20 | RISK MANAGEMENT FRAMEWORK FOR FACILITY-RELATED CONTROL SYSTEMS | 11/20 | NATIONAL INSTITUTE OF STANDARDS AND TECHNOLOGY | NIST | NIST FIPS 201-2 | Personal Identity Verification (PIV) of Federal Employees and Contractors | 2013
10170 | 25 08 11.00 20 | RISK MANAGEMENT FRAMEWORK FOR FACILITY-RELATED CONTROL SYSTEMS | 11/20 | NATIONAL INSTITUTE OF STANDARDS AND TECHNOLOGY | NIST | NIST SP 800-82 | Guide to Industrial Control Systems (ICS) Security | 2015; Rev 2
10171 | 25 08 11.00 20 | RISK MANAGEMENT FRAMEWORK FOR FACILITY-RELATED CONTROL SYSTEMS | 11/20 | U.S. DEPARTMENT OF DEFENSE | DOD | DOD 8510.01 | Risk Management Framework (RMF) for DoD Systems | 2022
10172 | 25 08 11.00 20 | RISK MANAGEMENT FRAMEWORK FOR FACILITY-RELATED CONTROL SYSTEMS | 11/20 | U.S. DEPARTMENT OF DEFENSE | DOD | DODI 8551.01 | Ports, Protocols, and Services Management (PPSM) | 2014
10173 | 25 10 10 | UTILITY MONITORING AND CONTROL SYSTEM (UMCS) FRONT END AND INTEGRATION | 02/19, CHG 1: 05/21 | AMERICAN NATIONAL STANDARDS INSTITUTE | ANSI | ANSI INCITS 154 | Office Machines and Supplies - Alphanumeric Machines - Keyboard Arrangement | 1988; R 2004
10174 | 25 10 10 | UTILITY MONITORING AND CONTROL SYSTEM (UMCS) FRONT END AND INTEGRATION | 02/19, CHG 1: 05/21 | AMERICAN SOCIETY OF HEATING, REFRIGERATING AND AIR-CONDITIONING ENGINEERS | ASHRAE | ASHRAE 135 | BACnet—A Data Communication Protocol for Building Automation and Control Networks | 2020; Interpretation 1-8 2021; Errata 1-2 2021; Addenda CD 2021; Addenda BV-CE 2022; Interpretation 9-12 2022; Interpretation 13-24 2023; Addenda BV-CF 2023; Errata 3 2023
10175 | 25 10 10 | UTILITY MONITORING AND CONTROL SYSTEM (UMCS) FRONT END AND INTEGRATION | 02/19, CHG 1: 05/21 | AMERICAN SOCIETY OF HEATING, REFRIGERATING AND AIR-CONDITIONING ENGINEERS | ASHRAE | ASHRAE FUN IP | Fundamentals Handbook, I-P Edition | 2021
10176 | 25 10 10 | UTILITY MONITORING AND CONTROL SYSTEM (UMCS) FRONT END AND INTEGRATION | 02/19, CHG 1: 05/21 | AMERICAN SOCIETY OF HEATING, REFRIGERATING AND AIR-CONDITIONING ENGINEERS | ASHRAE | ASHRAE FUN SI | Fundamentals Handbook, SI Edition | 2021
10177 | 25 10 10 | UTILITY MONITORING AND CONTROL SYSTEM (UMCS) FRONT END AND INTEGRATION | 02/19, CHG 1: 05/21 | CONSUMER ELECTRONICS ASSOCIATION | CEA | CEA-709.1-D | Control Network Protocol Specification | 2014
10178 | 25 10 10 | UTILITY MONITORING AND CONTROL SYSTEM (UMCS) FRONT END AND INTEGRATION | 02/19, CHG 1: 05/21 | CONSUMER ELECTRONICS ASSOCIATION | CEA | CEA-709.3 | Free-Topology Twisted-Pair Channel Specification | 1999; R 2015
10179 | 25 10 10 | UTILITY MONITORING AND CONTROL SYSTEM (UMCS) FRONT END AND INTEGRATION | 02/19, CHG 1: 05/21 | CONSUMER ELECTRONICS ASSOCIATION | CEA | CEA-852-C | Tunneling Device Area Network Protocols Over Internet Protocol Channels | 2014
10180 | 25 10 10 | UTILITY MONITORING AND CONTROL SYSTEM (UMCS) FRONT END AND INTEGRATION | 02/19, CHG 1: 05/21 | INSTITUTE OF ELECTRICAL AND ELECTRONICS ENGINEERS | IEEE | IEEE 754 | Floating-Point Arithmetic - IEEE Computer Society | 2008
10181 | 25 10 10 | UTILITY MONITORING AND CONTROL SYSTEM (UMCS) FRONT END AND INTEGRATION | 02/19, CHG 1: 05/21 | INSTITUTE OF ELECTRICAL AND ELECTRONICS ENGINEERS | IEEE | IEEE 802.11 | Information Technology-Telecommunications and Information Exchange Between Systems Local and Metropolitan Area Networks - Specific Requirements Part 11: Wireless LAN Medium Access Control (MAC) and Physical Layer (PHY) Specifications Amendment 3: Wake-Up Radio Operation | 2020; BD 2022
10182 | 25 10 10 | UTILITY MONITORING AND CONTROL SYSTEM (UMCS) FRONT END AND INTEGRATION | 02/19, CHG 1: 05/21 | INSTITUTE OF ELECTRICAL AND ELECTRONICS ENGINEERS | IEEE | IEEE 1815 | Exchanging Information Between Networks Implementing IEC 61850 and IEEE Std 1815 [Distributed Network Protocol (DNP3)] | 2015; CORR 2016
10183 | 25 10 10 | UTILITY MONITORING AND CONTROL SYSTEM (UMCS) FRONT END AND INTEGRATION | 02/19, CHG 1: 05/21 | INSTITUTE OF ELECTRICAL AND ELECTRONICS ENGINEERS | IEEE | IEEE C62.41 | Recommended Practice on Surge Voltages in Low-Voltage AC Power Circuits | 1991; R 1995
10184 | 25 10 10 | UTILITY MONITORING AND CONTROL SYSTEM (UMCS) FRONT END AND INTEGRATION | 02/19, CHG 1: 05/21 | INSTITUTE OF ELECTRICAL AND ELECTRONICS ENGINEERS | IEEE | IEEE Stds Dictionary | IEEE Standards Dictionary: Glossary of Terms & Definitions | 2009
10185 | 25 10 10 | UTILITY MONITORING AND CONTROL SYSTEM (UMCS) FRONT END AND INTEGRATION | 02/19, CHG 1: 05/21 | INTERNATIONAL ORGANIZATION FOR STANDARDIZATION | ISO | ISO 8601 | Data Elements and Interchange Formats - Information Interchange - Representation of Dates and Times | 2004
10186 | 25 10 10 | UTILITY MONITORING AND CONTROL SYSTEM (UMCS) FRONT END AND INTEGRATION | 02/19, CHG 1: 05/21 | INTERNATIONAL ORGANIZATION FOR STANDARDIZATION | ISO | ISO 8859-1 | Information Technology - 8-Bit Single-Byte Coded Graphic Character Sets - Part 1: Latin Alphabet No. 1 | 1998
10187 | 25 10 10 | UTILITY MONITORING AND CONTROL SYSTEM (UMCS) FRONT END AND INTEGRATION | 02/19, CHG 1: 05/21 | INTERNET ENGINEERING TASK FORCE | IETF | IETF RFC 4361 | Node-specific Client Identifiers for Dynamic Host Configuration Protocol Version Four (DHCPv4) | 2006
10188 | 25 10 10 | UTILITY MONITORING AND CONTROL SYSTEM (UMCS) FRONT END AND INTEGRATION | 02/19, CHG 1: 05/21 | INTERNET ENGINEERING TASK FORCE | IETF | IETF RFC 7465 | Prohibiting RC4 Cipher Suites | 2015
10189 | 25 10 10 | UTILITY MONITORING AND CONTROL SYSTEM (UMCS) FRONT END AND INTEGRATION | 02/19, CHG 1: 05/21 | INTERNET ENGINEERING TASK FORCE | IETF | RFC 821 | Simple Mail Transfer Protocol (SMTP) | 2001
10190 | 25 10 10 | UTILITY MONITORING AND CONTROL SYSTEM (UMCS) FRONT END AND INTEGRATION | 02/19, CHG 1: 05/21 | LONMARK INTERNATIONAL | LonMark | LonMark Interoperability Guide | LonMark Application-Layer Interoperability Guide and LonMark Layer 1-6 Interoperability Guide; Version 3.4 | 2005
10191 | 25 10 10 | UTILITY MONITORING AND CONTROL SYSTEM (UMCS) FRONT END AND INTEGRATION | 02/19, CHG 1: 05/21 | LONMARK INTERNATIONAL | LonMark | LonMark SNVT List | LonMark SNVT Master List; Version 15 | 2014
10192 | 25 10 10 | UTILITY MONITORING AND CONTROL SYSTEM (UMCS) FRONT END AND INTEGRATION | 02/19, CHG 1: 05/21 | LONMARK INTERNATIONAL | LonMark | LonMark XIF Guide | LonMark External Interface File Reference Guide; Revision 4.402 | 2001
10193 | 25 10 10 | UTILITY MONITORING AND CONTROL SYSTEM (UMCS) FRONT END AND INTEGRATION | 02/19, CHG 1: 05/21 | MODBUS ORGANIZATION, INC | MODBUS | MODBUS Protocol | Modbus Application Protocol Specification; Version 1.1b3 | 2012
10194 | 25 10 10 | UTILITY MONITORING AND CONTROL SYSTEM (UMCS) FRONT END AND INTEGRATION | 02/19, CHG 1: 05/21 | MODBUS ORGANIZATION, INC | MODBUS | MODBUS TCP/IP | Modbus Messaging on TCP/IP Implementation Guide; Version V1.0b | 2006
10195 | 25 10 10 | UTILITY MONITORING AND CONTROL SYSTEM (UMCS) FRONT END AND INTEGRATION | 02/19, CHG 1: 05/21 | NATIONAL ELECTRICAL MANUFACTURERS ASSOCIATION | NEMA | NEMA 250 | Enclosures for Electrical Equipment (1000 Volts Maximum) | 2020
10196 | 25 10 10 | UTILITY MONITORING AND CONTROL SYSTEM (UMCS) FRONT END AND INTEGRATION | 02/19, CHG 1: 05/21 | NATIONAL FIRE PROTECTION ASSOCIATION | NFPA | NFPA 70 | National Electrical Code | 2023
10197 | 25 10 10 | UTILITY MONITORING AND CONTROL SYSTEM (UMCS) FRONT END AND INTEGRATION | 02/19, CHG 1: 05/21 | NATIONAL FIRE PROTECTION ASSOCIATION | NFPA | NFPA 262 | Standard Method of Test for Flame Travel and Smoke of Wires and Cables for Use in Air-Handling Spaces | 2023
10198 | 25 10 10 | UTILITY MONITORING AND CONTROL SYSTEM (UMCS) FRONT END AND INTEGRATION | 02/19, CHG 1: 05/21 | OPC FOUNDATION | OPC | OPC DA | OPC Data Access (DA) | Ver 3.0; Errata
10199 | 25 10 10 | UTILITY MONITORING AND CONTROL SYSTEM (UMCS) FRONT END AND INTEGRATION | 02/19, CHG 1: 05/21 | TELECOMMUNICATIONS INDUSTRY ASSOCIATION | TIA | TIA-568.1 | Commercial Building Telecommunications Infrastructure Standard | 2020e
10200 | 25 10 10 | UTILITY MONITORING AND CONTROL SYSTEM (UMCS) FRONT END AND INTEGRATION | 02/19, CHG 1: 05/21 | TELECOMMUNICATIONS INDUSTRY ASSOCIATION | TIA | TIA-606 | Administration Standard for Telecommunications Infrastructure | 2021d
10201 | 25 10 10 | UTILITY MONITORING AND CONTROL SYSTEM (UMCS) FRONT END AND INTEGRATION | 02/19, CHG 1: 05/21 | TELECOMMUNICATIONS INDUSTRY ASSOCIATION | TIA | TIA-607 | Generic Telecommunications Bonding and Grounding (Earthing) for Customer Premises | 2019d
10202 | 25 10 10 | UTILITY MONITORING AND CONTROL SYSTEM (UMCS) FRONT END AND INTEGRATION | 02/19, CHG 1: 05/21 | TRIDIUM, INC | TRIDIUM | Niagara Framework | NiagaraAX User's Guide | 2021
10203 | 25 10 10 | UTILITY MONITORING AND CONTROL SYSTEM (UMCS) FRONT END AND INTEGRATION | 02/19, CHG 1: 05/21 | TRIDIUM, INC | TRIDIUM | Tridium Open NiCS | Understanding the NiagaraAX Compatibility Statement (NiCS) | 2021
10204 | 25 10 10 | UTILITY MONITORING AND CONTROL SYSTEM (UMCS) FRONT END AND INTEGRATION | 02/19, CHG 1: 05/21 | U.S. FEDERAL COMMUNICATIONS COMMISSION | FCC | FCC EMC | FCC Electromagnetic Compliance Requirements | 2002
10205 | 25 10 10 | UTILITY MONITORING AND CONTROL SYSTEM (UMCS) FRONT END AND INTEGRATION | 02/19, CHG 1: 05/21 | U.S. FEDERAL COMMUNICATIONS COMMISSION | FCC | FCC Part 15 | Radio Frequency Devices (47 CFR 15)
10206 | 25 10 10 | UTILITY MONITORING AND CONTROL SYSTEM (UMCS) FRONT END AND INTEGRATION | 02/19, CHG 1: 05/21 | UNDERWRITERS LABORATORIES | UL | UL 1778 | UL Standard for Safety Uninterruptible Power Systems | 2014; Reprint Apr 2023
10207 | 25 10 10 | UTILITY MONITORING AND CONTROL SYSTEM (UMCS) FRONT END AND INTEGRATION | 02/19, CHG 1: 05/21 | UNDERWRITERS LABORATORIES | UL | UL 60950 | Safety of Information Technology Equipment | 2000; Reprint Oct 2007
10208 | 26 05 13.00 10 | MEDIUM-VOLTAGE CABLES | 11/23 | ASSOCIATION OF EDISON ILLUMINATING COMPANIES | AEIC | AEIC CS1 | Impregnated-Paper-Insulated, Metallic Sheathed Cable, Solid Type | 2012
10209 | 26 05 13.00 10 | MEDIUM-VOLTAGE CABLES | 11/23 | ASSOCIATION OF EDISON ILLUMINATING COMPANIES | AEIC | AEIC CS8 | Specification for Extruded Dielectric Shielded Power Cables Rated 5 Through 46 kV | 2013
10210 | 26 05 13.00 10 | MEDIUM-VOLTAGE CABLES | 11/23 | ASTM INTERNATIONAL | ASTM | ASTM B3 | Standard Specification for Soft or Annealed Copper Wire | 2013; R 2024
10211 | 26 05 13.00 10 | MEDIUM-VOLTAGE CABLES | 11/23 | ASTM INTERNATIONAL | ASTM | ASTM B8 | Standard Specification for Concentric-Lay-Stranded Copper Conductors, Hard, Medium-Hard, or Soft | 2023
10212 | 26 05 13.00 10 | MEDIUM-VOLTAGE CABLES | 11/23 | ASTM INTERNATIONAL | ASTM | ASTM D746 | Standard Test Method for Brittleness Temperature of Plastics and Elastomers by Impact | 2014
10213 | 26 05 13.00 10 | MEDIUM-VOLTAGE CABLES | 11/23 | INSTITUTE OF ELECTRICAL AND ELECTRONICS ENGINEERS | IEEE | IEEE 48 | Test Procedures and Requirements for Alternating-Current Cable Terminations Used on Shielded Cables Having Laminated Insulation Rated 2.5 kV through 765 kV or Extruded Insulation Rated 2.5 kV through 500 kV | 2020
10214 | 26 05 13.00 10 | MEDIUM-VOLTAGE CABLES | 11/23 | INSTITUTE OF ELECTRICAL AND ELECTRONICS ENGINEERS | IEEE | IEEE 383 | Qualifying Electric Cables and Splices for Nuclear Facilities | 2023
10215 | 26 05 13.00 10 | MEDIUM-VOLTAGE CABLES | 11/23 | INSTITUTE OF ELECTRICAL AND ELECTRONICS ENGINEERS | IEEE | IEEE 386 | Separable Insulated Connector Systems for Power Distribution Systems Rated 2.5 kV through 35 kV | 2016
10216 | 26 05 13.00 10 | MEDIUM-VOLTAGE CABLES | 11/23 | INSTITUTE OF ELECTRICAL AND ELECTRONICS ENGINEERS | IEEE | IEEE 400.2 | Guide for Field Testing of Shielded Power Cable Systems Using Very Low Frequency (VLF) | 2013
10217 | 26 05 13.00 10 | MEDIUM-VOLTAGE CABLES | 11/23 | INSTITUTE OF ELECTRICAL AND ELECTRONICS ENGINEERS | IEEE | IEEE 404 | Standard for Extruded and Laminated Dielectric Shielded Cable Joints Rated 2500 V to 500,000 V | 2012
10218 | 26 05 13.00 10 | MEDIUM-VOLTAGE CABLES | 11/23 | INSTITUTE OF ELECTRICAL AND ELECTRONICS ENGINEERS | IEEE | IEEE 1202 | Flame-Propagation Testing of Wire and Cable | 2006; R 2012; CORR 1 2012
10219 | 26 05 13.00 10 | MEDIUM-VOLTAGE CABLES | 11/23 | INSTITUTE OF ELECTRICAL AND ELECTRONICS ENGINEERS | IEEE | IEEE C2 | National Electrical Safety Code | 2023
10220 | 26 05 13.00 10 | MEDIUM-VOLTAGE CABLES | 11/23 | INTERNATIONAL ELECTRICAL TESTING ASSOCIATION | NETA | NETA ATS | Standard for Acceptance Testing Specifications for Electrical Power Equipment and Systems | 2021
10221 | 26 05 13.00 10 | MEDIUM-VOLTAGE CABLES | 11/23 | NATIONAL ELECTRICAL MANUFACTURERS ASSOCIATION | NEMA | ANSI C119.1 | Electric Connectors - Sealed Insulated Underground Connector Systems Rated 600 Volts | 2023
10222 | 26 05 13.00 10 | MEDIUM-VOLTAGE CABLES | 11/23 | NATIONAL ELECTRICAL MANUFACTURERS ASSOCIATION | NEMA | ANSI/NEMA WC 71/ICEA S-96-659 | Standard for Nonshielded Cables Rated 2001-5000 Volts for use in the Distribution of Electric Energy | 2014; R 2022
10223 | 26 05 13.00 10 | MEDIUM-VOLTAGE CABLES | 11/23 | NATIONAL ELECTRICAL MANUFACTURERS ASSOCIATION | NEMA | NEMA WC 70 | Power Cable Rated 2000 Volts or Less for the Distribution of Electrical Energy | 2021
10224 | 26 05 13.00 10 | MEDIUM-VOLTAGE CABLES | 11/23 | NATIONAL ELECTRICAL MANUFACTURERS ASSOCIATION | NEMA | NEMA WC 74/ICEA S-93-639 | 5-46 kV Shielded Power Cable for Use in the Transmission and Distribution of Electric Energy | 2022
10225 | 26 05 13.00 10 | MEDIUM-VOLTAGE CABLES | 11/23 | NATIONAL ELECTRICAL MANUFACTURERS ASSOCIATION | NEMA | NEMA WC 27500 | Standard for Aerospace and Industrial Electrical Cable | 2020
10226 | 26 05 13.00 10 | MEDIUM-VOLTAGE CABLES | 11/23 | NATIONAL FIRE PROTECTION ASSOCIATION | NFPA | NFPA 70 | National Electrical Code | 2023
10227 | 26 05 13.00 10 | MEDIUM-VOLTAGE CABLES | 11/23 | NATIONAL FIRE PROTECTION ASSOCIATION | NFPA | NFPA 70B | Recommended Practice for Electrical Equipment Maintenance | 2023
10228 | 26 05 13.00 10 | MEDIUM-VOLTAGE CABLES | 11/23 | NATIONAL FIRE PROTECTION ASSOCIATION | NFPA | NFPA 70E | Standard for Electrical Safety in the Workplace | 2024
10229 | 26 05 13.00 10 | MEDIUM-VOLTAGE CABLES | 11/23 | U.S. GENERAL SERVICES ADMINISTRATION | GSA | FED-STD-228 | Test Methods for Cable and Wire, Insulated | 2014; Rev A; Notice 1
10230 | 26 05 19.00 10 | INSULATED WIRE AND CABLE | 11/22 | INSTITUTE OF ELECTRICAL AND ELECTRONICS ENGINEERS | IEEE | IEEE 1202 | Flame-Propagation Testing of Wire and Cable | 2006; R 2012; CORR 1 2012
10231 | 26 05 19.00 10 | INSULATED WIRE AND CABLE | 11/22 | INSULATED CABLE ENGINEERS ASSOCIATION | ICEA | ICEA S-58-679 | Control, Instrumentation and Thermocouple Extension Conductor Identification | 2014
10232 | 26 05 19.00 10 | INSULATED WIRE AND CABLE | 11/22 | INSULATED CABLE ENGINEERS ASSOCIATION | ICEA | ICEA T-30-520 | Conducting Vertical Cable Tray Flame Tests with Theoretical Heat Input Rate of 70,000 B.T.U./Hour | 1986
10233 | 26 05 19.00 10 | INSULATED WIRE AND CABLE | 11/22 | NATIONAL ELECTRICAL MANUFACTURERS ASSOCIATION | NEMA | ANSI/NEMA WC 71/ICEA S-96-659 | Standard for Nonshielded Cables Rated 2001-5000 Volts for use in the Distribution of Electric Energy | 2014; R 2022
10234 | 26 05 19.00 10 | INSULATED WIRE AND CABLE | 11/22 | NATIONAL ELECTRICAL MANUFACTURERS ASSOCIATION | NEMA | NEMA WC 26 | Binational Wire and Cable Packaging Standard | 2008
10235 | 26 05 19.00 10 | INSULATED WIRE AND CABLE | 11/22 | NATIONAL ELECTRICAL MANUFACTURERS ASSOCIATION | NEMA | NEMA WC 57 | Standard for Control, Thermocouple Extension, and Instrumentation Cables | 2014
10236 | 26 05 19.00 10 | INSULATED WIRE AND CABLE | 11/22 | NATIONAL ELECTRICAL MANUFACTURERS ASSOCIATION | NEMA | NEMA WC 70 | Power Cable Rated 2000 Volts or Less for the Distribution of Electrical Energy | 2021
10237 | 26 05 19.00 10 | INSULATED WIRE AND CABLE | 11/22 | NATIONAL ELECTRICAL MANUFACTURERS ASSOCIATION | NEMA | NEMA WC 74/ICEA S-93-639 | 5-46 kV Shielded Power Cable for Use in the Transmission and Distribution of Electric Energy | 2022
10238 | 26 05 19.00 10 | INSULATED WIRE AND CABLE | 11/22 | NATIONAL FIRE PROTECTION ASSOCIATION | NFPA | NFPA 70 | National Electrical Code | 2023
10239 | 26 05 19.00 10 | INSULATED WIRE AND CABLE | 11/22 | UNDERWRITERS LABORATORIES | UL | UL 44 | UL Standard for Safety Thermoset-Insulated Wires and Cables | 2018; Reprint May 2021
10240 | 26 05 19.00 10 | INSULATED WIRE AND CABLE | 11/22 | UNDERWRITERS LABORATORIES | UL | UL 83 | UL Standard for Safety Thermoplastic-Insulated Wires and Cables | 2017; Reprint Mar 2020
10241 | 26 05 19.00 10 | INSULATED WIRE AND CABLE | 11/22 | UNDERWRITERS LABORATORIES | UL | UL 1685 | UL Standard for Safety Vertical-Tray Fire-Propagation and Smoke-Release Test for Electrical and Optical-Fiber Cables | 2015
10242 | 26 05 19.00 10 | INSULATED WIRE AND CABLE | 11/22 | UNDERWRITERS LABORATORIES | UL | UL 2556 | UL Standard for Safety Wire and Cable Test Methods | 2015
10243 | 26 05 33 | DOCKSIDE POWER CONNECTION STATIONS | 02/22 | AMERICAN NATIONAL STANDARDS INSTITUTE | ANSI | ANSI C12.1 | Electric Meters - Code for Electricity Metering | 2014; Errata 2016
10244 | 26 05 33 | DOCKSIDE POWER CONNECTION STATIONS | 02/22 | ASTM INTERNATIONAL | ASTM | ASTM A167 | Standard Specification for Stainless and Heat-Resisting Chromium-Nickel Steel Plate, Sheet, and Strip | 2011
10245 | 26 05 33 | DOCKSIDE POWER CONNECTION STATIONS | 02/22 | ASTM INTERNATIONAL | ASTM | ASTM B33 | Standard Specification for Tinned Soft or Annealed Copper Wire for Electrical Purposes | 2010; R 2020
10246 | 26 05 33 | DOCKSIDE POWER CONNECTION STATIONS | 02/22 | ASTM INTERNATIONAL | ASTM | ASTM D709 | Standard Specification for Laminated Thermosetting Materials | 2017
10247 | 26 05 33 | DOCKSIDE POWER CONNECTION STATIONS | 02/22 | ASTM INTERNATIONAL | ASTM | ASTM D1535 | Standard Practice for Specifying Color by the Munsell System | 2014; R 2018
10248 | 26 05 33 | DOCKSIDE POWER CONNECTION STATIONS | 02/22 | ASTM INTERNATIONAL | ASTM | ASTM D2240 | Standard Test Method for Rubber Property - Durometer Hardness | 2015; E 2017
10249 | 26 05 33 | DOCKSIDE POWER CONNECTION STATIONS | 02/22 | INSTITUTE OF ELECTRICAL AND ELECTRONICS ENGINEERS | IEEE | IEEE 100 | The Authoritative Dictionary of IEEE Standards Terms | 2000; Archived
10250 | 26 05 33 | DOCKSIDE POWER CONNECTION STATIONS | 02/22 | INSTITUTE OF ELECTRICAL AND ELECTRONICS ENGINEERS | IEEE | IEEE 386 | Separable Insulated Connector Systems for Power Distribution Systems Rated 2.5 kV through 35 kV | 2016
10251 | 26 05 33 | DOCKSIDE POWER CONNECTION STATIONS | 02/22 | INSTITUTE OF ELECTRICAL AND ELECTRONICS ENGINEERS | IEEE | IEEE C2 | National Electrical Safety Code | 2023
10252 | 26 05 33 | DOCKSIDE POWER CONNECTION STATIONS | 02/22 | INSTITUTE OF ELECTRICAL AND ELECTRONICS ENGINEERS | IEEE | IEEE C57.12.28 | Standard for Pad-Mounted Equipment - Enclosure Integrity | 2023
10253 | 26 05 33 | DOCKSIDE POWER CONNECTION STATIONS | 02/22 | INSTITUTE OF ELECTRICAL AND ELECTRONICS ENGINEERS | IEEE | IEEE C57.13 | Standard Requirements for Instrument Transformers | 2016
10254 | 26 05 33 | DOCKSIDE POWER CONNECTION STATIONS | 02/22 | INTERNATIONAL ELECTRICAL TESTING ASSOCIATION | NETA | NETA ATS | Standard for Acceptance Testing Specifications for Electrical Power Equipment and Systems | 2021
10255 | 26 05 33 | DOCKSIDE POWER CONNECTION STATIONS | 02/22 | NATIONAL ELECTRICAL MANUFACTURERS ASSOCIATION | NEMA | ANSI C12.7 | Requirements for Watthour Meter Sockets | 2022
10256 | 26 05 33 | DOCKSIDE POWER CONNECTION STATIONS | 02/22 | NATIONAL ELECTRICAL MANUFACTURERS ASSOCIATION | NEMA | NEMA WC 58/ICEA S-75-381 | Portable and Power Feeder Cables for Use in Mines and Similar Applications | 2008
10257 | 26 05 33 | DOCKSIDE POWER CONNECTION STATIONS | 02/22 | NATIONAL FIRE PROTECTION ASSOCIATION | NFPA | NFPA 70 | National Electrical Code | 2023
10258 | 26 05 33 | DOCKSIDE POWER CONNECTION STATIONS | 02/22 | U.S. DEPARTMENT OF DEFENSE | DOD | MIL-C-24368/1 | Connector Assemblies; Plug, Power Transfer, Shore to Ship and Ship to Ship, 500 Volts, 500 Amperes, 60 Hertz, Symbol Number 1160 | 2021; Rev C
10259 | 26 05 33 | DOCKSIDE POWER CONNECTION STATIONS | 02/22 | U.S. DEPARTMENT OF DEFENSE | DOD | MIL-C-24368/2 | Connector Assemblies; Receptacle, and Receptacle-Cabled, Power Transfer, Shore to Ship and Ship to Ship, 500 Volts, 500 Amperes, 60 Hertz, Symbol Number 1161 | 2021; Rev B
10260 | 26 05 33 | DOCKSIDE POWER CONNECTION STATIONS | 02/22 | U.S. DEPARTMENT OF DEFENSE | DOD | MIL-DTL-24643/3 | Cable, Electrical, -20 Degrees C to +90 Degrees, 600 Volts, Types LSSHOF, LSDHOF, LSTHOF, and LSFHOF | 2023; Rev F
10261 | 26 05 33 | DOCKSIDE POWER CONNECTION STATIONS | 02/22 | UNDERWRITERS LABORATORIES | UL | UL 50 | UL Standard for Safety Enclosures for Electrical Equipment, Non-Environmental Considerations | 2024
10262 | 26 05 33 | DOCKSIDE POWER CONNECTION STATIONS | 02/22 | UNDERWRITERS LABORATORIES | UL | UL 94 | UL Standard for Safety Tests for Flammability of Plastic Materials for Parts in Devices and Appliances | 2023; Reprint Jan 2024
10263 | 26 05 33 | DOCKSIDE POWER CONNECTION STATIONS | 02/22 | UNDERWRITERS LABORATORIES | UL | UL 489 | UL Standard for Safety Molded-Case Circuit Breakers, Molded-Case Switches and Circuit-Breaker Enclosures | 2016; Rev 2019
10264 | 26 05 48 | SEISMIC PROTECTION FOR ELECTRICAL EQUIPMENT | 11/23 | AMERICAN SOCIETY OF CIVIL ENGINEERS | ASCE | ASCE 7-16 | Minimum Design Loads and Associated Criteria for Buildings and Other Structures | 2017; Errata 2018; Supp 1 2018
10265 | 26 05 48 | SEISMIC PROTECTION FOR ELECTRICAL EQUIPMENT | 11/23 | AMERICAN SOCIETY OF MECHANICAL ENGINEERS | ASME | ASME B18.21.1 | Washers: Helical Spring-Lock, Tooth Lock, and Plain Washers (Inch Series) | 2009; R 2016
10266 | 26 05 48 | SEISMIC PROTECTION FOR ELECTRICAL EQUIPMENT | 11/23 | AMERICAN SOCIETY OF MECHANICAL ENGINEERS | ASME | ASME B18.22M | Metric Plain Washers | 1981; R 2017
10267 | 26 05 48 | SEISMIC PROTECTION FOR ELECTRICAL EQUIPMENT | 11/23 | AMERICAN WELDING SOCIETY | AWS | AWS D1.1/D1.1M | Structural Welding Code - Steel | 2020; Errata 1 2021
10268 | 26 05 48 | SEISMIC PROTECTION FOR ELECTRICAL EQUIPMENT | 11/23 | ASTM INTERNATIONAL | ASTM | ASTM A36/A36M | Standard Specification for Carbon Structural Steel | 2019
10269 | 26 05 48 | SEISMIC PROTECTION FOR ELECTRICAL EQUIPMENT | 11/23 | ASTM INTERNATIONAL | ASTM | ASTM A53/A53M | Standard Specification for Pipe, Steel, Black and Hot-Dipped, Zinc-Coated, Welded and Seamless | 2024
10270 | 26 05 48 | SEISMIC PROTECTION FOR ELECTRICAL EQUIPMENT | 11/23 | ASTM INTERNATIONAL | ASTM | ASTM A153/A153M | Standard Specification for Zinc Coating (Hot-Dip) on Iron and Steel Hardware | 2023
10271 | 26 05 48 | SEISMIC PROTECTION FOR ELECTRICAL EQUIPMENT | 11/23 | ASTM INTERNATIONAL | ASTM | ASTM A307 | Standard Specification for Carbon Steel Bolts, Studs, and Threaded Rod 60 000 PSI Tensile Strength | 2021
10272 | 26 05 48 | SEISMIC PROTECTION FOR ELECTRICAL EQUIPMENT | 11/23 | ASTM INTERNATIONAL | ASTM | ASTM A500/A500M | Standard Specification for Cold-Formed Welded and Seamless Carbon Steel Structural Tubing in Rounds and Shapes | 2023
10273 | 26 05 48 | SEISMIC PROTECTION FOR ELECTRICAL EQUIPMENT | 11/23 | ASTM INTERNATIONAL | ASTM | ASTM A563 | Standard Specification for Carbon and Alloy Steel Nuts | 2021; E 2022a
10274 | 26 05 48 | SEISMIC PROTECTION FOR ELECTRICAL EQUIPMENT | 11/23 | ASTM INTERNATIONAL | ASTM | ASTM A572/A572M | Standard Specification for High-Strength Low-Alloy Columbium-Vanadium Structural Steel | 2021; E 2021
10275 | 26 05 48 | SEISMIC PROTECTION FOR ELECTRICAL EQUIPMENT | 11/23 | ASTM INTERNATIONAL | ASTM | ASTM A603 | Standard Specification for Zinc-Coated Steel Structural Wire Rope | 2019
10276 | 26 05 48 | SEISMIC PROTECTION FOR ELECTRICAL EQUIPMENT | 11/23 | ASTM INTERNATIONAL | ASTM | ASTM A992/A992M | Standard Specification for Structural Steel Shapes | 2022
10277 | 26 05 48 | SEISMIC PROTECTION FOR ELECTRICAL EQUIPMENT | 11/23 | ASTM INTERNATIONAL | ASTM | ASTM B695 | Standard Specification for Coatings of Zinc Mechanically Deposited on Iron and Steel | 2021
10278 | 26 05 48 | SEISMIC PROTECTION FOR ELECTRICAL EQUIPMENT | 11/23 | ASTM INTERNATIONAL | ASTM | ASTM E580/E580M | Standard Practice for Installation of Ceiling Suspension Systems for Acoustical Tile and Lay-in Panels in Areas Subject to Earthquake Ground Motions | 2022
10279 | 26 05 48 | SEISMIC PROTECTION FOR ELECTRICAL EQUIPMENT | 11/23 | ASTM INTERNATIONAL | ASTM | ASTM F436 | Hardened Steel Washers | 2011
10280 | 26 05 48 | SEISMIC PROTECTION FOR ELECTRICAL EQUIPMENT | 11/23 | ASTM INTERNATIONAL | ASTM | ASTM F959/F959M | Standard Specification for Compressible-Washer-Type Direct Tension Indicators for Use with Structural Fasteners, Inch and Metric Series | 2017a; R 2023
10281 | 26 05 48 | SEISMIC PROTECTION FOR ELECTRICAL EQUIPMENT | 11/23 | ASTM INTERNATIONAL | ASTM | ASTM F1554 | Standard Specification for Anchor Bolts, Steel, 36, 55, and 105-ksi Yield Strength | 2020
10282 | 26 05 48 | SEISMIC PROTECTION FOR ELECTRICAL EQUIPMENT | 11/23 | ASTM INTERNATIONAL | ASTM | ASTM F3125/F3125M | Standard Specification for High Strength Structural Bolts and Assemblies, Steel and Alloy Steel, Heat Treated, Inch Dimensions 120 ksi and 150 ksi Minimum Tensile Strength, and Metric Dimensions 830 MPa and 1040 MPa Minimum Tensile Strength | 2019
10283 | 26 05 48 | SEISMIC PROTECTION FOR ELECTRICAL EQUIPMENT | 11/23 | ICC EVALUATION SERVICE, INC. | ICC-ES | ICC ES AC156 | Acceptable Criteria for Seismic Certification by Shake-Table Testing of Nonstructural Components | 2012
10284 | 26 05 48 | SEISMIC PROTECTION FOR ELECTRICAL EQUIPMENT | 11/23 | INTERNATIONAL CODE COUNCIL | ICC | ICC IBC | International Building Code | 2024
10285 | 26 05 48 | SEISMIC PROTECTION FOR ELECTRICAL EQUIPMENT | 11/23 | METAL FRAMING MANUFACTURERS ASSOCIATION | MFMA | MFMA-4 | Metal Framing Standards Publication | 2004
10286 | 26 05 48 | SEISMIC PROTECTION FOR ELECTRICAL EQUIPMENT | 11/23 | U.S. DEPARTMENT OF DEFENSE | DOD | MIL-STD-810 | Environmental Engineering Considerations and Laboratory Tests | 2022; Rev H; Change 1
10287 | 26 05 48 | SEISMIC PROTECTION FOR ELECTRICAL EQUIPMENT | 11/23 | U.S. DEPARTMENT OF DEFENSE | DOD | UFC 3-301-01 | Structural Engineering | 2023; with Change 1, 2023
10288 | 26 05 48 | SEISMIC PROTECTION FOR ELECTRICAL EQUIPMENT | 11/23 | U.S. DEPARTMENT OF DEFENSE | DOD | UFC 3-301-02 | Design of Risk Category V Structures, National Strategic Military Assets | 2023
10289 | 26 05 48 | SEISMIC PROTECTION FOR ELECTRICAL EQUIPMENT | 11/23 | UNDERWRITERS LABORATORIES | UL | UL 1598 | UL Standard for Safety Luminaires | 2021; Reprint Jan 2024
10290 | 26 05 48 | SEISMIC PROTECTION FOR ELECTRICAL EQUIPMENT | 11/23 | VIBRATION ISOLATION AND SEISMIC CONTROL MANUFACTURERS ASSOCIATION | VISCMA | VISCMA 413 | Installing Seismic Restraints for Electrical Equipment | 2014
10291 | 26 05 73 | POWER SYSTEM STUDIES | 08/23 | INSTITUTE OF ELECTRICAL AND ELECTRONICS ENGINEERS | IEEE | IEEE 1584 | Guide for Performing Arc-Flash Hazard Calculations | 2018; E 2019
10292 | 26 05 73 | POWER SYSTEM STUDIES | 08/23 | INSTITUTE OF ELECTRICAL AND ELECTRONICS ENGINEERS | IEEE | IEEE 1584.1 | Guide for the Specification of Scope and Deliverable Requirements for an Arc-Flash Hazard Calculation Study | 2022
10293 | 26 05 73 | POWER SYSTEM STUDIES | 08/23 | INSTITUTE OF ELECTRICAL AND ELECTRONICS ENGINEERS | IEEE | IEEE 3002.2 | Recommended Practice for Conducting Load-Flow Studies and Analysis of Industrial and Commercial Power Systems | 2018
10294 | 26 05 73 | POWER SYSTEM STUDIES | 08/23 | INSTITUTE OF ELECTRICAL AND ELECTRONICS ENGINEERS | IEEE | IEEE 3002.3 | Recommended Practice for Conducting Short-Circuit Studies and Analysis of Industrial and Commercial Power Systems | 2018
10295 | 26 05 73 | POWER SYSTEM STUDIES | 08/23 | INSTITUTE OF ELECTRICAL AND ELECTRONICS ENGINEERS | IEEE | IEEE C2 | National Electrical Safety Code | 2023
10296 | 26 05 73 | POWER SYSTEM STUDIES | 08/23 | NATIONAL FIRE PROTECTION ASSOCIATION | NFPA | NFPA 70E | Standard for Electrical Safety in the Workplace | 2024
10297 | 26 05 73 | POWER SYSTEM STUDIES | 08/23 | U.S. DEPARTMENT OF DEFENSE | DOD | UFC 3-560-01 | Operation and Maintenance: Electrical Safety | 2017; with Change 3, 2023
10298 | 26 08 00 | APPARATUS INSPECTION AND TESTING | 11/22 | INTERNATIONAL ELECTRICAL TESTING ASSOCIATION | NETA | NETA ATS | Standard for Acceptance Testing Specifications for Electrical Power Equipment and Systems | 2021
10299 | 26 11 13.00 20 | PRIMARY UNIT SUBSTATION | 11/21 | AMERICAN NATIONAL STANDARDS INSTITUTE | ANSI | ANSI C12.1 | Electric Meters - Code for Electricity Metering | 2014; Errata 2016
10300 | 26 11 13.00 20 | PRIMARY UNIT SUBSTATION | 11/21 | ASTM INTERNATIONAL | ASTM | ASTM A123/A123M | Standard Specification for Zinc (Hot-Dip Galvanized) Coatings on Iron and Steel Products | 2017
10301 | 26 11 13.00 20 | PRIMARY UNIT SUBSTATION | 11/21 | ASTM INTERNATIONAL | ASTM | ASTM A153/A153M | Standard Specification for Zinc Coating (Hot-Dip) on Iron and Steel Hardware | 2023
10302 | 26 11 13.00 20 | PRIMARY UNIT SUBSTATION | 11/21 | ASTM INTERNATIONAL | ASTM | ASTM A240/A240M | Standard Specification for Chromium and Chromium-Nickel Stainless Steel Plate, Sheet, and Strip for Pressure Vessels and for General Applications | 2024
10303 | 26 11 13.00 20 | PRIMARY UNIT SUBSTATION | 11/21 | ASTM INTERNATIONAL | ASTM | ASTM A653/A653M | Standard Specification for Steel Sheet, Zinc-Coated (Galvanized) or Zinc-Iron Alloy-Coated (Galvannealed) by the Hot-Dip Process | 2023
10304 | 26 11 13.00 20 | PRIMARY UNIT SUBSTATION | 11/21 | ASTM INTERNATIONAL | ASTM | ASTM A780/A780M | Standard Practice for Repair of Damaged and Uncoated Areas of Hot-Dip Galvanized Coatings | 2020
10305 | 26 11 13.00 20 | PRIMARY UNIT SUBSTATION | 11/21 | ASTM INTERNATIONAL | ASTM | ASTM D117 | Standard Guide for Sampling, Test Methods, and Specifications for Electrical Insulating Liquids | 2018
10306 | 26 11 13.00 20 | PRIMARY UNIT SUBSTATION | 11/21 | ASTM INTERNATIONAL | ASTM | ASTM D1535 | Standard Practice for Specifying Color by the Munsell System | 2014; R 2018
10307 | 26 11 13.00 20 | PRIMARY UNIT SUBSTATION | 11/21 | ASTM INTERNATIONAL | ASTM | ASTM D2472 | Standard Specification for Sulphur Hexafluoride | 2000; R 2014
10308 | 26 11 13.00 20 | PRIMARY UNIT SUBSTATION | 11/21 | ASTM INTERNATIONAL | ASTM | ASTM D3487 | Standard Specification for Mineral Insulating Oil Used in Electrical Apparatus | 2016; E2017
10309 | 26 11 13.00 20 | PRIMARY UNIT SUBSTATION | 11/21 | ASTM INTERNATIONAL | ASTM | ASTM D6871 | Standard Specification for Natural (Vegetable Oil) Ester Fluids Used in Electrical Apparatus | 2017
10310 | 26 11 13.00 20 | PRIMARY UNIT SUBSTATION | 11/21 | ELECTRONIC COMPONENTS INDUSTRY ASSOCIATION | ECIA | ECIA EIA/ECA 310-E | Cabinets, Racks, Panels, and Associated Equipment | 2005
10311 | 26 11 13.00 20 | PRIMARY UNIT SUBSTATION | 11/21 | FM GLOBAL | FM | FM APP GUIDE | Approval Guide https://www.approvalguide.com/ | updated on-line
10312 | 26 11 13.00 20 | PRIMARY UNIT SUBSTATION | 11/21 | INSTITUTE OF ELECTRICAL AND ELECTRONICS ENGINEERS | IEEE | IEEE 1613 | Environmental and Testing Requirements for Devices with Communications Functions used with Electric Power Apparatus | 2023
10313 | 26 11 13.00 20 | PRIMARY UNIT SUBSTATION | 11/21 | INSTITUTE OF ELECTRICAL AND ELECTRONICS ENGINEERS | IEEE | IEEE C2 | National Electrical Safety Code | 2023
10314 | 26 11 13.00 20 | PRIMARY UNIT SUBSTATION | 11/21 | INSTITUTE OF ELECTRICAL AND ELECTRONICS ENGINEERS | IEEE | IEEE C37.04 | Ratings and Requirements for AC High-Voltage Circuit Breakers with Rated Maximum Voltage Above 1000 V Corrigendum 1 | 2018; Erta 2019; Corr 2021
10315 | 26 11 13.00 20 | PRIMARY UNIT SUBSTATION | 11/21 | INSTITUTE OF ELECTRICAL AND ELECTRONICS ENGINEERS | IEEE | IEEE C37.06 | Standard for AC High-Voltage Circuit Breakers Rated on a Symmetrical Current Basis - Preferred Ratings and Related Required Capabilities for Voltage Above 1000 V | 2009
10316 | 26 11 13.00 20 | PRIMARY UNIT SUBSTATION | 11/21 | INSTITUTE OF ELECTRICAL AND ELECTRONICS ENGINEERS | IEEE | IEEE C37.2 | (2022 Standard for Electrical Power System Device Function Numbers, Acronyms and Contact Designations
10317 | 26 11 13.00 20 | PRIMARY UNIT SUBSTATION | 11/21 | INSTITUTE OF ELECTRICAL AND ELECTRONICS ENGINEERS | IEEE | IEEE C37.20.2A | Metal-Clad Switchgear Amendment 1: Control and Secondary Circuits and Devices, and All Wiring | 2020
10318 | 26 11 13.00 20 | PRIMARY UNIT SUBSTATION | 11/21 | INSTITUTE OF ELECTRICAL AND ELECTRONICS ENGINEERS | IEEE | IEEE C37.20.3 | Standard for Metal-Enclosed Interrupter Switchgear | 2013
10319 | 26 11 13.00 20 | PRIMARY UNIT SUBSTATION | 11/21 | INSTITUTE OF ELECTRICAL AND ELECTRONICS ENGINEERS | IEEE | IEEE C37.41 | Design Tests for High-Voltage (>1000 V) Fuses and Accessories | 2016; Corr 2017
10320 | 26 11 13.00 20 | PRIMARY UNIT SUBSTATION | 11/21 | INSTITUTE OF ELECTRICAL AND ELECTRONICS ENGINEERS | IEEE | IEEE C37.46 | Standard for High Voltage Expulsion and Current-Limiting Type Power Class Fuses and Fuse Disconnecting Switches | 2010
10321 | 26 11 13.00 20 | PRIMARY UNIT SUBSTATION | 11/21 | INSTITUTE OF ELECTRICAL AND ELECTRONICS ENGINEERS | IEEE | IEEE C37.74 | Standard Requirements for Subsurface, Vault, and Pad-Mounted Load-Interrupter Switchgear and Fused Load-Interrupter Switchgear for Alternating Current Systems Up to 38 kV | 2014
10322 | 26 11 13.00 20 | PRIMARY UNIT SUBSTATION | 11/21 | INSTITUTE OF ELECTRICAL AND ELECTRONICS ENGINEERS | IEEE | IEEE C37.90 | Standard for Relays and Relay Systems Associated With Electric Power Apparatus | 2005; R 2011
10323 | 26 11 13.00 20 | PRIMARY UNIT SUBSTATION | 11/21 | INSTITUTE OF ELECTRICAL AND ELECTRONICS ENGINEERS | IEEE | IEEE C37.94 | IEEE Standard for N times 64 kbps Optical Fiber interfaces between Teleprotection and Multiplexer Equipment | 2021
10324 | 26 11 13.00 20 | PRIMARY UNIT SUBSTATION | 11/21 | INSTITUTE OF ELECTRICAL AND ELECTRONICS ENGINEERS | IEEE | IEEE C37.118 | Standard for Synchrophasor Measurements for Power Systems | 2021
10325 | 26 11 13.00 20 | PRIMARY UNIT SUBSTATION | 11/21 | INSTITUTE OF ELECTRICAL AND ELECTRONICS ENGINEERS | IEEE | IEEE C37.121 | American National Standard for Switchgear-Unit Substations - Requirements | 2012
10326 | 26 11 13.00 20 | PRIMARY UNIT SUBSTATION | 11/21 | INSTITUTE OF ELECTRICAL AND ELECTRONICS ENGINEERS | IEEE | IEEE C57.12.00 | General Requirements for Liquid-Immersed Distribution, Power, and Regulating Transformers | 2021
10327 | 26 11 13.00 20 | PRIMARY UNIT SUBSTATION | 11/21 | INSTITUTE OF ELECTRICAL AND ELECTRONICS ENGINEERS | IEEE | IEEE C57.12.28 | Standard for Pad-Mounted Equipment - Enclosure Integrity | 2023
10328 | 26 11 13.00 20 | PRIMARY UNIT SUBSTATION | 11/21 | INSTITUTE OF ELECTRICAL AND ELECTRONICS ENGINEERS | IEEE | IEEE C57.12.80 | Standard Terminology for Power and Distribution Transformers | 2010
10329 | 26 11 13.00 20 | PRIMARY UNIT SUBSTATION | 11/21 | INSTITUTE OF ELECTRICAL AND ELECTRONICS ENGINEERS | IEEE | IEEE C57.12.90 | Test Code for Liquid-Immersed Distribution, Power, and Regulating Transformers | 2021
10330 | 26 11 13.00 20 | PRIMARY UNIT SUBSTATION | 11/21 | INSTITUTE OF ELECTRICAL AND ELECTRONICS ENGINEERS | IEEE | IEEE C57.13 | Standard Requirements for Instrument Transformers | 2016
10331 | 26 11 13.00 20 | PRIMARY UNIT SUBSTATION | 11/21 | INSTITUTE OF ELECTRICAL AND ELECTRONICS ENGINEERS | IEEE | IEEE C57.96 | Guide for Loading Dry-Type Distribution and Power Transformers | 2013
10332 | 26 11 13.00 20 | PRIMARY UNIT SUBSTATION | 11/21 | INSTITUTE OF ELECTRICAL AND ELECTRONICS ENGINEERS | IEEE | IEEE C57.98 | Guide for Transformer Impulse Tests | 2011
10333 | 26 11 13.00 20 | PRIMARY UNIT SUBSTATION | 11/21 | INSTITUTE OF ELECTRICAL AND ELECTRONICS ENGINEERS | IEEE | IEEE C62.11 | Standard for Metal-Oxide Surge Arresters for Alternating Current Power Circuits (>1kV) | 2020
10334 | 26 11 13.00 20 | PRIMARY UNIT SUBSTATION | 11/21 | INTERNATIONAL ELECTRICAL TESTING ASSOCIATION | NETA | NETA ATS | Standard for Acceptance Testing Specifications for Electrical Power Equipment and Systems | 2021
10335 | 26 11 13.00 20 | PRIMARY UNIT SUBSTATION | 11/21 | INTERNATIONAL ELECTROTECHNICAL COMMISSION | IEC | IEC 60068-2-27 | Environmental Testing - Part 2-27: Tests - Test Ea and Guidance: Shock | 2008; ED 4.0
10336 | 26 11 13.00 20 | PRIMARY UNIT SUBSTATION | 11/21 | INTERNATIONAL ELECTROTECHNICAL COMMISSION | IEC | IEC 60255-21-3 | Electrical Relays - Part 21: Vibration, Shock, Bump And Seismic Tests On Measuring Relays And Protection Equipment - Section 3: Seismic Tests | 1993; ED 1.0
10337 | 26 11 13.00 20 | PRIMARY UNIT SUBSTATION | 11/21 | INTERNATIONAL ELECTROTECHNICAL COMMISSION | IEC | IEC 61000-4-5 | Electromagnetic Compatibility (EMC) - Part 4-5: Testing and Measurement Techniques - Surge Immunity Test | 2017
10338 | 26 11 13.00 20 | PRIMARY UNIT SUBSTATION | 11/21 | INTERNATIONAL ELECTROTECHNICAL COMMISSION | IEC | IEC 61000-6-2 | Electromagnetic compatibility (EMC) - Part 6-2: Generic standards - Immunity standard for industrial environments | 2021
10339 | 26 11 13.00 20 | PRIMARY UNIT SUBSTATION | 11/21 | INTERNATIONAL ELECTROTECHNICAL COMMISSION | IEC | IEC 61010 | Overview - Standard for Safety Requirements for Electrical Equipment | 2021
10340 | 26 11 13.00 20 | PRIMARY UNIT SUBSTATION | 11/21 | INTERNATIONAL ELECTROTECHNICAL COMMISSION | IEC | IEC 61800-3 | Adjustable speed electrical power drive systems - Part 3: EMC requirements and specific test methods | 2022
10341 | 26 11 13.00 20 | PRIMARY UNIT SUBSTATION | 11/21 | INTERNATIONAL ELECTROTECHNICAL COMMISSION | IEC | IEC 61850 | Communication networks and systems for power utility automation | 2021
10342 | 26 11 13.00 20 | PRIMARY UNIT SUBSTATION | 11/21 | NATIONAL ELECTRICAL MANUFACTURERS ASSOCIATION | NEMA | NEMA C12.4 | Registers - Mechanical Demand | 1984; R 2011
10343 | 26 11 13.00 20 | PRIMARY UNIT SUBSTATION | 11/21 | NATIONAL ELECTRICAL MANUFACTURERS ASSOCIATION | NEMA | NEMA LI 1 | Industrial Laminating Thermosetting Products | 1998; R 2011
10344 | 26 11 13.00 20 | PRIMARY UNIT SUBSTATION | 11/21 | NATIONAL ELECTRICAL MANUFACTURERS ASSOCIATION | NEMA | NEMA ST 20 | Dry-Type Transformers for General Applications | 2014
10345 | 26 11 13.00 20 | PRIMARY UNIT SUBSTATION | 11/21 | NATIONAL ELECTRICAL MANUFACTURERS ASSOCIATION | NEMA | NEMA TS-2 | Traffic Controller Assemblies with NTCIP Requirements - Version 03.08 | 2021
10346 | 26 11 13.00 20 | PRIMARY UNIT SUBSTATION | 11/21 | NATIONAL ELECTRICAL MANUFACTURERS ASSOCIATION | NEMA | NEMA/ANSI C12.10 | Physical Aspects of Watthour Meters - Safety Standard | 2011; R 2021
10347 | 26 11 13.00 20 | PRIMARY UNIT SUBSTATION | 11/21 | NATIONAL FIRE PROTECTION ASSOCIATION | NFPA | NFPA 70 | National Electrical Code | 2023
10348 | 26 11 13.00 20 | PRIMARY UNIT SUBSTATION | 11/21 | ORGANISATION FOR ECONOMIC CO-OPERATION AND DEVELOPMENT | OECD | OECD Test 203 | Fish Acute Toxicity Test | 1992
10349 | 26 11 13.00 20 | PRIMARY UNIT SUBSTATION | 11/21 | TELECOMMUNICATIONS INDUSTRY ASSOCIATION | TIA | TIA-232 | Interface Between Data Terminal Equipment and Data Circuit-Terminating Equipment Employing Serial Binary Data Interchange | 1997f; R 2012
10350 | 26 11 13.00 20 | PRIMARY UNIT SUBSTATION | 11/21 | TELECOMMUNICATIONS INDUSTRY ASSOCIATION | TIA | TIA-485 | Electrical Characteristics of Generators and Receivers for Use in Balanced Digital Multipoint Systems | 1998a; R 2012
10351 | 26 11 13.00 20 | PRIMARY UNIT SUBSTATION | 11/21 | U.S. ENVIRONMENTAL PROTECTION AGENCY | EPA | EPA 712-C-98-075 | Fate, Transport and Transformation Test Guidelines - OPPTS 835.3100- "Aerobic Aquatic Biodegradation" | 1998
10352 | 26 11 13.00 20 | PRIMARY UNIT SUBSTATION | 11/21 | U.S. ENVIRONMENTAL PROTECTION AGENCY | EPA | EPA 821-R-02-012 | Methods for Measuring the Acute Toxicity of Effluents and Receiving Waters to Freshwater and Marine Organisms | 2002
10353 | 26 11 13.00 20 | PRIMARY UNIT SUBSTATION | 11/21 | UNDERWRITERS LABORATORIES | UL | UL 467 | UL Standard for Safety Grounding and Bonding Equipment | 2022
10354 | 26 11 13.00 20 | PRIMARY UNIT SUBSTATION | 11/21 | UNDERWRITERS LABORATORIES | UL | UL 1437 | Electrical Analog Instruments - Panel Board Types | 2006
10355 | 26 11 14.00 10 | MAIN ELECTRIC SUPPLY STATION AND SUBSTATION | 11/21 | AMERICAN NATIONAL STANDARDS INSTITUTE | ANSI | ANSI C12.1 | Electric Meters - Code for Electricity Metering | 2014; Errata 2016
10356 | 26 11 14.00 10 | MAIN ELECTRIC SUPPLY STATION AND SUBSTATION | 11/21 | AMERICAN SOCIETY OF MECHANICAL ENGINEERS | ASME | ASME B31.3 | Process Piping | 2022; Errata 2023
10357 | 26 11 14.00 10 | MAIN ELECTRIC SUPPLY STATION AND SUBSTATION | 11/21 | AMERICAN SOCIETY OF MECHANICAL ENGINEERS | ASME | ASME BPVC SEC IX | BPVC Section IX-Welding, Brazing and Fusing Qualifications | 2017; Errata 2018
10358 | 26 11 14.00 10 | MAIN ELECTRIC SUPPLY STATION AND SUBSTATION | 11/21 | AMERICAN WELDING SOCIETY | AWS | AWS D1.1/D1.1M | Structural Welding Code - Steel | 2020; Errata 1 2021
10359 | 26 11 14.00 10 | MAIN ELECTRIC SUPPLY STATION AND SUBSTATION | 11/21 | ASTM INTERNATIONAL | ASTM | ASTM A36/A36M | Standard Specification for Carbon Structural Steel | 2019
10360 | 26 11 14.00 10 | MAIN ELECTRIC SUPPLY STATION AND SUBSTATION | 11/21 | ASTM INTERNATIONAL | ASTM | ASTM A123/A123M | Standard Specification for Zinc (Hot-Dip Galvanized) Coatings on Iron and Steel Products | 2017
10361 | 26 11 14.00 10 | MAIN ELECTRIC SUPPLY STATION AND SUBSTATION | 11/21 | ASTM INTERNATIONAL | ASTM | ASTM A153/A153M | Standard Specification for Zinc Coating (Hot-Dip) on Iron and Steel Hardware | 2023
10362 | 26 11 14.00 10 | MAIN ELECTRIC SUPPLY STATION AND SUBSTATION | 11/21 | ASTM INTERNATIONAL | ASTM | ASTM A572/A572M | Standard Specification for High-Strength Low-Alloy Columbium-Vanadium Structural Steel | 2021; E 2021
10363 | 26 11 14.00 10 | MAIN ELECTRIC SUPPLY STATION AND SUBSTATION | 11/21 | ASTM INTERNATIONAL | ASTM | ASTM A575 | Standard Specification for Steel Bars, Carbon, Merchant Quality, M-Grades | 2020
10364 | 26 11 14.00 10 | MAIN ELECTRIC SUPPLY STATION AND SUBSTATION | 11/21 | ASTM INTERNATIONAL | ASTM | ASTM A576 | Standard Specification for Steel Bars, Carbon, Hot-Wrought, Special Quality | 2023
10365 | 26 11 14.00 10 | MAIN ELECTRIC SUPPLY STATION AND SUBSTATION | 11/21 | ASTM INTERNATIONAL | ASTM | ASTM A633/A633M | Standard Specification for Normalized High-Strength Low-Alloy Structural Steel Plates | 2024
10366 | 26 11 14.00 10 | MAIN ELECTRIC SUPPLY STATION AND SUBSTATION | 11/21 | ASTM INTERNATIONAL | ASTM | ASTM B8 | Standard Specification for Concentric-Lay-Stranded Copper Conductors, Hard, Medium-Hard, or Soft | 2023
10367 | 26 11 14.00 10 | MAIN ELECTRIC SUPPLY STATION AND SUBSTATION | 11/21 | ASTM INTERNATIONAL | ASTM | ASTM B117 | Standard Practice for Operating Salt Spray (Fog) Apparatus | 2019
10368 | 26 11 14.00 10 | MAIN ELECTRIC SUPPLY STATION AND SUBSTATION | 11/21 | ASTM INTERNATIONAL | ASTM | ASTM B188 | Standard Specification for Seamless Copper Bus Pipe and Tube | 2015; R 2023
10369 | 26 11 14.00 10 | MAIN ELECTRIC SUPPLY STATION AND SUBSTATION | 11/21 | ASTM INTERNATIONAL | ASTM | ASTM B231/B231M | Standard Specification for Concentric-Lay-Stranded Aluminum 1350 Conductors | 2023
10370 | 26 11 14.00 10 | MAIN ELECTRIC SUPPLY STATION AND SUBSTATION | 11/21 | ASTM INTERNATIONAL | ASTM | ASTM B317/B317M | Standard Specification for Aluminum-Alloy Extruded Bar, Rod, Tube, Pipe, Structural Profiles, and Profiles for Electrical Purposes (Bus Conductor) | 2023
10371 | 26 11 14.00 10 | MAIN ELECTRIC SUPPLY STATION AND SUBSTATION | 11/21 | ASTM INTERNATIONAL | ASTM | ASTM D923 | Standard Practice for Sampling Electrical Insulating Liquids | 2007
10372 | 26 11 14.00 10 | MAIN ELECTRIC SUPPLY STATION AND SUBSTATION | 11/21 | ASTM INTERNATIONAL | ASTM | ASTM D1654 | Standard Test Method for Evaluation of Painted or Coated Specimens Subjected to Corrosive Environments | 2008; R 2016; E 2017
10373 | 26 11 14.00 10 | MAIN ELECTRIC SUPPLY STATION AND SUBSTATION | 11/21 | ASTM INTERNATIONAL | ASTM | ASTM D2472 | Standard Specification for Sulphur Hexafluoride | 2000; R 2014
10374 | 26 11 14.00 10 | MAIN ELECTRIC SUPPLY STATION AND SUBSTATION | 11/21 | ASTM INTERNATIONAL | ASTM | ASTM D4059 | Standard Test Method for Analysis of Polychlorinated Biphenyls in Insulating Liquids by Gas Chromatography | 2000; R 2018
10375 | 26 11 14.00 10 | MAIN ELECTRIC SUPPLY STATION AND SUBSTATION | 11/21 | INSTITUTE OF ELECTRICAL AND ELECTRONICS ENGINEERS | IEEE | IEEE 32 | Standard Requirements, Terminology, and Test Procedures for Neutral Grounding Devices | 1972; R 1997
10376 | 26 11 14.00 10 | MAIN ELECTRIC SUPPLY STATION AND SUBSTATION | 11/21 | INSTITUTE OF ELECTRICAL AND ELECTRONICS ENGINEERS | IEEE | IEEE 80 | Guide for Safety in AC Substation Grounding | 2013
10377 | 26 11 14.00 10 | MAIN ELECTRIC SUPPLY STATION AND SUBSTATION | 11/21 | INSTITUTE OF ELECTRICAL AND ELECTRONICS ENGINEERS | IEEE | IEEE 81 | Guide for Measuring Earth Resistivity, Ground Impedance, and Earth Surface Potentials of a Ground System | 2012
10378 | 26 11 14.00 10 | MAIN ELECTRIC SUPPLY STATION AND SUBSTATION | 11/21 | INSTITUTE OF ELECTRICAL AND ELECTRONICS ENGINEERS | IEEE | IEEE 242 | Recommended Practice for Protection and Coordination of Industrial and Commercial Power Systems - Buff Book | 2001; Errata 2003
10379 | 26 11 14.00 10 | MAIN ELECTRIC SUPPLY STATION AND SUBSTATION | 11/21 | INSTITUTE OF ELECTRICAL AND ELECTRONICS ENGINEERS | IEEE | IEEE 399 | Brown Book IEEE Recommended Practice for Power Systems Analysis | 1997
10380 | 26 11 14.00 10 | MAIN ELECTRIC SUPPLY STATION AND SUBSTATION | 11/21 | INSTITUTE OF ELECTRICAL AND ELECTRONICS ENGINEERS | IEEE | IEEE 484 | Recommended Practice for Installation Design and Implementation of Vented Lead-Acid Batteries for Stationary Applications | 2019
10381 | 26 11 14.00 10 | MAIN ELECTRIC SUPPLY STATION AND SUBSTATION | 11/21 | INSTITUTE OF ELECTRICAL AND ELECTRONICS ENGINEERS | IEEE | IEEE 485 | Recommended Practice for Sizing Lead-Acid Batteries for Stationary Applications | 2020
10382 | 26 11 14.00 10 | MAIN ELECTRIC SUPPLY STATION AND SUBSTATION | 11/21 | INSTITUTE OF ELECTRICAL AND ELECTRONICS ENGINEERS | IEEE | IEEE 525 | Guide for the Design and Installation of Cable Systems in Substations | 2007
10383 | 26 11 14.00 10 | MAIN ELECTRIC SUPPLY STATION AND SUBSTATION | 11/21 | INSTITUTE OF ELECTRICAL AND ELECTRONICS ENGINEERS | IEEE | IEEE C2 | National Electrical Safety Code | 2023
10384 | 26 11 14.00 10 | MAIN ELECTRIC SUPPLY STATION AND SUBSTATION | 11/21 | INSTITUTE OF ELECTRICAL AND ELECTRONICS ENGINEERS | IEEE | IEEE C37.04 | Ratings and Requirements for AC High-Voltage Circuit Breakers with Rated Maximum Voltage Above 1000 V Corrigendum 1 | 2018; Erta 2019; Corr 2021
10385 | 26 11 14.00 10 | MAIN ELECTRIC SUPPLY STATION AND SUBSTATION | 11/21 | INSTITUTE OF ELECTRICAL AND ELECTRONICS ENGINEERS | IEEE | IEEE C37.06 | Standard for AC High-Voltage Circuit Breakers Rated on a Symmetrical Current Basis - Preferred Ratings and Related Required Capabilities for Voltage Above 1000 V | 2009
10386 | 26 11 14.00 10 | MAIN ELECTRIC SUPPLY STATION AND SUBSTATION | 11/21 | INSTITUTE OF ELECTRICAL AND ELECTRONICS ENGINEERS | IEEE | IEEE C37.081 | Guide for Synthetic Fault Testing of AC High-Voltage Circuit Breakers Rated on a Symmetrical Current Basis | 1981; Supp 1997; R 2007
10387 | 26 11 14.00 10 | MAIN ELECTRIC SUPPLY STATION AND SUBSTATION | 11/21 | INSTITUTE OF ELECTRICAL AND ELECTRONICS ENGINEERS | IEEE | IEEE C37.09 | Standard Test Procedure for AC High-Voltage Circuit Breakers Rated on a Symmetrical Current Basis | 2018; Errata 2019; Corr 2021
10388 | 26 11 14.00 10 | MAIN ELECTRIC SUPPLY STATION AND SUBSTATION | 11/21 | INSTITUTE OF ELECTRICAL AND ELECTRONICS ENGINEERS | IEEE | IEEE C37.1 | Standard for Supervisory Control, Data Acquisition (SCADA) and Automatic Systems | 2007
10389 | 26 11 14.00 10 | MAIN ELECTRIC SUPPLY STATION AND SUBSTATION | 11/21 | INSTITUTE OF ELECTRICAL AND ELECTRONICS ENGINEERS | IEEE | IEEE C37.2 | (2022 Standard for Electrical Power System Device Function Numbers, Acronyms and Contact Designations
10390 | 26 11 14.00 10 | MAIN ELECTRIC SUPPLY STATION AND SUBSTATION | 11/21 | INSTITUTE OF ELECTRICAL AND ELECTRONICS ENGINEERS | IEEE | IEEE C37.13 | Standard for Low-Voltage AC Power Circuit Breakers Used in Enclosures | 2015
10391 | 26 11 14.00 10 | MAIN ELECTRIC SUPPLY STATION AND SUBSTATION | 11/21 | INSTITUTE OF ELECTRICAL AND ELECTRONICS ENGINEERS | IEEE | IEEE C37.16 | Standard for Preferred Ratings, Related Requirements, and Application Recommendations for Low-Voltage AC (635 V and below) and DC 3200 V and below) Power Circuit Breakers | 2009
10392 | 26 11 14.00 10 | MAIN ELECTRIC SUPPLY STATION AND SUBSTATION | 11/21 | INSTITUTE OF ELECTRICAL AND ELECTRONICS ENGINEERS | IEEE | IEEE C37.20.2 | Metal-Clad Switchgear | 2022
10393 | 26 11 14.00 10 | MAIN ELECTRIC SUPPLY STATION AND SUBSTATION | 11/21 | INSTITUTE OF ELECTRICAL AND ELECTRONICS ENGINEERS | IEEE | IEEE C37.20.3 | Standard for Metal-Enclosed Interrupter Switchgear | 2013
10394 | 26 11 14.00 10 | MAIN ELECTRIC SUPPLY STATION AND SUBSTATION | 11/21 | INSTITUTE OF ELECTRICAL AND ELECTRONICS ENGINEERS | IEEE | IEEE C37.23 | Metal-Enclosed Bus | 2015
10395 | 26 11 14.00 10 | MAIN ELECTRIC SUPPLY STATION AND SUBSTATION | 11/21 | INSTITUTE OF ELECTRICAL AND ELECTRONICS ENGINEERS | IEEE | IEEE C37.30 | Standard Requirements for High-Voltage Switches | 1997; INT 1 2011
10396 | 26 11 14.00 10 | MAIN ELECTRIC SUPPLY STATION AND SUBSTATION | 11/21 | INSTITUTE OF ELECTRICAL AND ELECTRONICS ENGINEERS | IEEE | IEEE C37.32 | High-Voltage Switches, Bus Supports, and Accessories - Schedules of Preferred Ratings, Construction Guidelines and Specifications | 2002
10397 | 26 11 14.00 10 | MAIN ELECTRIC SUPPLY STATION AND SUBSTATION | 11/21 | INSTITUTE OF ELECTRICAL AND ELECTRONICS ENGINEERS | IEEE | IEEE C37.34 | Standard Test Code for High-Voltage Air Switches | 1994
10398 | 26 11 14.00 10 | MAIN ELECTRIC SUPPLY STATION AND SUBSTATION | 11/21 | INSTITUTE OF ELECTRICAL AND ELECTRONICS ENGINEERS | IEEE | IEEE C37.41 | Design Tests for High-Voltage (>1000 V) Fuses and Accessories | 2016; Corr 2017
10399 | 26 11 14.00 10 | MAIN ELECTRIC SUPPLY STATION AND SUBSTATION | 11/21 | INSTITUTE OF ELECTRICAL AND ELECTRONICS ENGINEERS | IEEE | IEEE C37.46 | Standard for High Voltage Expulsion and Current-Limiting Type Power Class Fuses and Fuse Disconnecting Switches | 2010
10400 | 26 11 14.00 10 | MAIN ELECTRIC SUPPLY STATION AND SUBSTATION | 11/21 | INSTITUTE OF ELECTRICAL AND ELECTRONICS ENGINEERS | IEEE | IEEE C37.90 | Standard for Relays and Relay Systems Associated With Electric Power Apparatus | 2005; R 2011
10401 | 26 11 14.00 10 | MAIN ELECTRIC SUPPLY STATION AND SUBSTATION | 11/21 | INSTITUTE OF ELECTRICAL AND ELECTRONICS ENGINEERS | IEEE | IEEE C37.90.1 | Standard for Surge Withstand Capability (SWC) Tests for Relays and Relay Systems Associated with Electric Power Apparatus | 2013
10402 | 26 11 14.00 10 | MAIN ELECTRIC SUPPLY STATION AND SUBSTATION | 11/21 | INSTITUTE OF ELECTRICAL AND ELECTRONICS ENGINEERS | IEEE | IEEE C37.121 | American National Standard for Switchgear-Unit Substations - Requirements | 2012
10403 | 26 11 14.00 10 | MAIN ELECTRIC SUPPLY STATION AND SUBSTATION | 11/21 | INSTITUTE OF ELECTRICAL AND ELECTRONICS ENGINEERS | IEEE | IEEE C57.12.00 | General Requirements for Liquid-Immersed Distribution, Power, and Regulating Transformers | 2021
10404 | 26 11 14.00 10 | MAIN ELECTRIC SUPPLY STATION AND SUBSTATION | 11/21 | INSTITUTE OF ELECTRICAL AND ELECTRONICS ENGINEERS | IEEE | IEEE C57.12.01 | General Requirements for Dry-Type Distribution and Power Transformers Including Those with Solid-Cast and/or Resin-Encapsulated Windings | 2020
10405 | 26 11 14.00 10 | MAIN ELECTRIC SUPPLY STATION AND SUBSTATION | 11/21 | INSTITUTE OF ELECTRICAL AND ELECTRONICS ENGINEERS | IEEE | IEEE C57.12.10 | Requirements for Liquid-Immersed Power Transformers | 2017
10406 | 26 11 14.00 10 | MAIN ELECTRIC SUPPLY STATION AND SUBSTATION | 11/21 | INSTITUTE OF ELECTRICAL AND ELECTRONICS ENGINEERS | IEEE | IEEE C57.12.80 | Standard Terminology for Power and Distribution Transformers | 2010
10407 | 26 11 14.00 10 | MAIN ELECTRIC SUPPLY STATION AND SUBSTATION | 11/21 | INSTITUTE OF ELECTRICAL AND ELECTRONICS ENGINEERS | IEEE | IEEE C57.12.90 | Test Code for Liquid-Immersed Distribution, Power, and Regulating Transformers | 2021
10408 | 26 11 14.00 10 | MAIN ELECTRIC SUPPLY STATION AND SUBSTATION | 11/21 | INSTITUTE OF ELECTRICAL AND ELECTRONICS ENGINEERS | IEEE | IEEE C57.13 | Standard Requirements for Instrument Transformers | 2016
10409 | 26 11 14.00 10 | MAIN ELECTRIC SUPPLY STATION AND SUBSTATION | 11/21 | INSTITUTE OF ELECTRICAL AND ELECTRONICS ENGINEERS | IEEE | IEEE C57.15 | Standard Requirements, Terminology, and Test Code for Step-Voltage Regulators | 2018
10410 | 26 11 14.00 10 | MAIN ELECTRIC SUPPLY STATION AND SUBSTATION | 11/21 | INSTITUTE OF ELECTRICAL AND ELECTRONICS ENGINEERS | IEEE | IEEE C57.19.00 | Standard General Requirements and Test Procedures for Outdoor Power Apparatus Bushings | 2023
10411 | 26 11 14.00 10 | MAIN ELECTRIC SUPPLY STATION AND SUBSTATION | 11/21 | INSTITUTE OF ELECTRICAL AND ELECTRONICS ENGINEERS | IEEE | IEEE C57.19.01 | Standard Performance Characteristics and Dimensions for Outdoor Apparatus Bushings | 2000; R 2005; INT 1 2010
10412 | 26 11 14.00 10 | MAIN ELECTRIC SUPPLY STATION AND SUBSTATION | 11/21 | INSTITUTE OF ELECTRICAL AND ELECTRONICS ENGINEERS | IEEE | IEEE C57.93 | Guide for Installation and Maintenance of Liquid-Immersed Power Transformers | 2007
10413 | 26 11 14.00 10 | MAIN ELECTRIC SUPPLY STATION AND SUBSTATION | 11/21 | INSTITUTE OF ELECTRICAL AND ELECTRONICS ENGINEERS | IEEE | IEEE C57.98 | Guide for Transformer Impulse Tests | 2011
10414 | 26 11 14.00 10 | MAIN ELECTRIC SUPPLY STATION AND SUBSTATION | 11/21 | INSTITUTE OF ELECTRICAL AND ELECTRONICS ENGINEERS | IEEE | IEEE C62.11 | Standard for Metal-Oxide Surge Arresters for Alternating Current Power Circuits (>1kV) | 2020
10415 | 26 11 14.00 10 | MAIN ELECTRIC SUPPLY STATION AND SUBSTATION | 11/21 | INSTITUTE OF ELECTRICAL AND ELECTRONICS ENGINEERS | IEEE | IEEE C135.30 | Standard for Zinc-Coated Ferrous Ground Rods for Overhead or Underground Line Construction | 1988
10416 | 26 11 14.00 10 | MAIN ELECTRIC SUPPLY STATION AND SUBSTATION | 11/21 | INTERNATIONAL ELECTROTECHNICAL COMMISSION | IEC | IEC 60255-21-3 | Electrical Relays - Part 21: Vibration, Shock, Bump And Seismic Tests On Measuring Relays And Protection Equipment - Section 3: Seismic Tests | 1993; ED 1.0
10417 | 26 11 14.00 10 | MAIN ELECTRIC SUPPLY STATION AND SUBSTATION | 11/21 | INTERNATIONAL SOCIETY OF AUTOMATION | ISA | ISA 18.1 | Annunciator Sequences and Specifications | 2024
10418 | 26 11 14.00 10 | MAIN ELECTRIC SUPPLY STATION AND SUBSTATION | 11/21 | NATIONAL ELECTRICAL MANUFACTURERS ASSOCIATION | NEMA | ANSI C29.1 | Test Methods for Electrical Power Insulators | 2018
10419 | 26 11 14.00 10 | MAIN ELECTRIC SUPPLY STATION AND SUBSTATION | 11/21 | NATIONAL ELECTRICAL MANUFACTURERS ASSOCIATION | NEMA | ANSI C29.9 | Wet Process Porcelain Insulators - Apparatus, Post-Type | 2017
10420 | 26 11 14.00 10 | MAIN ELECTRIC SUPPLY STATION AND SUBSTATION | 11/21 | NATIONAL ELECTRICAL MANUFACTURERS ASSOCIATION | NEMA | NEMA 250 | Enclosures for Electrical Equipment (1000 Volts Maximum) | 2020
10421 | 26 11 14.00 10 | MAIN ELECTRIC SUPPLY STATION AND SUBSTATION | 11/21 | NATIONAL ELECTRICAL MANUFACTURERS ASSOCIATION | NEMA | NEMA C12.4 | Registers - Mechanical Demand | 1984; R 2011
10422 | 26 11 14.00 10 | MAIN ELECTRIC SUPPLY STATION AND SUBSTATION | 11/21 | NATIONAL ELECTRICAL MANUFACTURERS ASSOCIATION | NEMA | NEMA C29.2B | Wet Process Porcelain and Toughened Glass - Transmission Suspension Type | 2013; R 2023
10423 | 26 11 14.00 10 | MAIN ELECTRIC SUPPLY STATION AND SUBSTATION | 11/21 | NATIONAL ELECTRICAL MANUFACTURERS ASSOCIATION | NEMA | NEMA LA 1 | Standard for Surge Arresters | 2009
10424 | 26 11 14.00 10 | MAIN ELECTRIC SUPPLY STATION AND SUBSTATION | 11/21 | NATIONAL ELECTRICAL MANUFACTURERS ASSOCIATION | NEMA | NEMA PB 1 | Panelboards | 2011
10425 | 26 11 14.00 10 | MAIN ELECTRIC SUPPLY STATION AND SUBSTATION | 11/21 | NATIONAL ELECTRICAL MANUFACTURERS ASSOCIATION | NEMA | NEMA ST 20 | Dry-Type Transformers for General Applications | 2014
10426 | 26 11 14.00 10 | MAIN ELECTRIC SUPPLY STATION AND SUBSTATION | 11/21 | NATIONAL ELECTRICAL MANUFACTURERS ASSOCIATION | NEMA | NEMA WD 1 | Standard for General Color Requirements for Wiring Devices | 1999; R 2020
10427 | 26 11 14.00 10 | MAIN ELECTRIC SUPPLY STATION AND SUBSTATION | 11/21 | NATIONAL ELECTRICAL MANUFACTURERS ASSOCIATION | NEMA | NEMA/ANSI C12.10 | Physical Aspects of Watthour Meters - Safety Standard | 2011; R 2021
10428 | 26 11 14.00 10 | MAIN ELECTRIC SUPPLY STATION AND SUBSTATION | 11/21 | NATIONAL ELECTRICAL MANUFACTURERS ASSOCIATION | NEMA | NEMA/ANSI C12.11 | Instrument Transformers for Revenue Metering, 10 kV BIL through 350 kV BIL (0.6 kV NSV through 69 kV NSV) | 2006; R 2019
10429 | 26 11 14.00 10 | MAIN ELECTRIC SUPPLY STATION AND SUBSTATION | 11/21 | NATIONAL FIRE PROTECTION ASSOCIATION | NFPA | NFPA 70 | National Electrical Code | 2023
10430 | 26 11 14.00 10 | MAIN ELECTRIC SUPPLY STATION AND SUBSTATION | 11/21 | U.S. DEPARTMENT OF DEFENSE | DOD | UFC 3-301-01 | Structural Engineering | 2023; with Change 1, 2023
10431 | 26 11 14.00 10 | MAIN ELECTRIC SUPPLY STATION AND SUBSTATION | 11/21 | UNDERWRITERS LABORATORIES | UL | UL 6 | UL Standard for Safety Electrical Rigid Metal Conduit-Steel | 2022
10432 | 26 11 14.00 10 | MAIN ELECTRIC SUPPLY STATION AND SUBSTATION | 11/21 | UNDERWRITERS LABORATORIES | UL | UL 50 | UL Standard for Safety Enclosures for Electrical Equipment, Non-Environmental Considerations | 2024
10433 | 26 11 14.00 10 | MAIN ELECTRIC SUPPLY STATION AND SUBSTATION | 11/21 | UNDERWRITERS LABORATORIES | UL | UL 67 | UL Standard for Safety Panelboards | 2018; Reprint Aug 2023
10434 | 26 11 14.00 10 | MAIN ELECTRIC SUPPLY STATION AND SUBSTATION | 11/21 | UNDERWRITERS LABORATORIES | UL | UL 467 | UL Standard for Safety Grounding and Bonding Equipment | 2022
10435 | 26 11 14.00 10 | MAIN ELECTRIC SUPPLY STATION AND SUBSTATION | 11/21 | UNDERWRITERS LABORATORIES | UL | UL 486A-486B | UL Standard for Safety Wire Connectors | 2018; Reprint Jul 2023
10436 | 26 11 14.00 10 | MAIN ELECTRIC SUPPLY STATION AND SUBSTATION | 11/21 | UNDERWRITERS LABORATORIES | UL | UL 489 | UL Standard for Safety Molded-Case Circuit Breakers, Molded-Case Switches and Circuit-Breaker Enclosures | 2016; Rev 2019
10437 | 26 11 14.00 10 | MAIN ELECTRIC SUPPLY STATION AND SUBSTATION | 11/21 | UNDERWRITERS LABORATORIES | UL | UL 1236 | UL Standard for Safety Battery Chargers for Charging Engine-Starter Batteries | 2015; Reprint Feb 2021
10438 | 26 11 16 | SECONDARY UNIT SUBSTATIONS | 11/21 | AMERICAN CONCRETE INSTITUTE | ACI | ACI 318M | Building Code Requirements for Structural Concrete & Commentary | 2019; Errata 2022
10439 | 26 11 16 | SECONDARY UNIT SUBSTATIONS | 11/21 | AMERICAN NATIONAL STANDARDS INSTITUTE | ANSI | ANSI C12.1 | Electric Meters - Code for Electricity Metering | 2014; Errata 2016
10440 | 26 11 16 | SECONDARY UNIT SUBSTATIONS | 11/21 | AMERICAN NATIONAL STANDARDS INSTITUTE | ANSI | ANSI Z540.1 | Calibration Laboratories and Measuring and Test Equipment - General Requirements | 1994; R 2002
10441 | 26 11 16 | SECONDARY UNIT SUBSTATIONS | 11/21 | ASTM INTERNATIONAL | ASTM | ASTM A123/A123M | Standard Specification for Zinc (Hot-Dip Galvanized) Coatings on Iron and Steel Products | 2017
10442 | 26 11 16 | SECONDARY UNIT SUBSTATIONS | 11/21 | ASTM INTERNATIONAL | ASTM | ASTM A153/A153M | Standard Specification for Zinc Coating (Hot-Dip) on Iron and Steel Hardware | 2023
10443 | 26 11 16 | SECONDARY UNIT SUBSTATIONS | 11/21 | ASTM INTERNATIONAL | ASTM | ASTM A653/A653M | Standard Specification for Steel Sheet, Zinc-Coated (Galvanized) or Zinc-Iron Alloy-Coated (Galvannealed) by the Hot-Dip Process | 2023
10444 | 26 11 16 | SECONDARY UNIT SUBSTATIONS | 11/21 | ASTM INTERNATIONAL | ASTM | ASTM A780/A780M | Standard Practice for Repair of Damaged and Uncoated Areas of Hot-Dip Galvanized Coatings | 2020
10445 | 26 11 16 | SECONDARY UNIT SUBSTATIONS | 11/21 | ASTM INTERNATIONAL | ASTM | ASTM C260/C260M | Standard Specification for Air-Entraining Admixtures for Concrete | 2010a; R 2016
10446 | 26 11 16 | SECONDARY UNIT SUBSTATIONS | 11/21 | ASTM INTERNATIONAL | ASTM | ASTM D117 | Standard Guide for Sampling, Test Methods, and Specifications for Electrical Insulating Liquids | 2018
10447 | 26 11 16 | SECONDARY UNIT SUBSTATIONS | 11/21 | ASTM INTERNATIONAL | ASTM | ASTM D709 | Standard Specification for Laminated Thermosetting Materials | 2017
10448 | 26 11 16 | SECONDARY UNIT SUBSTATIONS | 11/21 | ASTM INTERNATIONAL | ASTM | ASTM D1535 | Standard Practice for Specifying Color by the Munsell System | 2014; R 2018
10449 | 26 11 16 | SECONDARY UNIT SUBSTATIONS | 11/21 | ASTM INTERNATIONAL | ASTM | ASTM D2472 | Standard Specification for Sulphur Hexafluoride | 2000; R 2014
10450 | 26 11 16 | SECONDARY UNIT SUBSTATIONS | 11/21 | ASTM INTERNATIONAL | ASTM | ASTM D3487 | Standard Specification for Mineral Insulating Oil Used in Electrical Apparatus | 2016; E2017
10451 | 26 11 16 | SECONDARY UNIT SUBSTATIONS | 11/21 | ASTM INTERNATIONAL | ASTM | ASTM D6871 | Standard Specification for Natural (Vegetable Oil) Ester Fluids Used in Electrical Apparatus | 2017
10452 | 26 11 16 | SECONDARY UNIT SUBSTATIONS | 11/21 | FM GLOBAL | FM | FM APP GUIDE | Approval Guide https://www.approvalguide.com/ | updated on-line
10453 | 26 11 16 | SECONDARY UNIT SUBSTATIONS | 11/21 | INSTITUTE OF ELECTRICAL AND ELECTRONICS ENGINEERS | IEEE | IEEE 100 | The Authoritative Dictionary of IEEE Standards Terms | 2000; Archived
10454 | 26 11 16 | SECONDARY UNIT SUBSTATIONS | 11/21 | INSTITUTE OF ELECTRICAL AND ELECTRONICS ENGINEERS | IEEE | IEEE 386 | Separable Insulated Connector Systems for Power Distribution Systems Rated 2.5 kV through 35 kV | 2016
10455 | 26 11 16 | SECONDARY UNIT SUBSTATIONS | 11/21 | INSTITUTE OF ELECTRICAL AND ELECTRONICS ENGINEERS | IEEE | IEEE C2 | National Electrical Safety Code | 2023
10456 | 26 11 16 | SECONDARY UNIT SUBSTATIONS | 11/21 | INSTITUTE OF ELECTRICAL AND ELECTRONICS ENGINEERS | IEEE | IEEE C37.20.3 | Standard for Metal-Enclosed Interrupter Switchgear | 2013
10457 | 26 11 16 | SECONDARY UNIT SUBSTATIONS | 11/21 | INSTITUTE OF ELECTRICAL AND ELECTRONICS ENGINEERS | IEEE | IEEE C37.90 | Standard for Relays and Relay Systems Associated With Electric Power Apparatus | 2005; R 2011
10458 | 26 11 16 | SECONDARY UNIT SUBSTATIONS | 11/21 | INSTITUTE OF ELECTRICAL AND ELECTRONICS ENGINEERS | IEEE | IEEE C37.90.1 | Standard for Surge Withstand Capability (SWC) Tests for Relays and Relay Systems Associated with Electric Power Apparatus | 2013
10459 | 26 11 16 | SECONDARY UNIT SUBSTATIONS | 11/21 | INSTITUTE OF ELECTRICAL AND ELECTRONICS ENGINEERS | IEEE | IEEE C37.121 | American National Standard for Switchgear-Unit Substations - Requirements | 2012
10460 | 26 11 16 | SECONDARY UNIT SUBSTATIONS | 11/21 | INSTITUTE OF ELECTRICAL AND ELECTRONICS ENGINEERS | IEEE | IEEE C57.12.00 | General Requirements for Liquid-Immersed Distribution, Power, and Regulating Transformers | 2021
10461 | 26 11 16 | SECONDARY UNIT SUBSTATIONS | 11/21 | INSTITUTE OF ELECTRICAL AND ELECTRONICS ENGINEERS | IEEE | IEEE C57.12.01 | General Requirements for Dry-Type Distribution and Power Transformers Including Those with Solid-Cast and/or Resin-Encapsulated Windings | 2020
10462 | 26 11 16 | SECONDARY UNIT SUBSTATIONS | 11/21 | INSTITUTE OF ELECTRICAL AND ELECTRONICS ENGINEERS | IEEE | IEEE C57.12.29 | Standard for Pad-Mounted Equipment - Enclosure Integrity for Coastal Environments | 2023
10463 | 26 11 16 | SECONDARY UNIT SUBSTATIONS | 11/21 | INSTITUTE OF ELECTRICAL AND ELECTRONICS ENGINEERS | IEEE | IEEE C57.12.50 | Ventilated Dry-Type Distribution Transformers, 1 to 500 kVA, Single-Phase, and 15 to 500 kVA, Three-Phase, with High-Volt 601 to 34,500 Volts | 1981; R 1998
10464 | 26 11 16 | SECONDARY UNIT SUBSTATIONS | 11/21 | INSTITUTE OF ELECTRICAL AND ELECTRONICS ENGINEERS | IEEE | IEEE C57.12.51 | IEEE Guide for Mechanical Interchangeability of Ventilated Dry-Type Transformers | 2019
10465 | 26 11 16 | SECONDARY UNIT SUBSTATIONS | 11/21 | INSTITUTE OF ELECTRICAL AND ELECTRONICS ENGINEERS | IEEE | IEEE C57.12.80 | Standard Terminology for Power and Distribution Transformers | 2010
10466 | 26 11 16 | SECONDARY UNIT SUBSTATIONS | 11/21 | INSTITUTE OF ELECTRICAL AND ELECTRONICS ENGINEERS | IEEE | IEEE C57.12.90 | Test Code for Liquid-Immersed Distribution, Power, and Regulating Transformers | 2021
10467 | 26 11 16 | SECONDARY UNIT SUBSTATIONS | 11/21 | INSTITUTE OF ELECTRICAL AND ELECTRONICS ENGINEERS | IEEE | IEEE C57.12.91 | Standard Test Code for Dry-Type Distribution and Power Transformers | 2011
10468 | 26 11 16 | SECONDARY UNIT SUBSTATIONS | 11/21 | INSTITUTE OF ELECTRICAL AND ELECTRONICS ENGINEERS | IEEE | IEEE C57.13 | Standard Requirements for Instrument Transformers | 2016
10469 | 26 11 16 | SECONDARY UNIT SUBSTATIONS | 11/21 | INSTITUTE OF ELECTRICAL AND ELECTRONICS ENGINEERS | IEEE | IEEE C57.98 | Guide for Transformer Impulse Tests | 2011
10470 | 26 11 16 | SECONDARY UNIT SUBSTATIONS | 11/21 | INSTITUTE OF ELECTRICAL AND ELECTRONICS ENGINEERS | IEEE | IEEE C57.124 | Recommended Practice for the Detection of Partial Discharge and the Measurement of Apparent Charge in Dry-Type Transformers | 1991; R 2002
10471 | 26 11 16 | SECONDARY UNIT SUBSTATIONS | 11/21 | INSTITUTE OF ELECTRICAL AND ELECTRONICS ENGINEERS | IEEE | IEEE C62.11 | Standard for Metal-Oxide Surge Arresters for Alternating Current Power Circuits (>1kV) | 2020
10472 | 26 11 16 | SECONDARY UNIT SUBSTATIONS | 11/21 | INTERNATIONAL ELECTRICAL TESTING ASSOCIATION | NETA | NETA ATS | Standard for Acceptance Testing Specifications for Electrical Power Equipment and Systems | 2021
10473 | 26 11 16 | SECONDARY UNIT SUBSTATIONS | 11/21 | INTERNATIONAL ORGANIZATION FOR STANDARDIZATION | ISO | ISO ISO/IEC 17025 | General Requirements for the Competence of Testing and Calibration Laboratories | 2017
10474 | 26 11 16 | SECONDARY UNIT SUBSTATIONS | 11/21 | NATIONAL ELECTRICAL MANUFACTURERS ASSOCIATION | NEMA | NEMA C12.4 | Registers - Mechanical Demand | 1984; R 2011
10475 | 26 11 16 | SECONDARY UNIT SUBSTATIONS | 11/21 | NATIONAL ELECTRICAL MANUFACTURERS ASSOCIATION | NEMA | NEMA ICS 6 | Industrial Control and Systems: Enclosures | 1993; R 2016
10476 | 26 11 16 | SECONDARY UNIT SUBSTATIONS | 11/21 | NATIONAL ELECTRICAL MANUFACTURERS ASSOCIATION | NEMA | NEMA LI 1 | Industrial Laminating Thermosetting Products | 1998; R 2011
10477 | 26 11 16 | SECONDARY UNIT SUBSTATIONS | 11/21 | NATIONAL ELECTRICAL MANUFACTURERS ASSOCIATION | NEMA | NEMA ST 20 | Dry-Type Transformers for General Applications | 2014
10478 | 26 11 16 | SECONDARY UNIT SUBSTATIONS | 11/21 | NATIONAL ELECTRICAL MANUFACTURERS ASSOCIATION | NEMA | NEMA/ANSI C12.10 | Physical Aspects of Watthour Meters - Safety Standard | 2011; R 2021
10479 | 26 11 16 | SECONDARY UNIT SUBSTATIONS | 11/21 | NATIONAL FIRE PROTECTION ASSOCIATION | NFPA | NFPA 70 | National Electrical Code | 2023
10480 | 26 11 16 | SECONDARY UNIT SUBSTATIONS | 11/21 | ORGANISATION FOR ECONOMIC CO-OPERATION AND DEVELOPMENT | OECD | OECD Test 203 | Fish Acute Toxicity Test | 1992
10481 | 26 11 16 | SECONDARY UNIT SUBSTATIONS | 11/21 | U.S. ENVIRONMENTAL PROTECTION AGENCY | EPA | EPA 712-C-98-075 | Fate, Transport and Transformation Test Guidelines - OPPTS 835.3100- "Aerobic Aquatic Biodegradation" | 1998
10482 | 26 11 16 | SECONDARY UNIT SUBSTATIONS | 11/21 | U.S. ENVIRONMENTAL PROTECTION AGENCY | EPA | EPA 821-R-02-012 | Methods for Measuring the Acute Toxicity of Effluents and Receiving Waters to Freshwater and Marine Organisms | 2002
10483 | 26 11 16 | SECONDARY UNIT SUBSTATIONS | 11/21 | UNDERWRITERS LABORATORIES | UL | UL 467 | UL Standard for Safety Grounding and Bonding Equipment | 2022
10484 | 26 12 19 | PAD-MOUNTED, LIQUID-FILLED, MEDIUM-VOLTAGE TRANSFORMERS | 05/24 | AMERICAN CONCRETE INSTITUTE | ACI | ACI 318 | Building Code Requirements for Structural Concrete (ACI 318-19) and Commentary (ACI 318R-19) | 2019; R 2022
10485 | 26 12 19 | PAD-MOUNTED, LIQUID-FILLED, MEDIUM-VOLTAGE TRANSFORMERS | 05/24 | AMERICAN CONCRETE INSTITUTE | ACI | ACI 318M | Building Code Requirements for Structural Concrete & Commentary | 2019; Errata 2022
10486 | 26 12 19 | PAD-MOUNTED, LIQUID-FILLED, MEDIUM-VOLTAGE TRANSFORMERS | 05/24 | AMERICAN NATIONAL STANDARDS INSTITUTE | ANSI | ANSI C12.1 | Electric Meters - Code for Electricity Metering | 2014; Errata 2016
10487 | 26 12 19 | PAD-MOUNTED, LIQUID-FILLED, MEDIUM-VOLTAGE TRANSFORMERS | 05/24 | ASTM INTERNATIONAL | ASTM | ASTM A240/A240M | Standard Specification for Chromium and Chromium-Nickel Stainless Steel Plate, Sheet, and Strip for Pressure Vessels and for General Applications | 2024
10488 | 26 12 19 | PAD-MOUNTED, LIQUID-FILLED, MEDIUM-VOLTAGE TRANSFORMERS | 05/24 | ASTM INTERNATIONAL | ASTM | ASTM C260/C260M | Standard Specification for Air-Entraining Admixtures for Concrete | 2010a; R 2016
10489 | 26 12 19 | PAD-MOUNTED, LIQUID-FILLED, MEDIUM-VOLTAGE TRANSFORMERS | 05/24 | ASTM INTERNATIONAL | ASTM | ASTM D92 | Standard Test Method for Flash and Fire Points by Cleveland Open Cup Tester | 2012a
10490 | 26 12 19 | PAD-MOUNTED, LIQUID-FILLED, MEDIUM-VOLTAGE TRANSFORMERS | 05/24 | ASTM INTERNATIONAL | ASTM | ASTM D97 | Standard Test Method for Pour Point of Petroleum Products | 2017b
10491 | 26 12 19 | PAD-MOUNTED, LIQUID-FILLED, MEDIUM-VOLTAGE TRANSFORMERS | 05/24 | ASTM INTERNATIONAL | ASTM | ASTM D117 | Standard Guide for Sampling, Test Methods, and Specifications for Electrical Insulating Liquids | 2018
10492 | 26 12 19 | PAD-MOUNTED, LIQUID-FILLED, MEDIUM-VOLTAGE TRANSFORMERS | 05/24 | ASTM INTERNATIONAL | ASTM | ASTM D877/D877M | Standard Test Method for Dielectric Breakdown Voltage of Insulating Liquids Using Disk Electrodes | 2019
10493 | 26 12 19 | PAD-MOUNTED, LIQUID-FILLED, MEDIUM-VOLTAGE TRANSFORMERS | 05/24 | ASTM INTERNATIONAL | ASTM | ASTM D1535 | Standard Practice for Specifying Color by the Munsell System | 2014; R 2018
10494 | 26 12 19 | PAD-MOUNTED, LIQUID-FILLED, MEDIUM-VOLTAGE TRANSFORMERS | 05/24 | ASTM INTERNATIONAL | ASTM | ASTM D3487 | Standard Specification for Mineral Insulating Oil Used in Electrical Apparatus | 2016; E2017
10495 | 26 12 19 | PAD-MOUNTED, LIQUID-FILLED, MEDIUM-VOLTAGE TRANSFORMERS | 05/24 | FM GLOBAL | FM | FM APP GUIDE | Approval Guide https://www.approvalguide.com/ | updated on-line
10496 | 26 12 19 | PAD-MOUNTED, LIQUID-FILLED, MEDIUM-VOLTAGE TRANSFORMERS | 05/24 | INSTITUTE OF ELECTRICAL AND ELECTRONICS ENGINEERS | IEEE | IEEE 386 | Separable Insulated Connector Systems for Power Distribution Systems Rated 2.5 kV through 35 kV | 2016
10497 | 26 12 19 | PAD-MOUNTED, LIQUID-FILLED, MEDIUM-VOLTAGE TRANSFORMERS | 05/24 | INSTITUTE OF ELECTRICAL AND ELECTRONICS ENGINEERS | IEEE | IEEE C2 | National Electrical Safety Code | 2023
10498 | 26 12 19 | PAD-MOUNTED, LIQUID-FILLED, MEDIUM-VOLTAGE TRANSFORMERS | 05/24 | INSTITUTE OF ELECTRICAL AND ELECTRONICS ENGINEERS | IEEE | IEEE C37.47 | Standard for High Voltage Distribution Class Current-Limiting Type Fuses and Fuse Disconnecting Switches | 2011
10499 | 26 12 19 | PAD-MOUNTED, LIQUID-FILLED, MEDIUM-VOLTAGE TRANSFORMERS | 05/24 | INSTITUTE OF ELECTRICAL AND ELECTRONICS ENGINEERS | IEEE | IEEE C57.12.00 | General Requirements for Liquid-Immersed Distribution, Power, and Regulating Transformers | 2021
10500 | 26 12 19 | PAD-MOUNTED, LIQUID-FILLED, MEDIUM-VOLTAGE TRANSFORMERS | 05/24 | INSTITUTE OF ELECTRICAL AND ELECTRONICS ENGINEERS | IEEE | IEEE C57.12.28 | Standard for Pad-Mounted Equipment - Enclosure Integrity | 2023
10501 | 26 12 19 | PAD-MOUNTED, LIQUID-FILLED, MEDIUM-VOLTAGE TRANSFORMERS | 05/24 | INSTITUTE OF ELECTRICAL AND ELECTRONICS ENGINEERS | IEEE | IEEE C57.12.29 | Standard for Pad-Mounted Equipment - Enclosure Integrity for Coastal Environments | 2023
10502 | 26 12 19 | PAD-MOUNTED, LIQUID-FILLED, MEDIUM-VOLTAGE TRANSFORMERS | 05/24 | INSTITUTE OF ELECTRICAL AND ELECTRONICS ENGINEERS | IEEE | IEEE C57.12.34 | Standard Requirements for Pad-Mounted, Compartmental-Type, Self-Cooled, Three-Phase Distribution Transformers, 10 MVA and Smaller; High Voltage, 34.5 kV Nominal System Voltage and Below; Low Voltage, 15 kV Nominal System Voltage and Below | 2022
10503 | 26 12 19 | PAD-MOUNTED, LIQUID-FILLED, MEDIUM-VOLTAGE TRANSFORMERS | 05/24 | INSTITUTE OF ELECTRICAL AND ELECTRONICS ENGINEERS | IEEE | IEEE C57.12.80 | Standard Terminology for Power and Distribution Transformers | 2010
10504 | 26 12 19 | PAD-MOUNTED, LIQUID-FILLED, MEDIUM-VOLTAGE TRANSFORMERS | 05/24 | INSTITUTE OF ELECTRICAL AND ELECTRONICS ENGINEERS | IEEE | IEEE C57.12.90 | Test Code for Liquid-Immersed Distribution, Power, and Regulating Transformers | 2021
10505 | 26 12 19 | PAD-MOUNTED, LIQUID-FILLED, MEDIUM-VOLTAGE TRANSFORMERS | 05/24 | INSTITUTE OF ELECTRICAL AND ELECTRONICS ENGINEERS | IEEE | IEEE C57.13 | Standard Requirements for Instrument Transformers | 2016
10506 | 26 12 19 | PAD-MOUNTED, LIQUID-FILLED, MEDIUM-VOLTAGE TRANSFORMERS | 05/24 | INSTITUTE OF ELECTRICAL AND ELECTRONICS ENGINEERS | IEEE | IEEE C57.98 | Guide for Transformer Impulse Tests | 2011
10507 | 26 12 19 | PAD-MOUNTED, LIQUID-FILLED, MEDIUM-VOLTAGE TRANSFORMERS | 05/24 | INSTITUTE OF ELECTRICAL AND ELECTRONICS ENGINEERS | IEEE | IEEE C62.11 | Standard for Metal-Oxide Surge Arresters for Alternating Current Power Circuits (>1kV) | 2020
10508 | 26 12 19 | PAD-MOUNTED, LIQUID-FILLED, MEDIUM-VOLTAGE TRANSFORMERS | 05/24 | INSTITUTE OF ELECTRICAL AND ELECTRONICS ENGINEERS | IEEE | IEEE Stds Dictionary | IEEE Standards Dictionary: Glossary of Terms & Definitions | 2009
10509 | 26 12 19 | PAD-MOUNTED, LIQUID-FILLED, MEDIUM-VOLTAGE TRANSFORMERS | 05/24 | INTERNATIONAL ELECTRICAL TESTING ASSOCIATION | NETA | NETA ATS | Standard for Acceptance Testing Specifications for Electrical Power Equipment and Systems | 2021
10510 | 26 12 19 | PAD-MOUNTED, LIQUID-FILLED, MEDIUM-VOLTAGE TRANSFORMERS | 05/24 | NATIONAL ELECTRICAL MANUFACTURERS ASSOCIATION | NEMA | ANSI C12.7 | Requirements for Watthour Meter Sockets | 2022
10511 | 26 12 19 | PAD-MOUNTED, LIQUID-FILLED, MEDIUM-VOLTAGE TRANSFORMERS | 05/24 | NATIONAL ELECTRICAL MANUFACTURERS ASSOCIATION | NEMA | NEMA 260 | Safety Labels for Pad-Mounted Switchgear and Transformers Sited in Public Areas | 1996; R 2004
10512 | 26 12 19 | PAD-MOUNTED, LIQUID-FILLED, MEDIUM-VOLTAGE TRANSFORMERS | 05/24 | NATIONAL ELECTRICAL MANUFACTURERS ASSOCIATION | NEMA | NEMA LI 1 | Industrial Laminating Thermosetting Products | 1998; R 2011
10513 | 26 12 19 | PAD-MOUNTED, LIQUID-FILLED, MEDIUM-VOLTAGE TRANSFORMERS | 05/24 | NATIONAL ELECTRICAL MANUFACTURERS ASSOCIATION | NEMA | NEMA Z535.4 | Product Safety Signs and Labels | 2023
10514 | 26 12 19 | PAD-MOUNTED, LIQUID-FILLED, MEDIUM-VOLTAGE TRANSFORMERS | 05/24 | NATIONAL ELECTRICAL MANUFACTURERS ASSOCIATION | NEMA | NEMA/ANSI C12.10 | Physical Aspects of Watthour Meters - Safety Standard | 2011; R 2021
10515 | 26 12 19 | PAD-MOUNTED, LIQUID-FILLED, MEDIUM-VOLTAGE TRANSFORMERS | 05/24 | NATIONAL FIRE PROTECTION ASSOCIATION | NFPA | NFPA 70 | National Electrical Code | 2023
10516 | 26 12 19 | PAD-MOUNTED, LIQUID-FILLED, MEDIUM-VOLTAGE TRANSFORMERS | 05/24 | ORGANISATION FOR ECONOMIC CO-OPERATION AND DEVELOPMENT | OECD | OECD Test 203 | Fish Acute Toxicity Test | 1992
10517 | 26 12 19 | PAD-MOUNTED, LIQUID-FILLED, MEDIUM-VOLTAGE TRANSFORMERS | 05/24 | U.S. ENVIRONMENTAL PROTECTION AGENCY | EPA | EPA 712-C-98-075 | Fate, Transport and Transformation Test Guidelines - OPPTS 835.3100- "Aerobic Aquatic Biodegradation" | 1998
10518 | 26 12 19 | PAD-MOUNTED, LIQUID-FILLED, MEDIUM-VOLTAGE TRANSFORMERS | 05/24 | U.S. ENVIRONMENTAL PROTECTION AGENCY | EPA | EPA 821-R-02-012 | Methods for Measuring the Acute Toxicity of Effluents and Receiving Waters to Freshwater and Marine Organisms | 2002
10519 | 26 12 19 | PAD-MOUNTED, LIQUID-FILLED, MEDIUM-VOLTAGE TRANSFORMERS | 05/24 | U.S. NATIONAL ARCHIVES AND RECORDS ADMINISTRATION | NARA | 10 CFR 431 | Energy Efficiency Program for Certain Commercial and Industrial Equipment
10520 | 26 12 19 | PAD-MOUNTED, LIQUID-FILLED, MEDIUM-VOLTAGE TRANSFORMERS | 05/24 | UNDERWRITERS LABORATORIES | UL | UL 467 | UL Standard for Safety Grounding and Bonding Equipment | 2022
10521 | 26 12 21 | SINGLE-PHASE PAD-MOUNTED TRANSFORMERS | 11/22, CHG 1: 11/23 | AMERICAN CONCRETE INSTITUTE | ACI | ACI 318 | Building Code Requirements for Structural Concrete (ACI 318-19) and Commentary (ACI 318R-19) | 2019; R 2022
10522 | 26 12 21 | SINGLE-PHASE PAD-MOUNTED TRANSFORMERS | 11/22, CHG 1: 11/23 | AMERICAN CONCRETE INSTITUTE | ACI | ACI 318M | Building Code Requirements for Structural Concrete & Commentary | 2019; Errata 2022
10523 | 26 12 21 | SINGLE-PHASE PAD-MOUNTED TRANSFORMERS | 11/22, CHG 1: 11/23 | AMERICAN NATIONAL STANDARDS INSTITUTE | ANSI | ANSI C12.1 | Electric Meters - Code for Electricity Metering | 2014; Errata 2016
10524 | 26 12 21 | SINGLE-PHASE PAD-MOUNTED TRANSFORMERS | 11/22, CHG 1: 11/23 | ASTM INTERNATIONAL | ASTM | ASTM A240/A240M | Standard Specification for Chromium and Chromium-Nickel Stainless Steel Plate, Sheet, and Strip for Pressure Vessels and for General Applications | 2024
10525 | 26 12 21 | SINGLE-PHASE PAD-MOUNTED TRANSFORMERS | 11/22, CHG 1: 11/23 | ASTM INTERNATIONAL | ASTM | ASTM C260/C260M | Standard Specification for Air-Entraining Admixtures for Concrete | 2010a; R 2016
10526 | 26 12 21 | SINGLE-PHASE PAD-MOUNTED TRANSFORMERS | 11/22, CHG 1: 11/23 | ASTM INTERNATIONAL | ASTM | ASTM D92 | Standard Test Method for Flash and Fire Points by Cleveland Open Cup Tester | 2012a
10527 | 26 12 21 | SINGLE-PHASE PAD-MOUNTED TRANSFORMERS | 11/22, CHG 1: 11/23 | ASTM INTERNATIONAL | ASTM | ASTM D97 | Standard Test Method for Pour Point of Petroleum Products | 2017b
10528 | 26 12 21 | SINGLE-PHASE PAD-MOUNTED TRANSFORMERS | 11/22, CHG 1: 11/23 | ASTM INTERNATIONAL | ASTM | ASTM D117 | Standard Guide for Sampling, Test Methods, and Specifications for Electrical Insulating Liquids | 2018
10529 | 26 12 21 | SINGLE-PHASE PAD-MOUNTED TRANSFORMERS | 11/22, CHG 1: 11/23 | ASTM INTERNATIONAL | ASTM | ASTM D877/D877M | Standard Test Method for Dielectric Breakdown Voltage of Insulating Liquids Using Disk Electrodes | 2019
10530 | 26 12 21 | SINGLE-PHASE PAD-MOUNTED TRANSFORMERS | 11/22, CHG 1: 11/23 | ASTM INTERNATIONAL | ASTM | ASTM D1535 | Standard Practice for Specifying Color by the Munsell System | 2014; R 2018
10531 | 26 12 21 | SINGLE-PHASE PAD-MOUNTED TRANSFORMERS | 11/22, CHG 1: 11/23 | ASTM INTERNATIONAL | ASTM | ASTM D3487 | Standard Specification for Mineral Insulating Oil Used in Electrical Apparatus | 2016; E2017
10532 | 26 12 21 | SINGLE-PHASE PAD-MOUNTED TRANSFORMERS | 11/22, CHG 1: 11/23 | FM GLOBAL | FM | FM APP GUIDE | Approval Guide https://www.approvalguide.com/ | updated on-line
10533 | 26 12 21 | SINGLE-PHASE PAD-MOUNTED TRANSFORMERS | 11/22, CHG 1: 11/23 | INSTITUTE OF ELECTRICAL AND ELECTRONICS ENGINEERS | IEEE | IEEE 386 | Separable Insulated Connector Systems for Power Distribution Systems Rated 2.5 kV through 35 kV | 2016
10534 | 26 12 21 | SINGLE-PHASE PAD-MOUNTED TRANSFORMERS | 11/22, CHG 1: 11/23 | INSTITUTE OF ELECTRICAL AND ELECTRONICS ENGINEERS | IEEE | IEEE C2 | National Electrical Safety Code | 2023
10535 | 26 12 21 | SINGLE-PHASE PAD-MOUNTED TRANSFORMERS | 11/22, CHG 1: 11/23 | INSTITUTE OF ELECTRICAL AND ELECTRONICS ENGINEERS | IEEE | IEEE C37.47 | Standard for High Voltage Distribution Class Current-Limiting Type Fuses and Fuse Disconnecting Switches | 2011
10536 | 26 12 21 | SINGLE-PHASE PAD-MOUNTED TRANSFORMERS | 11/22, CHG 1: 11/23 | INSTITUTE OF ELECTRICAL AND ELECTRONICS ENGINEERS | IEEE | IEEE C57.12.00 | General Requirements for Liquid-Immersed Distribution, Power, and Regulating Transformers | 2021
10537 | 26 12 21 | SINGLE-PHASE PAD-MOUNTED TRANSFORMERS | 11/22, CHG 1: 11/23 | INSTITUTE OF ELECTRICAL AND ELECTRONICS ENGINEERS | IEEE | IEEE C57.12.25 | Standard for Transformers - Pad-Mounted, Compartmental-Type, Self-Cooled, Single-Phase Distribution Transformers With Separable Insulated High-Voltage Connectors; High Voltage, 34,500 Grdy/ 19,920 Volts and Below; Low Voltage, 240/120 Volts; 167 kVa and Smaller Requirements | 1990
10538 | 26 12 21 | SINGLE-PHASE PAD-MOUNTED TRANSFORMERS | 11/22, CHG 1: 11/23 | INSTITUTE OF ELECTRICAL AND ELECTRONICS ENGINEERS | IEEE | IEEE C57.12.28 | Standard for Pad-Mounted Equipment - Enclosure Integrity | 2023
10539 | 26 12 21 | SINGLE-PHASE PAD-MOUNTED TRANSFORMERS | 11/22, CHG 1: 11/23 | INSTITUTE OF ELECTRICAL AND ELECTRONICS ENGINEERS | IEEE | IEEE C57.12.29 | Standard for Pad-Mounted Equipment - Enclosure Integrity for Coastal Environments | 2023
10540 | 26 12 21 | SINGLE-PHASE PAD-MOUNTED TRANSFORMERS | 11/22, CHG 1: 11/23 | INSTITUTE OF ELECTRICAL AND ELECTRONICS ENGINEERS | IEEE | IEEE C57.12.80 | Standard Terminology for Power and Distribution Transformers | 2010
10541 | 26 12 21 | SINGLE-PHASE PAD-MOUNTED TRANSFORMERS | 11/22, CHG 1: 11/23 | INSTITUTE OF ELECTRICAL AND ELECTRONICS ENGINEERS | IEEE | IEEE C57.12.90 | Test Code for Liquid-Immersed Distribution, Power, and Regulating Transformers | 2021
10542 | 26 12 21 | SINGLE-PHASE PAD-MOUNTED TRANSFORMERS | 11/22, CHG 1: 11/23 | INSTITUTE OF ELECTRICAL AND ELECTRONICS ENGINEERS | IEEE | IEEE C57.13 | Standard Requirements for Instrument Transformers | 2016
10543 | 26 12 21 | SINGLE-PHASE PAD-MOUNTED TRANSFORMERS | 11/22, CHG 1: 11/23 | INSTITUTE OF ELECTRICAL AND ELECTRONICS ENGINEERS | IEEE | IEEE C57.98 | Guide for Transformer Impulse Tests | 2011
10544 | 26 12 21 | SINGLE-PHASE PAD-MOUNTED TRANSFORMERS | 11/22, CHG 1: 11/23 | INSTITUTE OF ELECTRICAL AND ELECTRONICS ENGINEERS | IEEE | IEEE C62.11 | Standard for Metal-Oxide Surge Arresters for Alternating Current Power Circuits (>1kV) | 2020
10545 | 26 12 21 | SINGLE-PHASE PAD-MOUNTED TRANSFORMERS | 11/22, CHG 1: 11/23 | INSTITUTE OF ELECTRICAL AND ELECTRONICS ENGINEERS | IEEE | IEEE Stds Dictionary | IEEE Standards Dictionary: Glossary of Terms & Definitions | 2009
10546 | 26 12 21 | SINGLE-PHASE PAD-MOUNTED TRANSFORMERS | 11/22, CHG 1: 11/23 | INTERNATIONAL ELECTRICAL TESTING ASSOCIATION | NETA | NETA ATS | Standard for Acceptance Testing Specifications for Electrical Power Equipment and Systems | 2021
10547 | 26 12 21 | SINGLE-PHASE PAD-MOUNTED TRANSFORMERS | 11/22, CHG 1: 11/23 | NATIONAL ELECTRICAL MANUFACTURERS ASSOCIATION | NEMA | ANSI C12.7 | Requirements for Watthour Meter Sockets | 2022
10548 | 26 12 21 | SINGLE-PHASE PAD-MOUNTED TRANSFORMERS | 11/22, CHG 1: 11/23 | NATIONAL ELECTRICAL MANUFACTURERS ASSOCIATION | NEMA | NEMA 260 | Safety Labels for Pad-Mounted Switchgear and Transformers Sited in Public Areas | 1996; R 2004
10549 | 26 12 21 | SINGLE-PHASE PAD-MOUNTED TRANSFORMERS | 11/22, CHG 1: 11/23 | NATIONAL ELECTRICAL MANUFACTURERS ASSOCIATION | NEMA | NEMA Z535.4 | Product Safety Signs and Labels | 2023
10550 | 26 12 21 | SINGLE-PHASE PAD-MOUNTED TRANSFORMERS | 11/22, CHG 1: 11/23 | NATIONAL ELECTRICAL MANUFACTURERS ASSOCIATION | NEMA | NEMA/ANSI C12.10 | Physical Aspects of Watthour Meters - Safety Standard | 2011; R 2021
10551 | 26 12 21 | SINGLE-PHASE PAD-MOUNTED TRANSFORMERS | 11/22, CHG 1: 11/23 | NATIONAL FIRE PROTECTION ASSOCIATION | NFPA | NFPA 70 | National Electrical Code | 2023
10552 | 26 12 21 | SINGLE-PHASE PAD-MOUNTED TRANSFORMERS | 11/22, CHG 1: 11/23 | ORGANISATION FOR ECONOMIC CO-OPERATION AND DEVELOPMENT | OECD | OECD Test 203 | Fish Acute Toxicity Test | 1992
10553 | 26 12 21 | SINGLE-PHASE PAD-MOUNTED TRANSFORMERS | 11/22, CHG 1: 11/23 | U.S. ENVIRONMENTAL PROTECTION AGENCY | EPA | EPA 712-C-98-075 | Fate, Transport and Transformation Test Guidelines - OPPTS 835.3100- "Aerobic Aquatic Biodegradation" | 1998
10554 | 26 12 21 | SINGLE-PHASE PAD-MOUNTED TRANSFORMERS | 11/22, CHG 1: 11/23 | U.S. ENVIRONMENTAL PROTECTION AGENCY | EPA | EPA 821-R-02-012 | Methods for Measuring the Acute Toxicity of Effluents and Receiving Waters to Freshwater and Marine Organisms | 2002
10555 | 26 12 21 | SINGLE-PHASE PAD-MOUNTED TRANSFORMERS | 11/22, CHG 1: 11/23 | U.S. NATIONAL ARCHIVES AND RECORDS ADMINISTRATION | NARA | 10 CFR 431 | Energy Efficiency Program for Certain Commercial and Industrial Equipment
10556 | 26 12 21 | SINGLE-PHASE PAD-MOUNTED TRANSFORMERS | 11/22, CHG 1: 11/23 | UNDERWRITERS LABORATORIES | UL | UL 467 | UL Standard for Safety Grounding and Bonding Equipment | 2022
10557 | 26 13 00 | SF6/HIGH-FIREPOINT FLUIDS INSULATED PAD-MOUNTED SWITCHGEAR | 05/21, CHG 1: 05/22 | ASTM INTERNATIONAL | ASTM | ASTM D1535 | Standard Practice for Specifying Color by the Munsell System | 2014; R 2018
10558 | 26 13 00 | SF6/HIGH-FIREPOINT FLUIDS INSULATED PAD-MOUNTED SWITCHGEAR | 05/21, CHG 1: 05/22 | ASTM INTERNATIONAL | ASTM | ASTM D2472 | Standard Specification for Sulphur Hexafluoride | 2000; R 2014
10559 | 26 13 00 | SF6/HIGH-FIREPOINT FLUIDS INSULATED PAD-MOUNTED SWITCHGEAR | 05/21, CHG 1: 05/22 | ASTM INTERNATIONAL | ASTM | ASTM D6871 | Standard Specification for Natural (Vegetable Oil) Ester Fluids Used in Electrical Apparatus | 2017
10560 | 26 13 00 | SF6/HIGH-FIREPOINT FLUIDS INSULATED PAD-MOUNTED SWITCHGEAR | 05/21, CHG 1: 05/22 | INSTITUTE OF ELECTRICAL AND ELECTRONICS ENGINEERS | IEEE | IEEE 386 | Separable Insulated Connector Systems for Power Distribution Systems Rated 2.5 kV through 35 kV | 2016
10561 | 26 13 00 | SF6/HIGH-FIREPOINT FLUIDS INSULATED PAD-MOUNTED SWITCHGEAR | 05/21, CHG 1: 05/22 | INSTITUTE OF ELECTRICAL AND ELECTRONICS ENGINEERS | IEEE | IEEE C2 | National Electrical Safety Code | 2023
10562 | 26 13 00 | SF6/HIGH-FIREPOINT FLUIDS INSULATED PAD-MOUNTED SWITCHGEAR | 05/21, CHG 1: 05/22 | INSTITUTE OF ELECTRICAL AND ELECTRONICS ENGINEERS | IEEE | IEEE C37.60 | High-Voltage Switchgear and Controlgear - Part 111: Automatic Circuit Reclosers for Alternating Current Systems Up to 38 kV | 2019
10563 | 26 13 00 | SF6/HIGH-FIREPOINT FLUIDS INSULATED PAD-MOUNTED SWITCHGEAR | 05/21, CHG 1: 05/22 | INSTITUTE OF ELECTRICAL AND ELECTRONICS ENGINEERS | IEEE | IEEE C37.74 | Standard Requirements for Subsurface, Vault, and Pad-Mounted Load-Interrupter Switchgear and Fused Load-Interrupter Switchgear for Alternating Current Systems Up to 38 kV | 2014
10564 | 26 13 00 | SF6/HIGH-FIREPOINT FLUIDS INSULATED PAD-MOUNTED SWITCHGEAR | 05/21, CHG 1: 05/22 | INSTITUTE OF ELECTRICAL AND ELECTRONICS ENGINEERS | IEEE | IEEE C57.12.28 | Standard for Pad-Mounted Equipment - Enclosure Integrity | 2023
10565 | 26 13 00 | SF6/HIGH-FIREPOINT FLUIDS INSULATED PAD-MOUNTED SWITCHGEAR | 05/21, CHG 1: 05/22 | INSTITUTE OF ELECTRICAL AND ELECTRONICS ENGINEERS | IEEE | IEEE C57.12.29 | Standard for Pad-Mounted Equipment - Enclosure Integrity for Coastal Environments | 2023
10566 | 26 13 00 | SF6/HIGH-FIREPOINT FLUIDS INSULATED PAD-MOUNTED SWITCHGEAR | 05/21, CHG 1: 05/22 | INSTITUTE OF ELECTRICAL AND ELECTRONICS ENGINEERS | IEEE | IEEE C62.11 | Standard for Metal-Oxide Surge Arresters for Alternating Current Power Circuits (>1kV) | 2020
10567 | 26 13 00 | SF6/HIGH-FIREPOINT FLUIDS INSULATED PAD-MOUNTED SWITCHGEAR | 05/21, CHG 1: 05/22 | INTERNATIONAL ELECTRICAL TESTING ASSOCIATION | NETA | NETA ATS | Standard for Acceptance Testing Specifications for Electrical Power Equipment and Systems | 2021
10568 | 26 13 00 | SF6/HIGH-FIREPOINT FLUIDS INSULATED PAD-MOUNTED SWITCHGEAR | 05/21, CHG 1: 05/22 | INTERNATIONAL ELECTROTECHNICAL COMMISSION | IEC | IEC 61099 | Insulating Liquids - Specifications for Unused Synthetic Organic Esters for Electrical Purposes | 2010; ED 2.0
10569 | 26 13 00 | SF6/HIGH-FIREPOINT FLUIDS INSULATED PAD-MOUNTED SWITCHGEAR | 05/21, CHG 1: 05/22 | INTERNATIONAL ELECTROTECHNICAL COMMISSION | IEC | IEC 62271-103 | High-Voltage Switchgear and Controlgear – Part 103: Switches for Rated Voltages Above 1 Kv up to and Including 52 Kv | 2021
10570 | 26 13 00 | SF6/HIGH-FIREPOINT FLUIDS INSULATED PAD-MOUNTED SWITCHGEAR | 05/21, CHG 1: 05/22 | INTERNATIONAL ELECTROTECHNICAL COMMISSION | IEC | IEC 62271-111 | High Voltage Switchgear And Controlgear - Part 111: Automatic Circuit Reclosers for Alternating Current Systems up to and including 38 kV | 2019
10571 | 26 13 00 | SF6/HIGH-FIREPOINT FLUIDS INSULATED PAD-MOUNTED SWITCHGEAR | 05/21, CHG 1: 05/22 | NATIONAL FIRE PROTECTION ASSOCIATION | NFPA | NFPA 70 | National Electrical Code | 2023
10572 | 26 13 00 | SF6/HIGH-FIREPOINT FLUIDS INSULATED PAD-MOUNTED SWITCHGEAR | 05/21, CHG 1: 05/22 | NATIONAL FIRE PROTECTION ASSOCIATION | NFPA | NFPA 70B | Recommended Practice for Electrical Equipment Maintenance | 2023
10573 | 26 13 00 | SF6/HIGH-FIREPOINT FLUIDS INSULATED PAD-MOUNTED SWITCHGEAR | 05/21, CHG 1: 05/22 | U.S. DEPARTMENT OF DEFENSE | DOD | DOD 8500.01 | Cybersecurity | 2014; Change 1-2019
10574 | 26 13 00 | SF6/HIGH-FIREPOINT FLUIDS INSULATED PAD-MOUNTED SWITCHGEAR | 05/21, CHG 1: 05/22 | U.S. DEPARTMENT OF DEFENSE | DOD | DOD 8510.01 | Risk Management Framework (RMF) for DoD Systems | 2022
10575 | 26 13 00 | SF6/HIGH-FIREPOINT FLUIDS INSULATED PAD-MOUNTED SWITCHGEAR | 05/21, CHG 1: 05/22 | UNDERWRITERS LABORATORIES | UL | UL 467 | UL Standard for Safety Grounding and Bonding Equipment | 2022
10576 | 26 13 01 | PAD-MOUNTED DEAD-FRONT AIR INSULATED SWITCHGEAR | 05/24 | ASTM INTERNATIONAL | ASTM | ASTM A240/A240M | Standard Specification for Chromium and Chromium-Nickel Stainless Steel Plate, Sheet, and Strip for Pressure Vessels and for General Applications | 2024
10577 | 26 13 01 | PAD-MOUNTED DEAD-FRONT AIR INSULATED SWITCHGEAR | 05/24 | ASTM INTERNATIONAL | ASTM | ASTM D1535 | Standard Practice for Specifying Color by the Munsell System | 2014; R 2018
10578 | 26 13 01 | PAD-MOUNTED DEAD-FRONT AIR INSULATED SWITCHGEAR | 05/24 | INSTITUTE OF ELECTRICAL AND ELECTRONICS ENGINEERS | IEEE | IEEE 386 | Separable Insulated Connector Systems for Power Distribution Systems Rated 2.5 kV through 35 kV | 2016
10579 | 26 13 01 | PAD-MOUNTED DEAD-FRONT AIR INSULATED SWITCHGEAR | 05/24 | INSTITUTE OF ELECTRICAL AND ELECTRONICS ENGINEERS | IEEE | IEEE 495 | Guide for Testing Faulted Circuit Indicators | 2007
10580 | 26 13 01 | PAD-MOUNTED DEAD-FRONT AIR INSULATED SWITCHGEAR | 05/24 | INSTITUTE OF ELECTRICAL AND ELECTRONICS ENGINEERS | IEEE | IEEE C2 | National Electrical Safety Code | 2023
10581 | 26 13 01 | PAD-MOUNTED DEAD-FRONT AIR INSULATED SWITCHGEAR | 05/24 | INSTITUTE OF ELECTRICAL AND ELECTRONICS ENGINEERS | IEEE | IEEE C37.74 | Standard Requirements for Subsurface, Vault, and Pad-Mounted Load-Interrupter Switchgear and Fused Load-Interrupter Switchgear for Alternating Current Systems Up to 38 kV | 2014
10582 | 26 13 01 | PAD-MOUNTED DEAD-FRONT AIR INSULATED SWITCHGEAR | 05/24 | INSTITUTE OF ELECTRICAL AND ELECTRONICS ENGINEERS | IEEE | IEEE C37.75 | Standard for Pad-Mounted, Pole-Mounted, and Submersible Switchgear Enclosures and Associated Control Enclosures - Coastal and Non-Coastal Environmental Integrity | 2023
10583 | 26 13 01 | PAD-MOUNTED DEAD-FRONT AIR INSULATED SWITCHGEAR | 05/24 | INSTITUTE OF ELECTRICAL AND ELECTRONICS ENGINEERS | IEEE | IEEE C62.11 | Standard for Metal-Oxide Surge Arresters for Alternating Current Power Circuits (>1kV) | 2020
10584 | 26 13 01 | PAD-MOUNTED DEAD-FRONT AIR INSULATED SWITCHGEAR | 05/24 | INTERNATIONAL ELECTRICAL TESTING ASSOCIATION | NETA | NETA ATS | Standard for Acceptance Testing Specifications for Electrical Power Equipment and Systems | 2021
10585 | 26 13 01 | PAD-MOUNTED DEAD-FRONT AIR INSULATED SWITCHGEAR | 05/24 | NATIONAL FIRE PROTECTION ASSOCIATION | NFPA | NFPA 70 | National Electrical Code | 2023
10586 | 26 13 01 | PAD-MOUNTED DEAD-FRONT AIR INSULATED SWITCHGEAR | 05/24 | NATIONAL FIRE PROTECTION ASSOCIATION | NFPA | NFPA 70B | Recommended Practice for Electrical Equipment Maintenance | 2023
10587 | 26 13 01 | PAD-MOUNTED DEAD-FRONT AIR INSULATED SWITCHGEAR | 05/24 | UNDERWRITERS LABORATORIES | UL | UL 467 | UL Standard for Safety Grounding and Bonding Equipment | 2022
10588 | 26 13 13 | METAL-CLAD SWITCHGEAR | 11/21 | AMERICAN NATIONAL STANDARDS INSTITUTE | ANSI | ANSI C12.1 | Electric Meters - Code for Electricity Metering | 2014; Errata 2016
10589 | 26 13 13 | METAL-CLAD SWITCHGEAR | 11/21 | AMERICAN NATIONAL STANDARDS INSTITUTE | ANSI | ANSI C39.1 | Requirements for Electrical Analog Indicating Instruments | 1981; R 1992
10590 | 26 13 13 | METAL-CLAD SWITCHGEAR | 11/21 | AMERICAN SOCIETY OF HEATING, REFRIGERATING AND AIR-CONDITIONING ENGINEERS | ASHRAE | ASHRAE 90.1 - IP | Energy Standard for Buildings Except Low-Rise Residential Buildings | 2019
10591 | 26 13 13 | METAL-CLAD SWITCHGEAR | 11/21 | ASTM INTERNATIONAL | ASTM | ASTM A123/A123M | Standard Specification for Zinc (Hot-Dip Galvanized) Coatings on Iron and Steel Products | 2017
10592 | 26 13 13 | METAL-CLAD SWITCHGEAR | 11/21 | ASTM INTERNATIONAL | ASTM | ASTM A153/A153M | Standard Specification for Zinc Coating (Hot-Dip) on Iron and Steel Hardware | 2023
10593 | 26 13 13 | METAL-CLAD SWITCHGEAR | 11/21 | ASTM INTERNATIONAL | ASTM | ASTM A240/A240M | Standard Specification for Chromium and Chromium-Nickel Stainless Steel Plate, Sheet, and Strip for Pressure Vessels and for General Applications | 2024
10594 | 26 13 13 | METAL-CLAD SWITCHGEAR | 11/21 | ASTM INTERNATIONAL | ASTM | ASTM A653/A653M | Standard Specification for Steel Sheet, Zinc-Coated (Galvanized) or Zinc-Iron Alloy-Coated (Galvannealed) by the Hot-Dip Process | 2023
10595 | 26 13 13 | METAL-CLAD SWITCHGEAR | 11/21 | ASTM INTERNATIONAL | ASTM | ASTM A780/A780M | Standard Practice for Repair of Damaged and Uncoated Areas of Hot-Dip Galvanized Coatings | 2020
10596 | 26 13 13 | METAL-CLAD SWITCHGEAR | 11/21 | ASTM INTERNATIONAL | ASTM | ASTM D149 | Dielectric Breakdown Voltage and Dielectric Strength of Solid Electrical Insulating Materials at Commercial Power Frequencies | 2020
10597 | 26 13 13 | METAL-CLAD SWITCHGEAR | 11/21 | ASTM INTERNATIONAL | ASTM | ASTM D709 | Standard Specification for Laminated Thermosetting Materials | 2017
10598 | 26 13 13 | METAL-CLAD SWITCHGEAR | 11/21 | ASTM INTERNATIONAL | ASTM | ASTM D1535 | Standard Practice for Specifying Color by the Munsell System | 2014; R 2018
10599 | 26 13 13 | METAL-CLAD SWITCHGEAR | 11/21 | INSTITUTE OF ELECTRICAL AND ELECTRONICS ENGINEERS | IEEE | IEEE 32 | Standard Requirements, Terminology, and Test Procedures for Neutral Grounding Devices | 1972; R 1997
10600 | 26 13 13 | METAL-CLAD SWITCHGEAR | 11/21 | INSTITUTE OF ELECTRICAL AND ELECTRONICS ENGINEERS | IEEE | IEEE 48 | Test Procedures and Requirements for Alternating-Current Cable Terminations Used on Shielded Cables Having Laminated Insulation Rated 2.5 kV through 765 kV or Extruded Insulation Rated 2.5 kV through 500 kV | 2020
10601 | 26 13 13 | METAL-CLAD SWITCHGEAR | 11/21 | INSTITUTE OF ELECTRICAL AND ELECTRONICS ENGINEERS | IEEE | IEEE 100 | The Authoritative Dictionary of IEEE Standards Terms | 2000; Archived
10602 | 26 13 13 | METAL-CLAD SWITCHGEAR | 11/21 | INSTITUTE OF ELECTRICAL AND ELECTRONICS ENGINEERS | IEEE | IEEE C2 | National Electrical Safety Code | 2023
10603 | 26 13 13 | METAL-CLAD SWITCHGEAR | 11/21 | INSTITUTE OF ELECTRICAL AND ELECTRONICS ENGINEERS | IEEE | IEEE C37.04 | Ratings and Requirements for AC High-Voltage Circuit Breakers with Rated Maximum Voltage Above 1000 V Corrigendum 1 | 2018; Erta 2019; Corr 2021
10604 | 26 13 13 | METAL-CLAD SWITCHGEAR | 11/21 | INSTITUTE OF ELECTRICAL AND ELECTRONICS ENGINEERS | IEEE | IEEE C37.06 | Standard for AC High-Voltage Circuit Breakers Rated on a Symmetrical Current Basis - Preferred Ratings and Related Required Capabilities for Voltage Above 1000 V | 2009
10605 | 26 13 13 | METAL-CLAD SWITCHGEAR | 11/21 | INSTITUTE OF ELECTRICAL AND ELECTRONICS ENGINEERS | IEEE | IEEE C37.09 | Standard Test Procedure for AC High-Voltage Circuit Breakers Rated on a Symmetrical Current Basis | 2018; Errata 2019; Corr 2021
10606 | 26 13 13 | METAL-CLAD SWITCHGEAR | 11/21 | INSTITUTE OF ELECTRICAL AND ELECTRONICS ENGINEERS | IEEE | IEEE C37.2 | (2022 Standard for Electrical Power System Device Function Numbers, Acronyms and Contact Designations
10607 | 26 13 13 | METAL-CLAD SWITCHGEAR | 11/21 | INSTITUTE OF ELECTRICAL AND ELECTRONICS ENGINEERS | IEEE | IEEE C37.20.2A | Metal-Clad Switchgear Amendment 1: Control and Secondary Circuits and Devices, and All Wiring | 2020
10608 | 26 13 13 | METAL-CLAD SWITCHGEAR | 11/21 | INSTITUTE OF ELECTRICAL AND ELECTRONICS ENGINEERS | IEEE | IEEE C37.20.3 | Standard for Metal-Enclosed Interrupter Switchgear | 2013
10609 | 26 13 13 | METAL-CLAD SWITCHGEAR | 11/21 | INSTITUTE OF ELECTRICAL AND ELECTRONICS ENGINEERS | IEEE | IEEE C37.20.7 | Guide for Testing Switchgear Rated Up to 52 kV for Internal Arcing Faults | 2017; Corr 2021
10610 | 26 13 13 | METAL-CLAD SWITCHGEAR | 11/21 | INSTITUTE OF ELECTRICAL AND ELECTRONICS ENGINEERS | IEEE | IEEE C37.90 | Standard for Relays and Relay Systems Associated With Electric Power Apparatus | 2005; R 2011
10611 | 26 13 13 | METAL-CLAD SWITCHGEAR | 11/21 | INSTITUTE OF ELECTRICAL AND ELECTRONICS ENGINEERS | IEEE | IEEE C37.90.1 | Standard for Surge Withstand Capability (SWC) Tests for Relays and Relay Systems Associated with Electric Power Apparatus | 2013
10612 | 26 13 13 | METAL-CLAD SWITCHGEAR | 11/21 | INSTITUTE OF ELECTRICAL AND ELECTRONICS ENGINEERS | IEEE | IEEE C57.12.28 | Standard for Pad-Mounted Equipment - Enclosure Integrity | 2023
10613 | 26 13 13 | METAL-CLAD SWITCHGEAR | 11/21 | INSTITUTE OF ELECTRICAL AND ELECTRONICS ENGINEERS | IEEE | IEEE C57.12.29 | Standard for Pad-Mounted Equipment - Enclosure Integrity for Coastal Environments | 2023
10614 | 26 13 13 | METAL-CLAD SWITCHGEAR | 11/21 | INSTITUTE OF ELECTRICAL AND ELECTRONICS ENGINEERS | IEEE | IEEE C57.13 | Standard Requirements for Instrument Transformers | 2016
10615 | 26 13 13 | METAL-CLAD SWITCHGEAR | 11/21 | INSTITUTE OF ELECTRICAL AND ELECTRONICS ENGINEERS | IEEE | IEEE C62.11 | Standard for Metal-Oxide Surge Arresters for Alternating Current Power Circuits (>1kV) | 2020
10616 | 26 13 13 | METAL-CLAD SWITCHGEAR | 11/21 | INTERNATIONAL ELECTRICAL TESTING ASSOCIATION | NETA | NETA ATS | Standard for Acceptance Testing Specifications for Electrical Power Equipment and Systems | 2021
10617 | 26 13 13 | METAL-CLAD SWITCHGEAR | 11/21 | NATIONAL ELECTRICAL MANUFACTURERS ASSOCIATION | NEMA | NEMA C12.4 | Registers - Mechanical Demand | 1984; R 2011
10618 | 26 13 13 | METAL-CLAD SWITCHGEAR | 11/21 | NATIONAL ELECTRICAL MANUFACTURERS ASSOCIATION | NEMA | NEMA ICS 6 | Industrial Control and Systems: Enclosures | 1993; R 2016
10619 | 26 13 13 | METAL-CLAD SWITCHGEAR | 11/21 | NATIONAL ELECTRICAL MANUFACTURERS ASSOCIATION | NEMA | NEMA LI 1 | Industrial Laminating Thermosetting Products | 1998; R 2011
10620 | 26 13 13 | METAL-CLAD SWITCHGEAR | 11/21 | NATIONAL ELECTRICAL MANUFACTURERS ASSOCIATION | NEMA | NEMA ST 20 | Dry-Type Transformers for General Applications | 2014
10621 | 26 13 13 | METAL-CLAD SWITCHGEAR | 11/21 | NATIONAL ELECTRICAL MANUFACTURERS ASSOCIATION | NEMA | NEMA/ANSI C12.10 | Physical Aspects of Watthour Meters - Safety Standard | 2011; R 2021
10622 | 26 13 13 | METAL-CLAD SWITCHGEAR | 11/21 | NATIONAL FIRE PROTECTION ASSOCIATION | NFPA | NFPA 70 | National Electrical Code | 2023
10623 | 26 13 13 | METAL-CLAD SWITCHGEAR | 11/21 | U.S. DEPARTMENT OF DEFENSE | DOD | DOD 8500.01 | Cybersecurity | 2014; Change 1-2019
10624 | 26 13 13 | METAL-CLAD SWITCHGEAR | 11/21 | U.S. DEPARTMENT OF DEFENSE | DOD | DOD 8510.01 | Risk Management Framework (RMF) for DoD Systems | 2022
10625 | 26 13 13 | METAL-CLAD SWITCHGEAR | 11/21 | UNDERWRITERS LABORATORIES | UL | UL 467 | UL Standard for Safety Grounding and Bonding Equipment | 2022
10626 | 26 13 13 | METAL-CLAD SWITCHGEAR | 11/21 | UNDERWRITERS LABORATORIES | UL | UL 1437 | Electrical Analog Instruments - Panel Board Types | 2006
10627 | 26 13 14 | SWITCHGEAR HOUSE | 11/21 | ALUMINUM ASSOCIATION | AA | AA ADM | Aluminum Design Manual | 2020
10628 | 26 13 14 | SWITCHGEAR HOUSE | 11/21 | ALUMINUM ASSOCIATION | AA | AA ASD1 | Aluminum Standards and Data | 2017; Errata 2017
10629 | 26 13 14 | SWITCHGEAR HOUSE | 11/21 | AMERICAN INSTITUTE OF STEEL CONSTRUCTION | AISC | AISC 325 | Steel Construction Manual | 2017
10630 | 26 13 14 | SWITCHGEAR HOUSE | 11/21 | AMERICAN INSTITUTE OF STEEL CONSTRUCTION | AISC | AISC 341 | Seismic Provisions for Structural Steel Buildings | 2016
10631 | 26 13 14 | SWITCHGEAR HOUSE | 11/21 | AMERICAN INSTITUTE OF STEEL CONSTRUCTION | AISC | AISC 360 | Specification for Structural Steel Buildings | 2016
10632 | 26 13 14 | SWITCHGEAR HOUSE | 11/21 | AMERICAN IRON AND STEEL INSTITUTE | AISI | AISC/AISI 121 | Standard Definitions for Use in the Design of Steel Structures | 2007
10633 | 26 13 14 | SWITCHGEAR HOUSE | 11/21 | AMERICAN IRON AND STEEL INSTITUTE | AISI | AISI SG03-3 | Cold-Formed Steel Design Manual Set | 2002; Suppl 2001-2004; R 2008
10634 | 26 13 14 | SWITCHGEAR HOUSE | 11/21 | AMERICAN SOCIETY OF CIVIL ENGINEERS | ASCE | ASCE 7 | Minimum Design Loads for Buildings and Other Structures | 2017
10635 | 26 13 14 | SWITCHGEAR HOUSE | 11/21 | AMERICAN SOCIETY OF HEATING, REFRIGERATING AND AIR-CONDITIONING ENGINEERS | ASHRAE | ASHRAE 90.1 - IP | Energy Standard for Buildings Except Low-Rise Residential Buildings | 2019
10636 | 26 13 14 | SWITCHGEAR HOUSE | 11/21 | AMERICAN WELDING SOCIETY | AWS | AWS A5.1/A5.1M | Specification for Carbon Steel Electrodes for Shielded Metal Arc Welding | 2012
10637 | 26 13 14 | SWITCHGEAR HOUSE | 11/21 | AMERICAN WELDING SOCIETY | AWS | AWS D1.1/D1.1M | Structural Welding Code - Steel | 2020; Errata 1 2021
10638 | 26 13 14 | SWITCHGEAR HOUSE | 11/21 | AMERICAN WELDING SOCIETY | AWS | AWS D1.3/D1.3M | Structural Welding Code - Sheet Steel | 2018
10639 | 26 13 14 | SWITCHGEAR HOUSE | 11/21 | ASTM INTERNATIONAL | ASTM | ASTM A36/A36M | Standard Specification for Carbon Structural Steel | 2019
10640 | 26 13 14 | SWITCHGEAR HOUSE | 11/21 | ASTM INTERNATIONAL | ASTM | ASTM A53/A53M | Standard Specification for Pipe, Steel, Black and Hot-Dipped, Zinc-Coated, Welded and Seamless | 2024
10641 | 26 13 14 | SWITCHGEAR HOUSE | 11/21 | ASTM INTERNATIONAL | ASTM | ASTM A123/A123M | Standard Specification for Zinc (Hot-Dip Galvanized) Coatings on Iron and Steel Products | 2017
10642 | 26 13 14 | SWITCHGEAR HOUSE | 11/21 | ASTM INTERNATIONAL | ASTM | ASTM A153/A153M | Standard Specification for Zinc Coating (Hot-Dip) on Iron and Steel Hardware | 2023
10643 | 26 13 14 | SWITCHGEAR HOUSE | 11/21 | ASTM INTERNATIONAL | ASTM | ASTM A193/A193M | Standard Specification for Alloy-Steel and Stainless Steel Bolting Materials for High-Temperature Service and Other Special Purpose Applications | 2024
10644 | 26 13 14 | SWITCHGEAR HOUSE | 11/21 | ASTM INTERNATIONAL | ASTM | ASTM A307 | Standard Specification for Carbon Steel Bolts, Studs, and Threaded Rod 60 000 PSI Tensile Strength | 2021
10645 | 26 13 14 | SWITCHGEAR HOUSE | 11/21 | ASTM INTERNATIONAL | ASTM | ASTM A325 | Standard Specification for Structural Bolts, Steel, Heat Treated, 120/105 ksi Minimum Tensile Strength | 2014
10646 | 26 13 14 | SWITCHGEAR HOUSE | 11/21 | ASTM INTERNATIONAL | ASTM | ASTM A325M | Standard Specification for Structural Bolts, Steel, Heat Treated, 830 MPa Minimum Tensile Strength (Metric) | 2014
10647 | 26 13 14 | SWITCHGEAR HOUSE | 11/21 | ASTM INTERNATIONAL | ASTM | ASTM A463/A463M | Standard Specification for Steel Sheet, Aluminum-Coated, by the Hot-Dip Process | 2022
10648 | 26 13 14 | SWITCHGEAR HOUSE | 11/21 | ASTM INTERNATIONAL | ASTM | ASTM A475 | Standard Specification for Metallic-Coated Steel Wire Strand | 2022
10649 | 26 13 14 | SWITCHGEAR HOUSE | 11/21 | ASTM INTERNATIONAL | ASTM | ASTM A500/A500M | Standard Specification for Cold-Formed Welded and Seamless Carbon Steel Structural Tubing in Rounds and Shapes | 2023
10650 | 26 13 14 | SWITCHGEAR HOUSE | 11/21 | ASTM INTERNATIONAL | ASTM | ASTM A501/A501M | Standard Specification for Hot-Formed Welded and Seamless Carbon Steel Structural Tubing | 2021
10651 | 26 13 14 | SWITCHGEAR HOUSE | 11/21 | ASTM INTERNATIONAL | ASTM | ASTM A529/A529M | Standard Specification for High-Strength Carbon-Manganese Steel of Structural Quality | 2019
10652 | 26 13 14 | SWITCHGEAR HOUSE | 11/21 | ASTM INTERNATIONAL | ASTM | ASTM A563 | Standard Specification for Carbon and Alloy Steel Nuts | 2021; E 2022a
10653 | 26 13 14 | SWITCHGEAR HOUSE | 11/21 | ASTM INTERNATIONAL | ASTM | ASTM A563M | Standard Specification for Carbon and Alloy Steel Nuts (Metric) | 2007; R 2013
10654 | 26 13 14 | SWITCHGEAR HOUSE | 11/21 | ASTM INTERNATIONAL | ASTM | ASTM A572/A572M | Standard Specification for High-Strength Low-Alloy Columbium-Vanadium Structural Steel | 2021; E 2021
10655 | 26 13 14 | SWITCHGEAR HOUSE | 11/21 | ASTM INTERNATIONAL | ASTM | ASTM A606/A606M | Standard Specification for Steel Sheet and Strip, High-Strength, Low-Alloy, Hot-Rolled and Cold-Rolled, with Improved Atmospheric Corrosion Resistance | 2023
10656 | 26 13 14 | SWITCHGEAR HOUSE | 11/21 | ASTM INTERNATIONAL | ASTM | ASTM A653/A653M | Standard Specification for Steel Sheet, Zinc-Coated (Galvanized) or Zinc-Iron Alloy-Coated (Galvannealed) by the Hot-Dip Process | 2023
10657 | 26 13 14 | SWITCHGEAR HOUSE | 11/21 | ASTM INTERNATIONAL | ASTM | ASTM A755/A755M | Standard Specification for Steel Sheet, Metallic Coated by the Hot-Dip Process and Prepainted by the Coil-Coating Process for Exterior Exposed Building Products | 2018; R 2024
10658 | 26 13 14 | SWITCHGEAR HOUSE | 11/21 | ASTM INTERNATIONAL | ASTM | ASTM A780/A780M | Standard Practice for Repair of Damaged and Uncoated Areas of Hot-Dip Galvanized Coatings | 2020
10659 | 26 13 14 | SWITCHGEAR HOUSE | 11/21 | ASTM INTERNATIONAL | ASTM | ASTM A792/A792M | Standard Specification for Steel Sheet, 55% Aluminum-Zinc Alloy-Coated by the Hot-Dip Process | 2022
10660 | 26 13 14 | SWITCHGEAR HOUSE | 11/21 | ASTM INTERNATIONAL | ASTM | ASTM A992/A992M | Standard Specification for Structural Steel Shapes | 2022
10661 | 26 13 14 | SWITCHGEAR HOUSE | 11/21 | ASTM INTERNATIONAL | ASTM | ASTM A1008/A1008M | Standard Specification for Steel, Sheet, Cold-Rolled, Carbon, Structural, High-Strength Low-Alloy, High-Strength Low-Alloy with Improved Formability, Solution Hardened, and Bake Hardenable | 2024
10662 | 26 13 14 | SWITCHGEAR HOUSE | 11/21 | ASTM INTERNATIONAL | ASTM | ASTM A1011/A1011M | Standard Specification for Steel Sheet and Strip, Hot-Rolled, Carbon, Structural, High-Strength Low-Alloy, High-Strength Low-Alloy with Improved Formability, and Ultra-High Strength | 2023
10663 | 26 13 14 | SWITCHGEAR HOUSE | 11/21 | ASTM INTERNATIONAL | ASTM | ASTM B117 | Standard Practice for Operating Salt Spray (Fog) Apparatus | 2019
10664 | 26 13 14 | SWITCHGEAR HOUSE | 11/21 | ASTM INTERNATIONAL | ASTM | ASTM B209 | Standard Specification for Aluminum and Aluminum-Alloy Sheet and Plate | 2014
10665 | 26 13 14 | SWITCHGEAR HOUSE | 11/21 | ASTM INTERNATIONAL | ASTM | ASTM B209M | Standard Specification for Aluminum and Aluminum-Alloy Sheet and Plate (Metric) | 2014
10666 | 26 13 14 | SWITCHGEAR HOUSE | 11/21 | ASTM INTERNATIONAL | ASTM | ASTM B221 | Standard Specification for Aluminum and Aluminum-Alloy Extruded Bars, Rods, Wire, Profiles, and Tubes | 2021
10667 | 26 13 14 | SWITCHGEAR HOUSE | 11/21 | ASTM INTERNATIONAL | ASTM | ASTM B221M | Standard Specification for Aluminum and Aluminum-Alloy Extruded Bars, Rods, Wire, Profiles, and Tubes (Metric) | 2021
10668 | 26 13 14 | SWITCHGEAR HOUSE | 11/21 | ASTM INTERNATIONAL | ASTM | ASTM B695 | Standard Specification for Coatings of Zinc Mechanically Deposited on Iron and Steel | 2021
10669 | 26 13 14 | SWITCHGEAR HOUSE | 11/21 | ASTM INTERNATIONAL | ASTM | ASTM C273/C273M | Standard Test Method for Shear Properties of Sandwich Core Materials | 2020
10670 | 26 13 14 | SWITCHGEAR HOUSE | 11/21 | ASTM INTERNATIONAL | ASTM | ASTM C518 | Standard Test Method for Steady-State Thermal Transmission Properties by Means of the Heat Flow Meter Apparatus | 2021
10671 | 26 13 14 | SWITCHGEAR HOUSE | 11/21 | ASTM INTERNATIONAL | ASTM | ASTM C553 | Standard Specification for Mineral Fiber Blanket Thermal Insulation for Commercial and Industrial Applications | 2013; R 2019
10672 | 26 13 14 | SWITCHGEAR HOUSE | 11/21 | ASTM INTERNATIONAL | ASTM | ASTM C612 | Standard Specification for Mineral Fiber Block and Board Thermal Insulation | 2014; R 2019
10673 | 26 13 14 | SWITCHGEAR HOUSE | 11/21 | ASTM INTERNATIONAL | ASTM | ASTM C665 | Standard Specification for Mineral-Fiber Blanket Thermal Insulation for Light Frame Construction and Manufactured Housing | 2023
10674 | 26 13 14 | SWITCHGEAR HOUSE | 11/21 | ASTM INTERNATIONAL | ASTM | ASTM C920 | Standard Specification for Elastomeric Joint Sealants | 2018
10675 | 26 13 14 | SWITCHGEAR HOUSE | 11/21 | ASTM INTERNATIONAL | ASTM | ASTM C991 | Flexible Glass Fiber Insulation for Metal Buildings | 2023
10676 | 26 13 14 | SWITCHGEAR HOUSE | 11/21 | ASTM INTERNATIONAL | ASTM | ASTM C1289 | Standard Specification for Faced Rigid Cellular Polyisocyanurate Thermal Insulation Board | 2023a
10677 | 26 13 14 | SWITCHGEAR HOUSE | 11/21 | ASTM INTERNATIONAL | ASTM | ASTM C1363 | Standard Test Method for Thermal Performance of Building Materials and Envelope Assemblies by Means of a Hot Box Apparatus | 2024
10678 | 26 13 14 | SWITCHGEAR HOUSE | 11/21 | ASTM INTERNATIONAL | ASTM | ASTM D522/D522M | Mandrel Bend Test of Attached Organic Coatings | 2017
10679 | 26 13 14 | SWITCHGEAR HOUSE | 11/21 | ASTM INTERNATIONAL | ASTM | ASTM D523 | Standard Test Method for Specular Gloss | 2014; R 2018
10680 | 26 13 14 | SWITCHGEAR HOUSE | 11/21 | ASTM INTERNATIONAL | ASTM | ASTM D714 | Standard Test Method for Evaluating Degree of Blistering of Paints | 2002; R 2017
10681 | 26 13 14 | SWITCHGEAR HOUSE | 11/21 | ASTM INTERNATIONAL | ASTM | ASTM D822 | Filtered Open-Flame Carbon-Arc Exposures of Paint and Related Coatings | 2013; R 2018
10682 | 26 13 14 | SWITCHGEAR HOUSE | 11/21 | ASTM INTERNATIONAL | ASTM | ASTM D968 | Standard Test Methods for Abrasion Resistance of Organic Coatings by Falling Abrasive | 2022
10683 | 26 13 14 | SWITCHGEAR HOUSE | 11/21 | ASTM INTERNATIONAL | ASTM | ASTM D1056 | Standard Specification for Flexible Cellular Materials - Sponge or Expanded Rubber | 2020
10684 | 26 13 14 | SWITCHGEAR HOUSE | 11/21 | ASTM INTERNATIONAL | ASTM | ASTM D1308 | Effect of Household Chemicals on Clear and Pigmented Organic Finishes | 2002; R 2013
10685 | 26 13 14 | SWITCHGEAR HOUSE | 11/21 | ASTM INTERNATIONAL | ASTM | ASTM D1621 | Standard Test Method for Compressive Properties of Rigid Cellular Plastics | 2016
10686 | 26 13 14 | SWITCHGEAR HOUSE | 11/21 | ASTM INTERNATIONAL | ASTM | ASTM D1622/D1622M | Apparent Density of Rigid Cellular Plastics | 2014
10687 | 26 13 14 | SWITCHGEAR HOUSE | 11/21 | ASTM INTERNATIONAL | ASTM | ASTM D1667 | Standard Specification for Flexible Cellular Materials - Poly (Vinyl Chloride) Foam (Closed-Cell) | 2022
10688 | 26 13 14 | SWITCHGEAR HOUSE | 11/21 | ASTM INTERNATIONAL | ASTM | ASTM D2244 | Standard Practice for Calculation of Color Tolerances and Color Differences from Instrumentally Measured Color Coordinates | 2021
10689 | 26 13 14 | SWITCHGEAR HOUSE | 11/21 | ASTM INTERNATIONAL | ASTM | ASTM D2247 | Standard Practice for Testing Water Resistance of Coatings in 100?Percent Relative Humidity | 2015; R 2020
10690 | 26 13 14 | SWITCHGEAR HOUSE | 11/21 | ASTM INTERNATIONAL | ASTM | ASTM D2794 | Standard Test Method for Resistance of Organic Coatings to the Effects of Rapid Deformation (Impact) | 1993; R 2019
10691 | 26 13 14 | SWITCHGEAR HOUSE | 11/21 | ASTM INTERNATIONAL | ASTM | ASTM D3363 | Film Hardness by Pencil Test | 2005; E 2011; R 2011; E 2012
10692 | 26 13 14 | SWITCHGEAR HOUSE | 11/21 | ASTM INTERNATIONAL | ASTM | ASTM D4060 | Abrasion Resistance of Organic Coatings by the Taber Abraser | 2019
10693 | 26 13 14 | SWITCHGEAR HOUSE | 11/21 | ASTM INTERNATIONAL | ASTM | ASTM D4214 | Standard Test Method for Evaluating the Degree of Chalking of Exterior Paint Films | 2007; R 2015
10694 | 26 13 14 | SWITCHGEAR HOUSE | 11/21 | ASTM INTERNATIONAL | ASTM | ASTM D4541 | Standard Test Method for Pull-Off Strength of Coatings Using Portable Adhesion Testers | 2022
10695 | 26 13 14 | SWITCHGEAR HOUSE | 11/21 | ASTM INTERNATIONAL | ASTM | ASTM D6226 | Standard Test Method for Open Cell Content of Rigid Cellular Plastics | 2021
10696 | 26 13 14 | SWITCHGEAR HOUSE | 11/21 | ASTM INTERNATIONAL | ASTM | ASTM DEFONLINE | ASTM Online Dictionary of Engineering Science and Technology | 2008
10697 | 26 13 14 | SWITCHGEAR HOUSE | 11/21 | ASTM INTERNATIONAL | ASTM | ASTM E84 | Standard Test Method for Surface Burning Characteristics of Building Materials | 2023
10698 | 26 13 14 | SWITCHGEAR HOUSE | 11/21 | ASTM INTERNATIONAL | ASTM | ASTM E119 | Standard Test Methods for Fire Tests of Building Construction and Materials | 2024
10699 | 26 13 14 | SWITCHGEAR HOUSE | 11/21 | ASTM INTERNATIONAL | ASTM | ASTM E136 | Standard Test Method for Assessing Combustibility of Materials Using a Vertical Tube Furnace at 750 Degrees C | 2024b
10700 | 26 13 14 | SWITCHGEAR HOUSE | 11/21 | ASTM INTERNATIONAL | ASTM | ASTM E283 | Standard Test Method for Determining the Rate of Air Leakage Through Exterior Windows, Curtain Walls, and Doors Under Specified Pressure Differences Across the Specimen | 2019
10701 | 26 13 14 | SWITCHGEAR HOUSE | 11/21 | ASTM INTERNATIONAL | ASTM | ASTM E331 | Standard Test Method for Water Penetration of Exterior Windows, Skylights, Doors, and Curtain Walls by Uniform Static Air Pressure Difference | 2000; R 2023
10702 | 26 13 14 | SWITCHGEAR HOUSE | 11/21 | ASTM INTERNATIONAL | ASTM | ASTM E1592 | Standard Test Method for Structural Performance of Sheet Metal Roof and Siding Systems by Uniform Static Air Pressure Difference | 2017
10703 | 26 13 14 | SWITCHGEAR HOUSE | 11/21 | ASTM INTERNATIONAL | ASTM | ASTM E1646 | Standard Test Method for Water Penetration of Exterior Metal Roof Panel Systems by Uniform Air Pressure Difference | 1995; R 2018
10704 | 26 13 14 | SWITCHGEAR HOUSE | 11/21 | ASTM INTERNATIONAL | ASTM | ASTM E1680 | Standard Test Method for Rate of Air Leakage Through Exterior Metal Roof Panel Systems | 2016
10705 | 26 13 14 | SWITCHGEAR HOUSE | 11/21 | ASTM INTERNATIONAL | ASTM | ASTM F436 | Hardened Steel Washers | 2011
10706 | 26 13 14 | SWITCHGEAR HOUSE | 11/21 | ASTM INTERNATIONAL | ASTM | ASTM F436M | Hardened Steel Washers (Metric) | 2011
10707 | 26 13 14 | SWITCHGEAR HOUSE | 11/21 | ASTM INTERNATIONAL | ASTM | ASTM F1554 | Standard Specification for Anchor Bolts, Steel, 36, 55, and 105-ksi Yield Strength | 2020
10708 | 26 13 14 | SWITCHGEAR HOUSE | 11/21 | ASTM INTERNATIONAL | ASTM | ASTM F1852 | Standard Specification for "Twist Off" Type Tension Control Structural Bolt/Nut/Washer Assemblies, Steel, Heat Treated, 120/105 ksi Minimum Tensile Strength | 2014
10709 | 26 13 14 | SWITCHGEAR HOUSE | 11/21 | ASTM INTERNATIONAL | ASTM | ASTM G152 | Standard Practice for Operating Open Flame Carbon Arc Light Apparatus for Exposure of Nonmetallic Materials | 2013; R 2021
10710 | 26 13 14 | SWITCHGEAR HOUSE | 11/21 | ASTM INTERNATIONAL | ASTM | ASTM G153 | Standard Practice for Operating Enclosed Carbon Arc Light Apparatus for Exposure of Nonmetallic Materials | 2013; R 2021
10711 | 26 13 14 | SWITCHGEAR HOUSE | 11/21 | INSTITUTE OF ELECTRICAL AND ELECTRONICS ENGINEERS | IEEE | IEEE C2 | National Electrical Safety Code | 2023
10712 | 26 13 14 | SWITCHGEAR HOUSE | 11/21 | INSTITUTE OF ELECTRICAL AND ELECTRONICS ENGINEERS | IEEE | IEEE C37.20.2A | Metal-Clad Switchgear Amendment 1: Control and Secondary Circuits and Devices, and All Wiring | 2020
10713 | 26 13 14 | SWITCHGEAR HOUSE | 11/21 | INSTITUTE OF ELECTRICAL AND ELECTRONICS ENGINEERS | IEEE | IEEE C57.12.29 | Standard for Pad-Mounted Equipment - Enclosure Integrity for Coastal Environments | 2023
10714 | 26 13 14 | SWITCHGEAR HOUSE | 11/21 | INTERNATIONAL ELECTRICAL TESTING ASSOCIATION | NETA | NETA ATS | Standard for Acceptance Testing Specifications for Electrical Power Equipment and Systems | 2021
10715 | 26 13 14 | SWITCHGEAR HOUSE | 11/21 | METAL BUILDING MANUFACTURERS ASSOCIATION | MBMA | MBMA MBSM | Metal Building Systems Manual | 2018
10716 | 26 13 14 | SWITCHGEAR HOUSE | 11/21 | NATIONAL ASSOCIATION OF ARCHITECTURAL METAL MANUFACTURERS | NAAMM | NAAMM AMP 500 | Metal Finishes Manual | 2006
10717 | 26 13 14 | SWITCHGEAR HOUSE | 11/21 | NATIONAL FIRE PROTECTION ASSOCIATION | NFPA | NFPA 70 | National Electrical Code | 2023
10718 | 26 13 14 | SWITCHGEAR HOUSE | 11/21 | NATIONAL FIRE PROTECTION ASSOCIATION | NFPA | NFPA 80 | Standard for Fire Doors and Other Opening Protectives | 2022
10719 | 26 13 14 | SWITCHGEAR HOUSE | 11/21 | NATIONAL FIRE PROTECTION ASSOCIATION | NFPA | NFPA 252 | Standard Methods of Fire Tests of Door Assemblies | 2022
10720 | 26 13 14 | SWITCHGEAR HOUSE | 11/21 | SHEET METAL AND AIR CONDITIONING CONTRACTORS' NATIONAL ASSOCIATION | SMACNA | SMACNA 1793 | Architectural Sheet Metal Manual, 7th Edition | 2012
10721 | 26 13 14 | SWITCHGEAR HOUSE | 11/21 | SOCIETY FOR PROTECTIVE COATINGS | SSPC | SSPC Paint 15 | Steel Joist Shop Primer/Metal Building Primer | 1999; E 2004
10722 | 26 13 14 | SWITCHGEAR HOUSE | 11/21 | SOCIETY FOR PROTECTIVE COATINGS | SSPC | SSPC Painting Manual | Good Painting Practice, Steel Structures Painting Manual, Volume 1 | 2002
10723 | 26 13 14 | SWITCHGEAR HOUSE | 11/21 | SOCIETY FOR PROTECTIVE COATINGS | SSPC | SSPC SP 2 | Hand Tool Cleaning | 2018
10724 | 26 13 14 | SWITCHGEAR HOUSE | 11/21 | SOCIETY FOR PROTECTIVE COATINGS | SSPC | SSPC SP 10/NACE No. 2 | Near-White Blast Cleaning | 2015
10725 | 26 13 14 | SWITCHGEAR HOUSE | 11/21 | UNDERWRITERS LABORATORIES | UL | UL 580 | UL Standard for Safety Tests for Uplift Resistance of Roof Assemblies | 2006; Reprint Apr 2024
10726 | 26 13 14 | SWITCHGEAR HOUSE | 11/21 | UNDERWRITERS LABORATORIES | UL | UL Bld Mat Dir | Building Materials Directory | updated continuously online
10727 | 26 13 32 | MEDIUM-VOLTAGE SWITCHGEAR, GAS-INSULATED | 11/23 | AMERICAN NATIONAL STANDARDS INSTITUTE | ANSI | ANSI C12.1 | Electric Meters - Code for Electricity Metering | 2014; Errata 2016
10728 | 26 13 32 | MEDIUM-VOLTAGE SWITCHGEAR, GAS-INSULATED | 11/23 | AMERICAN NATIONAL STANDARDS INSTITUTE | ANSI | ANSI C39.1 | Requirements for Electrical Analog Indicating Instruments | 1981; R 1992
10729 | 26 13 32 | MEDIUM-VOLTAGE SWITCHGEAR, GAS-INSULATED | 11/23 | AMERICAN SOCIETY OF HEATING, REFRIGERATING AND AIR-CONDITIONING ENGINEERS | ASHRAE | ASHRAE 90.1 - IP | Energy Standard for Buildings Except Low-Rise Residential Buildings | 2019
10730 | 26 13 32 | MEDIUM-VOLTAGE SWITCHGEAR, GAS-INSULATED | 11/23 | AMERICAN SOCIETY OF HEATING, REFRIGERATING AND AIR-CONDITIONING ENGINEERS | ASHRAE | ASHRAE 90.1 - SI | Energy Standard for Buildings Except Low-Rise Residential Buildings | 2019
10731 | 26 13 32 | MEDIUM-VOLTAGE SWITCHGEAR, GAS-INSULATED | 11/23 | ASTM INTERNATIONAL | ASTM | ASTM A123/A123M | Standard Specification for Zinc (Hot-Dip Galvanized) Coatings on Iron and Steel Products | 2017
10732 | 26 13 32 | MEDIUM-VOLTAGE SWITCHGEAR, GAS-INSULATED | 11/23 | ASTM INTERNATIONAL | ASTM | ASTM A153/A153M | Standard Specification for Zinc Coating (Hot-Dip) on Iron and Steel Hardware | 2023
10733 | 26 13 32 | MEDIUM-VOLTAGE SWITCHGEAR, GAS-INSULATED | 11/23 | ASTM INTERNATIONAL | ASTM | ASTM A240/A240M | Standard Specification for Chromium and Chromium-Nickel Stainless Steel Plate, Sheet, and Strip for Pressure Vessels and for General Applications | 2024
10734 | 26 13 32 | MEDIUM-VOLTAGE SWITCHGEAR, GAS-INSULATED | 11/23 | ASTM INTERNATIONAL | ASTM | ASTM A653/A653M | Standard Specification for Steel Sheet, Zinc-Coated (Galvanized) or Zinc-Iron Alloy-Coated (Galvannealed) by the Hot-Dip Process | 2023
10735 | 26 13 32 | MEDIUM-VOLTAGE SWITCHGEAR, GAS-INSULATED | 11/23 | ASTM INTERNATIONAL | ASTM | ASTM D149 | Dielectric Breakdown Voltage and Dielectric Strength of Solid Electrical Insulating Materials at Commercial Power Frequencies | 2020
10736 | 26 13 32 | MEDIUM-VOLTAGE SWITCHGEAR, GAS-INSULATED | 11/23 | ASTM INTERNATIONAL | ASTM | ASTM D709 | Standard Specification for Laminated Thermosetting Materials | 2017
10737 | 26 13 32 | MEDIUM-VOLTAGE SWITCHGEAR, GAS-INSULATED | 11/23 | ASTM INTERNATIONAL | ASTM | ASTM D1535 | Standard Practice for Specifying Color by the Munsell System | 2014; R 2018
10738 | 26 13 32 | MEDIUM-VOLTAGE SWITCHGEAR, GAS-INSULATED | 11/23 | ASTM INTERNATIONAL | ASTM | ASTM D2472 | Standard Specification for Sulphur Hexafluoride | 2000; R 2014
10739 | 26 13 32 | MEDIUM-VOLTAGE SWITCHGEAR, GAS-INSULATED | 11/23 | EUROPEAN COMMITTEE FOR STANDARDIZATION | CEN/CENELEC | EN 50181 | Plug-in Type Bushings Above 1 kV Up to 52 kV and From 250 A to 2,50 kA for Equipment Other Than Liquid Filled Transformers | 2010
10740 | 26 13 32 | MEDIUM-VOLTAGE SWITCHGEAR, GAS-INSULATED | 11/23 | INSTITUTE OF ELECTRICAL AND ELECTRONICS ENGINEERS | IEEE | IEEE 32 | Standard Requirements, Terminology, and Test Procedures for Neutral Grounding Devices | 1972; R 1997
10741 | 26 13 32 | MEDIUM-VOLTAGE SWITCHGEAR, GAS-INSULATED | 11/23 | INSTITUTE OF ELECTRICAL AND ELECTRONICS ENGINEERS | IEEE | IEEE 48 | Test Procedures and Requirements for Alternating-Current Cable Terminations Used on Shielded Cables Having Laminated Insulation Rated 2.5 kV through 765 kV or Extruded Insulation Rated 2.5 kV through 500 kV | 2020
10742 | 26 13 32 | MEDIUM-VOLTAGE SWITCHGEAR, GAS-INSULATED | 11/23 | INSTITUTE OF ELECTRICAL AND ELECTRONICS ENGINEERS | IEEE | IEEE 100 | The Authoritative Dictionary of IEEE Standards Terms | 2000; Archived
10743 | 26 13 32 | MEDIUM-VOLTAGE SWITCHGEAR, GAS-INSULATED | 11/23 | INSTITUTE OF ELECTRICAL AND ELECTRONICS ENGINEERS | IEEE | IEEE C2 | National Electrical Safety Code | 2023
10744 | 26 13 32 | MEDIUM-VOLTAGE SWITCHGEAR, GAS-INSULATED | 11/23 | INSTITUTE OF ELECTRICAL AND ELECTRONICS ENGINEERS | IEEE | IEEE C37.04 | Ratings and Requirements for AC High-Voltage Circuit Breakers with Rated Maximum Voltage Above 1000 V Corrigendum 1 | 2018; Erta 2019; Corr 2021
10745 | 26 13 32 | MEDIUM-VOLTAGE SWITCHGEAR, GAS-INSULATED | 11/23 | INSTITUTE OF ELECTRICAL AND ELECTRONICS ENGINEERS | IEEE | IEEE C37.06 | Standard for AC High-Voltage Circuit Breakers Rated on a Symmetrical Current Basis - Preferred Ratings and Related Required Capabilities for Voltage Above 1000 V | 2009
10746 | 26 13 32 | MEDIUM-VOLTAGE SWITCHGEAR, GAS-INSULATED | 11/23 | INSTITUTE OF ELECTRICAL AND ELECTRONICS ENGINEERS | IEEE | IEEE C37.09 | Standard Test Procedure for AC High-Voltage Circuit Breakers Rated on a Symmetrical Current Basis | 2018; Errata 2019; Corr 2021
10747 | 26 13 32 | MEDIUM-VOLTAGE SWITCHGEAR, GAS-INSULATED | 11/23 | INSTITUTE OF ELECTRICAL AND ELECTRONICS ENGINEERS | IEEE | IEEE C37.2 | (2022 Standard for Electrical Power System Device Function Numbers, Acronyms and Contact Designations
10748 | 26 13 32 | MEDIUM-VOLTAGE SWITCHGEAR, GAS-INSULATED | 11/23 | INSTITUTE OF ELECTRICAL AND ELECTRONICS ENGINEERS | IEEE | IEEE C37.20.2A | Metal-Clad Switchgear Amendment 1: Control and Secondary Circuits and Devices, and All Wiring | 2020
10749 | 26 13 32 | MEDIUM-VOLTAGE SWITCHGEAR, GAS-INSULATED | 11/23 | INSTITUTE OF ELECTRICAL AND ELECTRONICS ENGINEERS | IEEE | IEEE C37.20.3 | Standard for Metal-Enclosed Interrupter Switchgear | 2013
10750 | 26 13 32 | MEDIUM-VOLTAGE SWITCHGEAR, GAS-INSULATED | 11/23 | INSTITUTE OF ELECTRICAL AND ELECTRONICS ENGINEERS | IEEE | IEEE C37.20.7 | Guide for Testing Switchgear Rated Up to 52 kV for Internal Arcing Faults | 2017; Corr 2021
10751 | 26 13 32 | MEDIUM-VOLTAGE SWITCHGEAR, GAS-INSULATED | 11/23 | INSTITUTE OF ELECTRICAL AND ELECTRONICS ENGINEERS | IEEE | IEEE C37.20.9 | Standard for Metal-Enclosed Switchgear Rated 1 kV to 52 kV Incorporating Gas Insulating Systems | 2019
10752 | 26 13 32 | MEDIUM-VOLTAGE SWITCHGEAR, GAS-INSULATED | 11/23 | INSTITUTE OF ELECTRICAL AND ELECTRONICS ENGINEERS | IEEE | IEEE C37.60 | High-Voltage Switchgear and Controlgear - Part 111: Automatic Circuit Reclosers for Alternating Current Systems Up to 38 kV | 2019
10753 | 26 13 32 | MEDIUM-VOLTAGE SWITCHGEAR, GAS-INSULATED | 11/23 | INSTITUTE OF ELECTRICAL AND ELECTRONICS ENGINEERS | IEEE | IEEE C37.74 | Standard Requirements for Subsurface, Vault, and Pad-Mounted Load-Interrupter Switchgear and Fused Load-Interrupter Switchgear for Alternating Current Systems Up to 38 kV | 2014
10754 | 26 13 32 | MEDIUM-VOLTAGE SWITCHGEAR, GAS-INSULATED | 11/23 | INSTITUTE OF ELECTRICAL AND ELECTRONICS ENGINEERS | IEEE | IEEE C37.90 | Standard for Relays and Relay Systems Associated With Electric Power Apparatus | 2005; R 2011
10755 | 26 13 32 | MEDIUM-VOLTAGE SWITCHGEAR, GAS-INSULATED | 11/23 | INSTITUTE OF ELECTRICAL AND ELECTRONICS ENGINEERS | IEEE | IEEE C37.90.1 | Standard for Surge Withstand Capability (SWC) Tests for Relays and Relay Systems Associated with Electric Power Apparatus | 2013
10756 | 26 13 32 | MEDIUM-VOLTAGE SWITCHGEAR, GAS-INSULATED | 11/23 | INSTITUTE OF ELECTRICAL AND ELECTRONICS ENGINEERS | IEEE | IEEE C57.12.28 | Standard for Pad-Mounted Equipment - Enclosure Integrity | 2023
10757 | 26 13 32 | MEDIUM-VOLTAGE SWITCHGEAR, GAS-INSULATED | 11/23 | INSTITUTE OF ELECTRICAL AND ELECTRONICS ENGINEERS | IEEE | IEEE C57.12.29 | Standard for Pad-Mounted Equipment - Enclosure Integrity for Coastal Environments | 2023
10758 | 26 13 32 | MEDIUM-VOLTAGE SWITCHGEAR, GAS-INSULATED | 11/23 | INSTITUTE OF ELECTRICAL AND ELECTRONICS ENGINEERS | IEEE | IEEE C57.13 | Standard Requirements for Instrument Transformers | 2016
10759 | 26 13 32 | MEDIUM-VOLTAGE SWITCHGEAR, GAS-INSULATED | 11/23 | INTERNATIONAL ELECTRICAL TESTING ASSOCIATION | NETA | NETA ATS | Standard for Acceptance Testing Specifications for Electrical Power Equipment and Systems | 2021
10760 | 26 13 32 | MEDIUM-VOLTAGE SWITCHGEAR, GAS-INSULATED | 11/23 | INTERNATIONAL ELECTROTECHNICAL COMMISSION | IEC | IEC 60068-3-3 | Environmental Testing - Part 3-3: Supporting Documentation and Guidance - Seismic Test Methods for Equipment | 2019
10761 | 26 13 32 | MEDIUM-VOLTAGE SWITCHGEAR, GAS-INSULATED | 11/23 | INTERNATIONAL ELECTROTECHNICAL COMMISSION | IEC | IEC 62271-100 | High-Voltage Switchgear and Controlgear - Part 100: Alternating-Current Circuit-Breakers | 2021
10762 | 26 13 32 | MEDIUM-VOLTAGE SWITCHGEAR, GAS-INSULATED | 11/23 | INTERNATIONAL ELECTROTECHNICAL COMMISSION | IEC | IEC 62271-103 | High-Voltage Switchgear and Controlgear – Part 103: Switches for Rated Voltages Above 1 Kv up to and Including 52 Kv | 2021
10763 | 26 13 32 | MEDIUM-VOLTAGE SWITCHGEAR, GAS-INSULATED | 11/23 | INTERNATIONAL ELECTROTECHNICAL COMMISSION | IEC | IEC 62271-111 | High Voltage Switchgear And Controlgear - Part 111: Automatic Circuit Reclosers for Alternating Current Systems up to and including 38 kV | 2019
10764 | 26 13 32 | MEDIUM-VOLTAGE SWITCHGEAR, GAS-INSULATED | 11/23 | NATIONAL ELECTRICAL MANUFACTURERS ASSOCIATION | NEMA | NEMA ST 20 | Dry-Type Transformers for General Applications | 2014
10765 | 26 13 32 | MEDIUM-VOLTAGE SWITCHGEAR, GAS-INSULATED | 11/23 | NATIONAL FIRE PROTECTION ASSOCIATION | NFPA | NFPA 70 | National Electrical Code | 2023
10766 | 26 13 32 | MEDIUM-VOLTAGE SWITCHGEAR, GAS-INSULATED | 11/23 | NATIONAL FIRE PROTECTION ASSOCIATION | NFPA | NFPA 70B | Recommended Practice for Electrical Equipment Maintenance | 2023
10767 | 26 13 32 | MEDIUM-VOLTAGE SWITCHGEAR, GAS-INSULATED | 11/23 | UNDERWRITERS LABORATORIES | UL | UL 467 | UL Standard for Safety Grounding and Bonding Equipment | 2022
10768 | 26 20 00 | INTERIOR DISTRIBUTION SYSTEM | 08/23 | AMERICAN NATIONAL STANDARDS INSTITUTE | ANSI | ANSI C12.1 | Electric Meters - Code for Electricity Metering | 2014; Errata 2016
10769 | 26 20 00 | INTERIOR DISTRIBUTION SYSTEM | 08/23 | ASTM INTERNATIONAL | ASTM | ASTM B1 | Standard Specification for Hard-Drawn Copper Wire | 2013
10770 | 26 20 00 | INTERIOR DISTRIBUTION SYSTEM | 08/23 | ASTM INTERNATIONAL | ASTM | ASTM B8 | Standard Specification for Concentric-Lay-Stranded Copper Conductors, Hard, Medium-Hard, or Soft | 2023
10771 | 26 20 00 | INTERIOR DISTRIBUTION SYSTEM | 08/23 | ASTM INTERNATIONAL | ASTM | ASTM D709 | Standard Specification for Laminated Thermosetting Materials | 2017
10772 | 26 20 00 | INTERIOR DISTRIBUTION SYSTEM | 08/23 | INSTITUTE OF ELECTRICAL AND ELECTRONICS ENGINEERS | IEEE | IEEE 81 | Guide for Measuring Earth Resistivity, Ground Impedance, and Earth Surface Potentials of a Ground System | 2012
10773 | 26 20 00 | INTERIOR DISTRIBUTION SYSTEM | 08/23 | INSTITUTE OF ELECTRICAL AND ELECTRONICS ENGINEERS | IEEE | IEEE C2 | National Electrical Safety Code | 2023
10774 | 26 20 00 | INTERIOR DISTRIBUTION SYSTEM | 08/23 | INSTITUTE OF ELECTRICAL AND ELECTRONICS ENGINEERS | IEEE | IEEE Stds Dictionary | IEEE Standards Dictionary: Glossary of Terms & Definitions | 2009
10775 | 26 20 00 | INTERIOR DISTRIBUTION SYSTEM | 08/23 | INTERNATIONAL ELECTRICAL TESTING ASSOCIATION | NETA | NETA ATS | Standard for Acceptance Testing Specifications for Electrical Power Equipment and Systems | 2021
10776 | 26 20 00 | INTERIOR DISTRIBUTION SYSTEM | 08/23 | NATIONAL ELECTRICAL CONTRACTORS ASSOCIATION | NECA | NECA NEIS 1 | Standard for Good Workmanship in Electrical Construction | 2015
10777 | 26 20 00 | INTERIOR DISTRIBUTION SYSTEM | 08/23 | NATIONAL ELECTRICAL MANUFACTURERS ASSOCIATION | NEMA | ANSI C12.7 | Requirements for Watthour Meter Sockets | 2022
10778 | 26 20 00 | INTERIOR DISTRIBUTION SYSTEM | 08/23 | NATIONAL ELECTRICAL MANUFACTURERS ASSOCIATION | NEMA | ANSI C80.1 | American National Standard for Electrical Rigid Steel Conduit (ERSC) | 2020
10779 | 26 20 00 | INTERIOR DISTRIBUTION SYSTEM | 08/23 | NATIONAL ELECTRICAL MANUFACTURERS ASSOCIATION | NEMA | ANSI C80.3 | American National Standard for Electrical Metallic Tubing (EMT) | 2020
10780 | 26 20 00 | INTERIOR DISTRIBUTION SYSTEM | 08/23 | NATIONAL ELECTRICAL MANUFACTURERS ASSOCIATION | NEMA | ANSI C80.5 | American National Standard for Electrical Rigid Aluminum Conduit | 2020
10781 | 26 20 00 | INTERIOR DISTRIBUTION SYSTEM | 08/23 | NATIONAL ELECTRICAL MANUFACTURERS ASSOCIATION | NEMA | NEMA 250 | Enclosures for Electrical Equipment (1000 Volts Maximum) | 2020
10782 | 26 20 00 | INTERIOR DISTRIBUTION SYSTEM | 08/23 | NATIONAL ELECTRICAL MANUFACTURERS ASSOCIATION | NEMA | NEMA BU 1.1 | General Instructions for Proper Handling, Installation, Operation and Maintenance of Busway Rated 600 V or Less | 2010
10783 | 26 20 00 | INTERIOR DISTRIBUTION SYSTEM | 08/23 | NATIONAL ELECTRICAL MANUFACTURERS ASSOCIATION | NEMA | NEMA FU 1 | Low Voltage Cartridge Fuses | 2012
10784 | 26 20 00 | INTERIOR DISTRIBUTION SYSTEM | 08/23 | NATIONAL ELECTRICAL MANUFACTURERS ASSOCIATION | NEMA | NEMA ICS 1 | Standard for Industrial Control and Systems: General Requirements | 2022
10785 | 26 20 00 | INTERIOR DISTRIBUTION SYSTEM | 08/23 | NATIONAL ELECTRICAL MANUFACTURERS ASSOCIATION | NEMA | NEMA ICS 2 | Industrial Control and Systems Controllers, Contactors, and Overload Relays Rated 600 V | 2000; R 2020
10786 | 26 20 00 | INTERIOR DISTRIBUTION SYSTEM | 08/23 | NATIONAL ELECTRICAL MANUFACTURERS ASSOCIATION | NEMA | NEMA ICS 3 | Medium-Voltage Controllers Rated 2001 to 7200 V AC | 2005; R 2010
10787 | 26 20 00 | INTERIOR DISTRIBUTION SYSTEM | 08/23 | NATIONAL ELECTRICAL MANUFACTURERS ASSOCIATION | NEMA | NEMA ICS 4 | Application Guideline for Terminal Blocks | 2015
10788 | 26 20 00 | INTERIOR DISTRIBUTION SYSTEM | 08/23 | NATIONAL ELECTRICAL MANUFACTURERS ASSOCIATION | NEMA | NEMA ICS 6 | Industrial Control and Systems: Enclosures | 1993; R 2016
10789 | 26 20 00 | INTERIOR DISTRIBUTION SYSTEM | 08/23 | NATIONAL ELECTRICAL MANUFACTURERS ASSOCIATION | NEMA | NEMA KS 1 | Enclosed and Miscellaneous Distribution Equipment Switches (600 V Maximum) | 2013
10790 | 26 20 00 | INTERIOR DISTRIBUTION SYSTEM | 08/23 | NATIONAL ELECTRICAL MANUFACTURERS ASSOCIATION | NEMA | NEMA MG 1 | Motors and Generators | 2021
10791 | 26 20 00 | INTERIOR DISTRIBUTION SYSTEM | 08/23 | NATIONAL ELECTRICAL MANUFACTURERS ASSOCIATION | NEMA | NEMA MG 10 | Energy Management Guide for Selection and Use of Fixed Frequency Medium AC Squirrel-Cage Polyphase Induction Motors | 2017
10792 | 26 20 00 | INTERIOR DISTRIBUTION SYSTEM | 08/23 | NATIONAL ELECTRICAL MANUFACTURERS ASSOCIATION | NEMA | NEMA MG 11 | Energy Management Guide for Selection and Use of Single Phase Motors | 1977; R 2012
10793 | 26 20 00 | INTERIOR DISTRIBUTION SYSTEM | 08/23 | NATIONAL ELECTRICAL MANUFACTURERS ASSOCIATION | NEMA | NEMA RN 1 | Polyvinyl-Chloride (PVC) Externally Coated Galvanized Rigid Steel Conduit and Intermediate Metal Conduit | 2005; R 2013
10794 | 26 20 00 | INTERIOR DISTRIBUTION SYSTEM | 08/23 | NATIONAL ELECTRICAL MANUFACTURERS ASSOCIATION | NEMA | NEMA ST 20 | Dry-Type Transformers for General Applications | 2014
10795 | 26 20 00 | INTERIOR DISTRIBUTION SYSTEM | 08/23 | NATIONAL ELECTRICAL MANUFACTURERS ASSOCIATION | NEMA | NEMA TC 2 | Standard for Electrical Polyvinyl Chloride (PVC) Conduit | 2020
10796 | 26 20 00 | INTERIOR DISTRIBUTION SYSTEM | 08/23 | NATIONAL ELECTRICAL MANUFACTURERS ASSOCIATION | NEMA | NEMA TC 3 | Polyvinyl Chloride (PVC) Fittings for Use With Rigid PVC Conduit and Tubing | 2021
10797 | 26 20 00 | INTERIOR DISTRIBUTION SYSTEM | 08/23 | NATIONAL ELECTRICAL MANUFACTURERS ASSOCIATION | NEMA | NEMA TC 14 | Standard for Reinforced Thermosetting Resin Conduit (RTRC) and Fittings | 2002
10798 | 26 20 00 | INTERIOR DISTRIBUTION SYSTEM | 08/23 | NATIONAL ELECTRICAL MANUFACTURERS ASSOCIATION | NEMA | NEMA VE 2 | Cable Tray Installation Guidelines | 2018; ERTA 1-2 2018
10799 | 26 20 00 | INTERIOR DISTRIBUTION SYSTEM | 08/23 | NATIONAL ELECTRICAL MANUFACTURERS ASSOCIATION | NEMA | NEMA WD 1 | Standard for General Color Requirements for Wiring Devices | 1999; R 2020
10800 | 26 20 00 | INTERIOR DISTRIBUTION SYSTEM | 08/23 | NATIONAL ELECTRICAL MANUFACTURERS ASSOCIATION | NEMA | NEMA WD 6 | Wiring Devices Dimensions Specifications | 2021
10801 | 26 20 00 | INTERIOR DISTRIBUTION SYSTEM | 08/23 | NATIONAL ELECTRICAL MANUFACTURERS ASSOCIATION | NEMA | NEMA Z535.4 | Product Safety Signs and Labels | 2023
10802 | 26 20 00 | INTERIOR DISTRIBUTION SYSTEM | 08/23 | NATIONAL FIRE PROTECTION ASSOCIATION | NFPA | NFPA 70 | National Electrical Code | 2023
10803 | 26 20 00 | INTERIOR DISTRIBUTION SYSTEM | 08/23 | NATIONAL FIRE PROTECTION ASSOCIATION | NFPA | NFPA 70E | Standard for Electrical Safety in the Workplace | 2024
10804 | 26 20 00 | INTERIOR DISTRIBUTION SYSTEM | 08/23 | NATIONAL FIRE PROTECTION ASSOCIATION | NFPA | NFPA 780 | Standard for the Installation of Lightning Protection Systems | 2023
10805 | 26 20 00 | INTERIOR DISTRIBUTION SYSTEM | 08/23 | TELECOMMUNICATIONS INDUSTRY ASSOCIATION | TIA | TIA-568.1 | Commercial Building Telecommunications Infrastructure Standard | 2020e
10806 | 26 20 00 | INTERIOR DISTRIBUTION SYSTEM | 08/23 | TELECOMMUNICATIONS INDUSTRY ASSOCIATION | TIA | TIA-569 | Telecommunications Pathways and Spaces | 2019e; Add 1 2022
10807 | 26 20 00 | INTERIOR DISTRIBUTION SYSTEM | 08/23 | TELECOMMUNICATIONS INDUSTRY ASSOCIATION | TIA | TIA-607 | Generic Telecommunications Bonding and Grounding (Earthing) for Customer Premises | 2019d
10808 | 26 20 00 | INTERIOR DISTRIBUTION SYSTEM | 08/23 | U.S. NATIONAL ARCHIVES AND RECORDS ADMINISTRATION | NARA | 10 CFR 431 | Energy Efficiency Program for Certain Commercial and Industrial Equipment
10809 | 26 20 00 | INTERIOR DISTRIBUTION SYSTEM | 08/23 | U.S. NATIONAL ARCHIVES AND RECORDS ADMINISTRATION | NARA | 29 CFR 1910.147 | The Control of Hazardous Energy (Lock Out/Tag Out)
10810 | 26 20 00 | INTERIOR DISTRIBUTION SYSTEM | 08/23 | U.S. NATIONAL ARCHIVES AND RECORDS ADMINISTRATION | NARA | 29 CFR 1910.303 | Electrical, General
10811 | 26 20 00 | INTERIOR DISTRIBUTION SYSTEM | 08/23 | UNDERWRITERS LABORATORIES | UL | UL 1 | UL Standard for Safety Flexible Metal Conduit | 2005; Reprint Jan 2022
10812 | 26 20 00 | INTERIOR DISTRIBUTION SYSTEM | 08/23 | UNDERWRITERS LABORATORIES | UL | UL 4 | UL Standard for Safety Armored Cable | 2004; Reprint Mar 2021
10813 | 26 20 00 | INTERIOR DISTRIBUTION SYSTEM | 08/23 | UNDERWRITERS LABORATORIES | UL | UL 5 | UL Standard for Safety Surface Metal Raceways and Fittings | 2016; Reprint Jul 2022
10814 | 26 20 00 | INTERIOR DISTRIBUTION SYSTEM | 08/23 | UNDERWRITERS LABORATORIES | UL | UL 5A | Nonmetallic Surface Raceways and Fittings | 2015; Reprint Apr 2024
10815 | 26 20 00 | INTERIOR DISTRIBUTION SYSTEM | 08/23 | UNDERWRITERS LABORATORIES | UL | UL 6 | UL Standard for Safety Electrical Rigid Metal Conduit-Steel | 2022
10816 | 26 20 00 | INTERIOR DISTRIBUTION SYSTEM | 08/23 | UNDERWRITERS LABORATORIES | UL | UL 6A | UL Standard for Safety Electrical Rigid Metal Conduit - Aluminum, Red Brass, and Stainless Steel | 2008; Reprint Mar 2021
10817 | 26 20 00 | INTERIOR DISTRIBUTION SYSTEM | 08/23 | UNDERWRITERS LABORATORIES | UL | UL 20 | UL Standard for Safety General-Use Snap Switches | 2018; Reprint May 2023
10818 | 26 20 00 | INTERIOR DISTRIBUTION SYSTEM | 08/23 | UNDERWRITERS LABORATORIES | UL | UL 44 | UL Standard for Safety Thermoset-Insulated Wires and Cables | 2018; Reprint May 2021
10819 | 26 20 00 | INTERIOR DISTRIBUTION SYSTEM | 08/23 | UNDERWRITERS LABORATORIES | UL | UL 50 | UL Standard for Safety Enclosures for Electrical Equipment, Non-Environmental Considerations | 2024
10820 | 26 20 00 | INTERIOR DISTRIBUTION SYSTEM | 08/23 | UNDERWRITERS LABORATORIES | UL | UL 67 | UL Standard for Safety Panelboards | 2018; Reprint Aug 2023
10821 | 26 20 00 | INTERIOR DISTRIBUTION SYSTEM | 08/23 | UNDERWRITERS LABORATORIES | UL | UL 83 | UL Standard for Safety Thermoplastic-Insulated Wires and Cables | 2017; Reprint Mar 2020
10822 | 26 20 00 | INTERIOR DISTRIBUTION SYSTEM | 08/23 | UNDERWRITERS LABORATORIES | UL | UL 248-4 | Low-Voltage Fuses - Part 4: Class CC Fuses | 2010; Reprint Apr 2019
10823 | 26 20 00 | INTERIOR DISTRIBUTION SYSTEM | 08/23 | UNDERWRITERS LABORATORIES | UL | UL 248-8 | Low-Voltage Fuses - Part 8: Class J Fuses | 2011; Reprint Aug 2020
10824 | 26 20 00 | INTERIOR DISTRIBUTION SYSTEM | 08/23 | UNDERWRITERS LABORATORIES | UL | UL 248-10 | Low-Voltage Fuses - Part 10: Class L Fuses | 2011; Reprint Aug 2020
10825 | 26 20 00 | INTERIOR DISTRIBUTION SYSTEM | 08/23 | UNDERWRITERS LABORATORIES | UL | UL 248-12 | Low Voltage Fuses - Part 12: Class R Fuses | 2011; Reprint Aug 2020
10826 | 26 20 00 | INTERIOR DISTRIBUTION SYSTEM | 08/23 | UNDERWRITERS LABORATORIES | UL | UL 248-15 | Low-Voltage Fuses - Part 15: Class T Fuses | 2018
10827 | 26 20 00 | INTERIOR DISTRIBUTION SYSTEM | 08/23 | UNDERWRITERS LABORATORIES | UL | UL 360 | UL Standard for Safety Liquid-Tight Flexible Metal Conduit | 2013; Reprint Jan 2024
10828 | 26 20 00 | INTERIOR DISTRIBUTION SYSTEM | 08/23 | UNDERWRITERS LABORATORIES | UL | UL 467 | UL Standard for Safety Grounding and Bonding Equipment | 2022
10829 | 26 20 00 | INTERIOR DISTRIBUTION SYSTEM | 08/23 | UNDERWRITERS LABORATORIES | UL | UL 486A-486B | UL Standard for Safety Wire Connectors | 2018; Reprint Jul 2023
10830 | 26 20 00 | INTERIOR DISTRIBUTION SYSTEM | 08/23 | UNDERWRITERS LABORATORIES | UL | UL 486C | UL Standard for Safety Splicing Wire Connectors | 2018; Reprint May 2021
10831 | 26 20 00 | INTERIOR DISTRIBUTION SYSTEM | 08/23 | UNDERWRITERS LABORATORIES | UL | UL 489 | UL Standard for Safety Molded-Case Circuit Breakers, Molded-Case Switches and Circuit-Breaker Enclosures | 2016; Rev 2019
10832 | 26 20 00 | INTERIOR DISTRIBUTION SYSTEM | 08/23 | UNDERWRITERS LABORATORIES | UL | UL 498 | UL Standard for Safety Attachment Plugs and Receptacles | 2017; Reprint Jun 2024
10833 | 26 20 00 | INTERIOR DISTRIBUTION SYSTEM | 08/23 | UNDERWRITERS LABORATORIES | UL | UL 506 | UL Standard for Safety Specialty Transformers | 2017; Reprint Jan 2022
10834 | 26 20 00 | INTERIOR DISTRIBUTION SYSTEM | 08/23 | UNDERWRITERS LABORATORIES | UL | UL 508 | UL Standard for Safety Industrial Control Equipment | 2018; Reprint Jul 2021
10835 | 26 20 00 | INTERIOR DISTRIBUTION SYSTEM | 08/23 | UNDERWRITERS LABORATORIES | UL | UL 510 | UL Standard for Safety Polyvinyl Chloride, Polyethylene and Rubber Insulating Tape | 2020; Dec 2022
10836 | 26 20 00 | INTERIOR DISTRIBUTION SYSTEM | 08/23 | UNDERWRITERS LABORATORIES | UL | UL 514A | UL Standard for Safety Metallic Outlet Boxes | 2013; Reprint Jun 2022
10837 | 26 20 00 | INTERIOR DISTRIBUTION SYSTEM | 08/23 | UNDERWRITERS LABORATORIES | UL | UL 514B | UL Standard for Safety Conduit, Tubing and Cable Fittings | 2012; Reprint Mar 2024
10838 | 26 20 00 | INTERIOR DISTRIBUTION SYSTEM | 08/23 | UNDERWRITERS LABORATORIES | UL | UL 514C | UL Standard for Safety Nonmetallic Outlet Boxes, Flush-Device Boxes, and Covers | 2014; Reprint Apr 2024
10839 | 26 20 00 | INTERIOR DISTRIBUTION SYSTEM | 08/23 | UNDERWRITERS LABORATORIES | UL | UL 651 | UL Standard for Safety Schedule 40, 80, Type EB and A Rigid PVC Conduit and Fittings | 2011; Reprint May 2022
10840 | 26 20 00 | INTERIOR DISTRIBUTION SYSTEM | 08/23 | UNDERWRITERS LABORATORIES | UL | UL 674 | UL Standard for Safety Electric Motors and Generators for Use in Hazardous (Classified) Locations | 2022
10841 | 26 20 00 | INTERIOR DISTRIBUTION SYSTEM | 08/23 | UNDERWRITERS LABORATORIES | UL | UL 719 | UL Standard for Safety Nonmetallic-Sheathed Cables | 2015; Reprint Nov 2023
10842 | 26 20 00 | INTERIOR DISTRIBUTION SYSTEM | 08/23 | UNDERWRITERS LABORATORIES | UL | UL 797 | UL Standard for Safety Electrical Metallic Tubing -- Steel | 2007; Reprint Apr 2023
10843 | 26 20 00 | INTERIOR DISTRIBUTION SYSTEM | 08/23 | UNDERWRITERS LABORATORIES | UL | UL 817 | UL Standard for Safety Cord Sets and Power-Supply Cords | 2015; Reprint May 2023
10844 | 26 20 00 | INTERIOR DISTRIBUTION SYSTEM | 08/23 | UNDERWRITERS LABORATORIES | UL | UL 845 | UL Standard for Safety Motor Control Centers | 2021
10845 | 26 20 00 | INTERIOR DISTRIBUTION SYSTEM | 08/23 | UNDERWRITERS LABORATORIES | UL | UL 854 | Standard for Service-Entrance Cables | 2020; Reprint Jul 2024
10846 | 26 20 00 | INTERIOR DISTRIBUTION SYSTEM | 08/23 | UNDERWRITERS LABORATORIES | UL | UL 857 | UL Standard for Safety Busways | 2009; Reprint Apr 2021
10847 | 26 20 00 | INTERIOR DISTRIBUTION SYSTEM | 08/23 | UNDERWRITERS LABORATORIES | UL | UL 869A | Reference Standard for Service Equipment | 2006; Reprint Jun 2020
10848 | 26 20 00 | INTERIOR DISTRIBUTION SYSTEM | 08/23 | UNDERWRITERS LABORATORIES | UL | UL 870 | UL Standard for Safety Wireways, Auxiliary Gutters, and Associated Fittings | 2016; Reprint Nov 2023
10849 | 26 20 00 | INTERIOR DISTRIBUTION SYSTEM | 08/23 | UNDERWRITERS LABORATORIES | UL | UL 943 | UL Standard for Safety Ground-Fault Circuit-Interrupters | 2016; Reprint Sep 2023
10850 | 26 20 00 | INTERIOR DISTRIBUTION SYSTEM | 08/23 | UNDERWRITERS LABORATORIES | UL | UL 984 | Hermetic Refrigerant Motor-Compressors | 1996; Reprint Sep 2005
10851 | 26 20 00 | INTERIOR DISTRIBUTION SYSTEM | 08/23 | UNDERWRITERS LABORATORIES | UL | UL 1004-1 | UL Standard for Safety Rotating Electrical Machines - General Requirements | 2012; Reprint Nov 2020
10852 | 26 20 00 | INTERIOR DISTRIBUTION SYSTEM | 08/23 | UNDERWRITERS LABORATORIES | UL | UL 1063 | UL Standard for Safety Machine-Tool Wires and Cables | 2017; Reprint Jun 2022
10853 | 26 20 00 | INTERIOR DISTRIBUTION SYSTEM | 08/23 | UNDERWRITERS LABORATORIES | UL | UL 1203 | UL Standard for Safety Explosion-Proof and Dust-Ignition-Proof Electrical Equipment for Use in Hazardous (Classified) Locations | 2023; Reprint May 2024
10854 | 26 20 00 | INTERIOR DISTRIBUTION SYSTEM | 08/23 | UNDERWRITERS LABORATORIES | UL | UL 1242 | UL Standard for Safety Electrical Intermediate Metal Conduit -- Steel | 2006; Reprint Apr 2022
10855 | 26 20 00 | INTERIOR DISTRIBUTION SYSTEM | 08/23 | UNDERWRITERS LABORATORIES | UL | UL 1283 | UL Standard for Safety Electromagnetic Interference Filters | 2017; Reprint Feb 2024
10856 | 26 20 00 | INTERIOR DISTRIBUTION SYSTEM | 08/23 | UNDERWRITERS LABORATORIES | UL | UL 1449 | UL Standard for Safety Surge Protective Devices | 2021; Reprint Dec 2022
10857 | 26 20 00 | INTERIOR DISTRIBUTION SYSTEM | 08/23 | UNDERWRITERS LABORATORIES | UL | UL 1561 | Dry-Type General Purpose and Power Transformers | 2011; Reprint Aug 2023
10858 | 26 20 00 | INTERIOR DISTRIBUTION SYSTEM | 08/23 | UNDERWRITERS LABORATORIES | UL | UL 1569 | UL Standard for Safety Metal-Clad Cables | 2018; Reprint Apr 2024
10859 | 26 20 00 | INTERIOR DISTRIBUTION SYSTEM | 08/23 | UNDERWRITERS LABORATORIES | UL | UL 1660 | Liquid-Tight Flexible Nonmetallic Conduit | 2019; Reprint May 2024
10860 | 26 20 00 | INTERIOR DISTRIBUTION SYSTEM | 08/23 | UNDERWRITERS LABORATORIES | UL | UL 1699 | UL Standard for Safety Arc-Fault Circuit-Interrupters | 2017; Reprint Feb 2022
10861 | 26 20 00 | INTERIOR DISTRIBUTION SYSTEM | 08/23 | UNDERWRITERS LABORATORIES | UL | UL 2043 | Fire Test for Heat and Visible Smoke Release for Discrete Products and Their Accessories Installed in Air-Handling Spaces | 2023
10862 | 26 20 00 | INTERIOR DISTRIBUTION SYSTEM | 08/23 | UNDERWRITERS LABORATORIES | UL | UL 4248-1 | UL Standard for Safety Fuseholders - Part 1: General Requirements | 2022
10863 | 26 20 00 | INTERIOR DISTRIBUTION SYSTEM | 08/23 | UNDERWRITERS LABORATORIES | UL | UL 4248-12 | UL Standard for Safety Fuseholders - Part 12: Class R | 2018; Reprint Feb 2022
10864 | 26 22 00.00 10 | 480-VOLT STATION SERVICE SWITCHGEAR AND TRANSFORMERS | 11/23 | AMERICAN NATIONAL STANDARDS INSTITUTE | ANSI | ANSI C12.1 | Electric Meters - Code for Electricity Metering | 2014; Errata 2016
10865 | 26 22 00.00 10 | 480-VOLT STATION SERVICE SWITCHGEAR AND TRANSFORMERS | 11/23 | AMERICAN NATIONAL STANDARDS INSTITUTE | ANSI | ANSI C39.1 | Requirements for Electrical Analog Indicating Instruments | 1981; R 1992
10866 | 26 22 00.00 10 | 480-VOLT STATION SERVICE SWITCHGEAR AND TRANSFORMERS | 11/23 | AMERICAN SOCIETY OF MECHANICAL ENGINEERS | ASME | ASME B1.1 | Unified Inch Screw Threads (UN, UNR, and UNJ Thread Form) | 2024
10867 | 26 22 00.00 10 | 480-VOLT STATION SERVICE SWITCHGEAR AND TRANSFORMERS | 11/23 | AMERICAN SOCIETY OF MECHANICAL ENGINEERS | ASME | ASME B1.20.1 | Pipe Threads, General Purpose (Inch) | 2013; R 2018
10868 | 26 22 00.00 10 | 480-VOLT STATION SERVICE SWITCHGEAR AND TRANSFORMERS | 11/23 | AMERICAN SOCIETY OF MECHANICAL ENGINEERS | ASME | ASME B1.20.2M | Pipe Threads, 60 Deg. General Purpose (Metric) | 2006; R 2011
10869 | 26 22 00.00 10 | 480-VOLT STATION SERVICE SWITCHGEAR AND TRANSFORMERS | 11/23 | ASTM INTERNATIONAL | ASTM | ASTM B187/B187M | Standard Specification for Copper, Bus Bar, Rod and Shapes and General Purpose Rod, Bar and Shapes | 2020
10870 | 26 22 00.00 10 | 480-VOLT STATION SERVICE SWITCHGEAR AND TRANSFORMERS | 11/23 | ASTM INTERNATIONAL | ASTM | ASTM B188 | Standard Specification for Seamless Copper Bus Pipe and Tube | 2015; R 2023
10871 | 26 22 00.00 10 | 480-VOLT STATION SERVICE SWITCHGEAR AND TRANSFORMERS | 11/23 | ASTM INTERNATIONAL | ASTM | ASTM B236 | Standard Specification for Aluminum Bars for Electrical Purposes (Bus Bars) | 2007
10872 | 26 22 00.00 10 | 480-VOLT STATION SERVICE SWITCHGEAR AND TRANSFORMERS | 11/23 | ASTM INTERNATIONAL | ASTM | ASTM B236M | Standard Specification for Aluminum Bars for Electrical Purposes (Bus Bars) (Metric) | 2007
10873 | 26 22 00.00 10 | 480-VOLT STATION SERVICE SWITCHGEAR AND TRANSFORMERS | 11/23 | ASTM INTERNATIONAL | ASTM | ASTM B317/B317M | Standard Specification for Aluminum-Alloy Extruded Bar, Rod, Tube, Pipe, Structural Profiles, and Profiles for Electrical Purposes (Bus Conductor) | 2023
10874 | 26 22 00.00 10 | 480-VOLT STATION SERVICE SWITCHGEAR AND TRANSFORMERS | 11/23 | INSTITUTE OF ELECTRICAL AND ELECTRONICS ENGINEERS | IEEE | IEEE 1248 | Guide for the Commissioning of Electrical Systems in Hydroelectric Power Plants | 2020
10875 | 26 22 00.00 10 | 480-VOLT STATION SERVICE SWITCHGEAR AND TRANSFORMERS | 11/23 | INSTITUTE OF ELECTRICAL AND ELECTRONICS ENGINEERS | IEEE | IEEE C2 | National Electrical Safety Code | 2023
10876 | 26 22 00.00 10 | 480-VOLT STATION SERVICE SWITCHGEAR AND TRANSFORMERS | 11/23 | INSTITUTE OF ELECTRICAL AND ELECTRONICS ENGINEERS | IEEE | IEEE C37.13 | Standard for Low-Voltage AC Power Circuit Breakers Used in Enclosures | 2015
10877 | 26 22 00.00 10 | 480-VOLT STATION SERVICE SWITCHGEAR AND TRANSFORMERS | 11/23 | INSTITUTE OF ELECTRICAL AND ELECTRONICS ENGINEERS | IEEE | IEEE C37.16 | Standard for Preferred Ratings, Related Requirements, and Application Recommendations for Low-Voltage AC (635 V and below) and DC 3200 V and below) Power Circuit Breakers | 2009
10878 | 26 22 00.00 10 | 480-VOLT STATION SERVICE SWITCHGEAR AND TRANSFORMERS | 11/23 | INSTITUTE OF ELECTRICAL AND ELECTRONICS ENGINEERS | IEEE | IEEE C37.17 | Standard for Trip Devices for AC and General-Purpose DC Low-Voltage Power Circuit Breakers | 2022
10879 | 26 22 00.00 10 | 480-VOLT STATION SERVICE SWITCHGEAR AND TRANSFORMERS | 11/23 | INSTITUTE OF ELECTRICAL AND ELECTRONICS ENGINEERS | IEEE | IEEE C37.20.1A | Metal-Enclosed Low-Voltage (1000 Vac and below, 3200 Vdc and below) Power Circuit Breaker Switchgear Amendment 1: Control and Secondary Circuits and Devices, and All Wiring | 2020
10880 | 26 22 00.00 10 | 480-VOLT STATION SERVICE SWITCHGEAR AND TRANSFORMERS | 11/23 | INSTITUTE OF ELECTRICAL AND ELECTRONICS ENGINEERS | IEEE | IEEE C37.20.2A | Metal-Clad Switchgear Amendment 1: Control and Secondary Circuits and Devices, and All Wiring | 2020
10881 | 26 22 00.00 10 | 480-VOLT STATION SERVICE SWITCHGEAR AND TRANSFORMERS | 11/23 | INSTITUTE OF ELECTRICAL AND ELECTRONICS ENGINEERS | IEEE | IEEE C37.20.3 | Standard for Metal-Enclosed Interrupter Switchgear | 2013
10882 | 26 22 00.00 10 | 480-VOLT STATION SERVICE SWITCHGEAR AND TRANSFORMERS | 11/23 | INSTITUTE OF ELECTRICAL AND ELECTRONICS ENGINEERS | IEEE | IEEE C37.20.7 | Guide for Testing Switchgear Rated Up to 52 kV for Internal Arcing Faults | 2017; Corr 2021
10883 | 26 22 00.00 10 | 480-VOLT STATION SERVICE SWITCHGEAR AND TRANSFORMERS | 11/23 | INSTITUTE OF ELECTRICAL AND ELECTRONICS ENGINEERS | IEEE | IEEE C37.23 | Metal-Enclosed Bus | 2015
10884 | 26 22 00.00 10 | 480-VOLT STATION SERVICE SWITCHGEAR AND TRANSFORMERS | 11/23 | INSTITUTE OF ELECTRICAL AND ELECTRONICS ENGINEERS | IEEE | IEEE C37.90 | Standard for Relays and Relay Systems Associated With Electric Power Apparatus | 2005; R 2011
10885 | 26 22 00.00 10 | 480-VOLT STATION SERVICE SWITCHGEAR AND TRANSFORMERS | 11/23 | INSTITUTE OF ELECTRICAL AND ELECTRONICS ENGINEERS | IEEE | IEEE C57.12.01 | General Requirements for Dry-Type Distribution and Power Transformers Including Those with Solid-Cast and/or Resin-Encapsulated Windings | 2020
10886 | 26 22 00.00 10 | 480-VOLT STATION SERVICE SWITCHGEAR AND TRANSFORMERS | 11/23 | INSTITUTE OF ELECTRICAL AND ELECTRONICS ENGINEERS | IEEE | IEEE C57.12.50 | Ventilated Dry-Type Distribution Transformers, 1 to 500 kVA, Single-Phase, and 15 to 500 kVA, Three-Phase, with High-Volt 601 to 34,500 Volts | 1981; R 1998
10887 | 26 22 00.00 10 | 480-VOLT STATION SERVICE SWITCHGEAR AND TRANSFORMERS | 11/23 | INSTITUTE OF ELECTRICAL AND ELECTRONICS ENGINEERS | IEEE | IEEE C57.12.51 | IEEE Guide for Mechanical Interchangeability of Ventilated Dry-Type Transformers | 2019
10888 | 26 22 00.00 10 | 480-VOLT STATION SERVICE SWITCHGEAR AND TRANSFORMERS | 11/23 | INSTITUTE OF ELECTRICAL AND ELECTRONICS ENGINEERS | IEEE | IEEE C57.12.91 | Standard Test Code for Dry-Type Distribution and Power Transformers | 2011
10889 | 26 22 00.00 10 | 480-VOLT STATION SERVICE SWITCHGEAR AND TRANSFORMERS | 11/23 | INSTITUTE OF ELECTRICAL AND ELECTRONICS ENGINEERS | IEEE | IEEE C57.13 | Standard Requirements for Instrument Transformers | 2016
10890 | 26 22 00.00 10 | 480-VOLT STATION SERVICE SWITCHGEAR AND TRANSFORMERS | 11/23 | INSTITUTE OF ELECTRICAL AND ELECTRONICS ENGINEERS | IEEE | IEEE C57.13.3 | Guide for Grounding of Instrument Transformer Secondary Circuits and Cases | 2014
10891 | 26 22 00.00 10 | 480-VOLT STATION SERVICE SWITCHGEAR AND TRANSFORMERS | 11/23 | INSTITUTE OF ELECTRICAL AND ELECTRONICS ENGINEERS | IEEE | IEEE C57.32 | Requirements, Terminology, and Test Procedure for Neutral Grounding Devices | 2015
10892 | 26 22 00.00 10 | 480-VOLT STATION SERVICE SWITCHGEAR AND TRANSFORMERS | 11/23 | INSTITUTE OF ELECTRICAL AND ELECTRONICS ENGINEERS | IEEE | IEEE C62.11 | Standard for Metal-Oxide Surge Arresters for Alternating Current Power Circuits (>1kV) | 2020
10893 | 26 22 00.00 10 | 480-VOLT STATION SERVICE SWITCHGEAR AND TRANSFORMERS | 11/23 | INTERNATIONAL ELECTRICAL TESTING ASSOCIATION | NETA | NETA ATS | Standard for Acceptance Testing Specifications for Electrical Power Equipment and Systems | 2021
10894 | 26 22 00.00 10 | 480-VOLT STATION SERVICE SWITCHGEAR AND TRANSFORMERS | 11/23 | NATIONAL ELECTRICAL MANUFACTURERS ASSOCIATION | NEMA | ANSI C80.1 | American National Standard for Electrical Rigid Steel Conduit (ERSC) | 2020
10895 | 26 22 00.00 10 | 480-VOLT STATION SERVICE SWITCHGEAR AND TRANSFORMERS | 11/23 | NATIONAL ELECTRICAL MANUFACTURERS ASSOCIATION | NEMA | ANSI C80.3 | American National Standard for Electrical Metallic Tubing (EMT) | 2020
10896 | 26 22 00.00 10 | 480-VOLT STATION SERVICE SWITCHGEAR AND TRANSFORMERS | 11/23 | NATIONAL ELECTRICAL MANUFACTURERS ASSOCIATION | NEMA | NEMA AB 3 | Molded Case Circuit Breakers and Their Application | 2013; R 2023
10897 | 26 22 00.00 10 | 480-VOLT STATION SERVICE SWITCHGEAR AND TRANSFORMERS | 11/23 | NATIONAL ELECTRICAL MANUFACTURERS ASSOCIATION | NEMA | NEMA C37.50 | Switchgear--Low-Voltage AC Power Circuit Breakers Used in Enclosures - Test Procedures | 2018
10898 | 26 22 00.00 10 | 480-VOLT STATION SERVICE SWITCHGEAR AND TRANSFORMERS | 11/23 | NATIONAL ELECTRICAL MANUFACTURERS ASSOCIATION | NEMA | NEMA C37.51 | Switchgear--Metal Enclosed Low-Voltage AC Power, Circuit-Breaker Switchgear Assemblies-Conformance Test Procedures | 2018
10899 | 26 22 00.00 10 | 480-VOLT STATION SERVICE SWITCHGEAR AND TRANSFORMERS | 11/23 | NATIONAL ELECTRICAL MANUFACTURERS ASSOCIATION | NEMA | NEMA FB 1 | Standard for Fittings, Cast Metal Boxes, and Conduit Bodies for Conduit, Electrical Metallic Tubing, and Cable | 2014
10900 | 26 22 00.00 10 | 480-VOLT STATION SERVICE SWITCHGEAR AND TRANSFORMERS | 11/23 | NATIONAL ELECTRICAL MANUFACTURERS ASSOCIATION | NEMA | NEMA PB 2 | Deadfront Distribution Switchboards | 2011
10901 | 26 22 00.00 10 | 480-VOLT STATION SERVICE SWITCHGEAR AND TRANSFORMERS | 11/23 | NATIONAL ELECTRICAL MANUFACTURERS ASSOCIATION | NEMA | NEMA TR 1 | Transformers, Regulators, and Reactors | 2013
10902 | 26 22 00.00 10 | 480-VOLT STATION SERVICE SWITCHGEAR AND TRANSFORMERS | 11/23 | NATIONAL ELECTRICAL MANUFACTURERS ASSOCIATION | NEMA | NEMA WC 70 | Power Cable Rated 2000 Volts or Less for the Distribution of Electrical Energy | 2021
10903 | 26 22 00.00 10 | 480-VOLT STATION SERVICE SWITCHGEAR AND TRANSFORMERS | 11/23 | NATIONAL FIRE PROTECTION ASSOCIATION | NFPA | NFPA 70 | National Electrical Code | 2023
10904 | 26 22 00.00 10 | 480-VOLT STATION SERVICE SWITCHGEAR AND TRANSFORMERS | 11/23 | UNDERWRITERS LABORATORIES | UL | UL 489 | UL Standard for Safety Molded-Case Circuit Breakers, Molded-Case Switches and Circuit-Breaker Enclosures | 2016; Rev 2019
10905 | 26 23 00 | LOW-VOLTAGE SWITCHGEAR | 02/24 | AMERICAN NATIONAL STANDARDS INSTITUTE | ANSI | ANSI C12.1 | Electric Meters - Code for Electricity Metering | 2014; Errata 2016
10906 | 26 23 00 | LOW-VOLTAGE SWITCHGEAR | 02/24 | AMERICAN SOCIETY OF CIVIL ENGINEERS | ASCE | ASCE 7 | Minimum Design Loads for Buildings and Other Structures | 2017
10907 | 26 23 00 | LOW-VOLTAGE SWITCHGEAR | 02/24 | AMERICAN SOCIETY OF HEATING, REFRIGERATING AND AIR-CONDITIONING ENGINEERS | ASHRAE | ASHRAE 90.1 - IP | Energy Standard for Buildings Except Low-Rise Residential Buildings | 2019
10908 | 26 23 00 | LOW-VOLTAGE SWITCHGEAR | 02/24 | ASTM INTERNATIONAL | ASTM | ASTM A123/A123M | Standard Specification for Zinc (Hot-Dip Galvanized) Coatings on Iron and Steel Products | 2017
10909 | 26 23 00 | LOW-VOLTAGE SWITCHGEAR | 02/24 | ASTM INTERNATIONAL | ASTM | ASTM A153/A153M | Standard Specification for Zinc Coating (Hot-Dip) on Iron and Steel Hardware | 2023
10910 | 26 23 00 | LOW-VOLTAGE SWITCHGEAR | 02/24 | ASTM INTERNATIONAL | ASTM | ASTM A240/A240M | Standard Specification for Chromium and Chromium-Nickel Stainless Steel Plate, Sheet, and Strip for Pressure Vessels and for General Applications | 2024
10911 | 26 23 00 | LOW-VOLTAGE SWITCHGEAR | 02/24 | ASTM INTERNATIONAL | ASTM | ASTM A653/A653M | Standard Specification for Steel Sheet, Zinc-Coated (Galvanized) or Zinc-Iron Alloy-Coated (Galvannealed) by the Hot-Dip Process | 2023
10912 | 26 23 00 | LOW-VOLTAGE SWITCHGEAR | 02/24 | ASTM INTERNATIONAL | ASTM | ASTM A780/A780M | Standard Practice for Repair of Damaged and Uncoated Areas of Hot-Dip Galvanized Coatings | 2020
10913 | 26 23 00 | LOW-VOLTAGE SWITCHGEAR | 02/24 | ASTM INTERNATIONAL | ASTM | ASTM D149 | Dielectric Breakdown Voltage and Dielectric Strength of Solid Electrical Insulating Materials at Commercial Power Frequencies | 2020
10914 | 26 23 00 | LOW-VOLTAGE SWITCHGEAR | 02/24 | ASTM INTERNATIONAL | ASTM | ASTM D709 | Standard Specification for Laminated Thermosetting Materials | 2017
10915 | 26 23 00 | LOW-VOLTAGE SWITCHGEAR | 02/24 | ASTM INTERNATIONAL | ASTM | ASTM D1535 | Standard Practice for Specifying Color by the Munsell System | 2014; R 2018
10916 | 26 23 00 | LOW-VOLTAGE SWITCHGEAR | 02/24 | INSTITUTE OF ELECTRICAL AND ELECTRONICS ENGINEERS | IEEE | IEEE 81 | Guide for Measuring Earth Resistivity, Ground Impedance, and Earth Surface Potentials of a Ground System | 2012
10917 | 26 23 00 | LOW-VOLTAGE SWITCHGEAR | 02/24 | INSTITUTE OF ELECTRICAL AND ELECTRONICS ENGINEERS | IEEE | IEEE 100 | The Authoritative Dictionary of IEEE Standards Terms | 2000; Archived
10918 | 26 23 00 | LOW-VOLTAGE SWITCHGEAR | 02/24 | INSTITUTE OF ELECTRICAL AND ELECTRONICS ENGINEERS | IEEE | IEEE 1584 | Guide for Performing Arc-Flash Hazard Calculations | 2018; E 2019
10919 | 26 23 00 | LOW-VOLTAGE SWITCHGEAR | 02/24 | INSTITUTE OF ELECTRICAL AND ELECTRONICS ENGINEERS | IEEE | IEEE C2 | National Electrical Safety Code | 2023
10920 | 26 23 00 | LOW-VOLTAGE SWITCHGEAR | 02/24 | INSTITUTE OF ELECTRICAL AND ELECTRONICS ENGINEERS | IEEE | IEEE C37.13 | Standard for Low-Voltage AC Power Circuit Breakers Used in Enclosures | 2015
10921 | 26 23 00 | LOW-VOLTAGE SWITCHGEAR | 02/24 | INSTITUTE OF ELECTRICAL AND ELECTRONICS ENGINEERS | IEEE | IEEE C37.20.1 | Metal-Enclosed Low-Voltage (1000 Vac and below, 3200 Vdc and below) Power Circuit-Breaker Switchgear | 2020
10922 | 26 23 00 | LOW-VOLTAGE SWITCHGEAR | 02/24 | INSTITUTE OF ELECTRICAL AND ELECTRONICS ENGINEERS | IEEE | IEEE C37.20.7 | Guide for Testing Switchgear Rated Up to 52 kV for Internal Arcing Faults | 2017; Corr 2021
10923 | 26 23 00 | LOW-VOLTAGE SWITCHGEAR | 02/24 | INSTITUTE OF ELECTRICAL AND ELECTRONICS ENGINEERS | IEEE | IEEE C37.90.1 | Standard for Surge Withstand Capability (SWC) Tests for Relays and Relay Systems Associated with Electric Power Apparatus | 2013
10924 | 26 23 00 | LOW-VOLTAGE SWITCHGEAR | 02/24 | INSTITUTE OF ELECTRICAL AND ELECTRONICS ENGINEERS | IEEE | IEEE C57.12.28 | Standard for Pad-Mounted Equipment - Enclosure Integrity | 2023
10925 | 26 23 00 | LOW-VOLTAGE SWITCHGEAR | 02/24 | INSTITUTE OF ELECTRICAL AND ELECTRONICS ENGINEERS | IEEE | IEEE C57.12.29 | Standard for Pad-Mounted Equipment - Enclosure Integrity for Coastal Environments | 2023
10926 | 26 23 00 | LOW-VOLTAGE SWITCHGEAR | 02/24 | INSTITUTE OF ELECTRICAL AND ELECTRONICS ENGINEERS | IEEE | IEEE C57.13 | Standard Requirements for Instrument Transformers | 2016
10927 | 26 23 00 | LOW-VOLTAGE SWITCHGEAR | 02/24 | INTERNATIONAL ELECTRICAL TESTING ASSOCIATION | NETA | NETA ATS | Standard for Acceptance Testing Specifications for Electrical Power Equipment and Systems | 2021
10928 | 26 23 00 | LOW-VOLTAGE SWITCHGEAR | 02/24 | INTERNATIONAL ORGANIZATION FOR STANDARDIZATION | ISO | ISO 9001 | Quality Management Systems- Requirements | 2015
10929 | 26 23 00 | LOW-VOLTAGE SWITCHGEAR | 02/24 | NATIONAL ELECTRICAL MANUFACTURERS ASSOCIATION | NEMA | NEMA 250 | Enclosures for Electrical Equipment (1000 Volts Maximum) | 2020
10930 | 26 23 00 | LOW-VOLTAGE SWITCHGEAR | 02/24 | NATIONAL ELECTRICAL MANUFACTURERS ASSOCIATION | NEMA | NEMA ICS 1 | Standard for Industrial Control and Systems: General Requirements | 2022
10931 | 26 23 00 | LOW-VOLTAGE SWITCHGEAR | 02/24 | NATIONAL ELECTRICAL MANUFACTURERS ASSOCIATION | NEMA | NEMA ICS 2 | Industrial Control and Systems Controllers, Contactors, and Overload Relays Rated 600 V | 2000; R 2020
10932 | 26 23 00 | LOW-VOLTAGE SWITCHGEAR | 02/24 | NATIONAL ELECTRICAL MANUFACTURERS ASSOCIATION | NEMA | NEMA ICS 6 | Industrial Control and Systems: Enclosures | 1993; R 2016
10933 | 26 23 00 | LOW-VOLTAGE SWITCHGEAR | 02/24 | NATIONAL ELECTRICAL MANUFACTURERS ASSOCIATION | NEMA | NEMA LI 1 | Industrial Laminating Thermosetting Products | 1998; R 2011
10934 | 26 23 00 | LOW-VOLTAGE SWITCHGEAR | 02/24 | NATIONAL ELECTRICAL MANUFACTURERS ASSOCIATION | NEMA | NEMA ST 20 | Dry-Type Transformers for General Applications | 2014
10935 | 26 23 00 | LOW-VOLTAGE SWITCHGEAR | 02/24 | NATIONAL FIRE PROTECTION ASSOCIATION | NFPA | NFPA 70 | National Electrical Code | 2023
10936 | 26 23 00 | LOW-VOLTAGE SWITCHGEAR | 02/24 | UNDERWRITERS LABORATORIES | UL | UL 467 | UL Standard for Safety Grounding and Bonding Equipment | 2022
10937 | 26 23 00 | LOW-VOLTAGE SWITCHGEAR | 02/24 | UNDERWRITERS LABORATORIES | UL | UL 508A | UL Standard for Safety Industrial Control Panels | 2018; Reprint Jul 2022
10938 | 26 23 00 | LOW-VOLTAGE SWITCHGEAR | 02/24 | UNDERWRITERS LABORATORIES | UL | UL 1558 | UL Standard for Safety Metal-Enclosed Low-Voltage Power Circuit Breaker Switchgear | 2016; Reprint Nov 2019
10939 | 26 24 13 | SWITCHBOARDS | 08/21 | AMERICAN NATIONAL STANDARDS INSTITUTE | ANSI | ANSI C12.1 | Electric Meters - Code for Electricity Metering | 2014; Errata 2016
10940 | 26 24 13 | SWITCHBOARDS | 08/21 | AMERICAN SOCIETY OF HEATING, REFRIGERATING AND AIR-CONDITIONING ENGINEERS | ASHRAE | ASHRAE 90.1 - IP | Energy Standard for Buildings Except Low-Rise Residential Buildings | 2019
10941 | 26 24 13 | SWITCHBOARDS | 08/21 | ASTM INTERNATIONAL | ASTM | ASTM A123/A123M | Standard Specification for Zinc (Hot-Dip Galvanized) Coatings on Iron and Steel Products | 2017
10942 | 26 24 13 | SWITCHBOARDS | 08/21 | ASTM INTERNATIONAL | ASTM | ASTM A153/A153M | Standard Specification for Zinc Coating (Hot-Dip) on Iron and Steel Hardware | 2023
10943 | 26 24 13 | SWITCHBOARDS | 08/21 | ASTM INTERNATIONAL | ASTM | ASTM A240/A240M | Standard Specification for Chromium and Chromium-Nickel Stainless Steel Plate, Sheet, and Strip for Pressure Vessels and for General Applications | 2024
10944 | 26 24 13 | SWITCHBOARDS | 08/21 | ASTM INTERNATIONAL | ASTM | ASTM A653/A653M | Standard Specification for Steel Sheet, Zinc-Coated (Galvanized) or Zinc-Iron Alloy-Coated (Galvannealed) by the Hot-Dip Process | 2023
10945 | 26 24 13 | SWITCHBOARDS | 08/21 | ASTM INTERNATIONAL | ASTM | ASTM A780/A780M | Standard Practice for Repair of Damaged and Uncoated Areas of Hot-Dip Galvanized Coatings | 2020
10946 | 26 24 13 | SWITCHBOARDS | 08/21 | ASTM INTERNATIONAL | ASTM | ASTM D149 | Dielectric Breakdown Voltage and Dielectric Strength of Solid Electrical Insulating Materials at Commercial Power Frequencies | 2020
10947 | 26 24 13 | SWITCHBOARDS | 08/21 | ASTM INTERNATIONAL | ASTM | ASTM D709 | Standard Specification for Laminated Thermosetting Materials | 2017
10948 | 26 24 13 | SWITCHBOARDS | 08/21 | ASTM INTERNATIONAL | ASTM | ASTM D1535 | Standard Practice for Specifying Color by the Munsell System | 2014; R 2018
10949 | 26 24 13 | SWITCHBOARDS | 08/21 | INSTITUTE OF ELECTRICAL AND ELECTRONICS ENGINEERS | IEEE | IEEE 81 | Guide for Measuring Earth Resistivity, Ground Impedance, and Earth Surface Potentials of a Ground System | 2012
10950 | 26 24 13 | SWITCHBOARDS | 08/21 | INSTITUTE OF ELECTRICAL AND ELECTRONICS ENGINEERS | IEEE | IEEE 100 | The Authoritative Dictionary of IEEE Standards Terms | 2000; Archived
10951 | 26 24 13 | SWITCHBOARDS | 08/21 | INSTITUTE OF ELECTRICAL AND ELECTRONICS ENGINEERS | IEEE | IEEE C2 | National Electrical Safety Code | 2023
10952 | 26 24 13 | SWITCHBOARDS | 08/21 | INSTITUTE OF ELECTRICAL AND ELECTRONICS ENGINEERS | IEEE | IEEE C37.13 | Standard for Low-Voltage AC Power Circuit Breakers Used in Enclosures | 2015
10953 | 26 24 13 | SWITCHBOARDS | 08/21 | INSTITUTE OF ELECTRICAL AND ELECTRONICS ENGINEERS | IEEE | IEEE C37.90.1 | Standard for Surge Withstand Capability (SWC) Tests for Relays and Relay Systems Associated with Electric Power Apparatus | 2013
10954 | 26 24 13 | SWITCHBOARDS | 08/21 | INSTITUTE OF ELECTRICAL AND ELECTRONICS ENGINEERS | IEEE | IEEE C57.12.28 | Standard for Pad-Mounted Equipment - Enclosure Integrity | 2023
10955 | 26 24 13 | SWITCHBOARDS | 08/21 | INSTITUTE OF ELECTRICAL AND ELECTRONICS ENGINEERS | IEEE | IEEE C57.12.29 | Standard for Pad-Mounted Equipment - Enclosure Integrity for Coastal Environments | 2023
10956 | 26 24 13 | SWITCHBOARDS | 08/21 | INSTITUTE OF ELECTRICAL AND ELECTRONICS ENGINEERS | IEEE | IEEE C57.13 | Standard Requirements for Instrument Transformers | 2016
10957 | 26 24 13 | SWITCHBOARDS | 08/21 | INTERNATIONAL ELECTRICAL TESTING ASSOCIATION | NETA | NETA ATS | Standard for Acceptance Testing Specifications for Electrical Power Equipment and Systems | 2021
10958 | 26 24 13 | SWITCHBOARDS | 08/21 | NATIONAL ELECTRICAL MANUFACTURERS ASSOCIATION | NEMA | ANSI/NEMA PB 2.1 | General Instructions for Proper Handling, Installation, Operation and Maintenance of Deadfront Distribution Switchboards Rated 600 V or Less | 2023
10959 | 26 24 13 | SWITCHBOARDS | 08/21 | NATIONAL ELECTRICAL MANUFACTURERS ASSOCIATION | NEMA | NEMA ICS 6 | Industrial Control and Systems: Enclosures | 1993; R 2016
10960 | 26 24 13 | SWITCHBOARDS | 08/21 | NATIONAL ELECTRICAL MANUFACTURERS ASSOCIATION | NEMA | NEMA PB 2 | Deadfront Distribution Switchboards | 2011
10961 | 26 24 13 | SWITCHBOARDS | 08/21 | NATIONAL ELECTRICAL MANUFACTURERS ASSOCIATION | NEMA | NEMA ST 20 | Dry-Type Transformers for General Applications | 2014
10962 | 26 24 13 | SWITCHBOARDS | 08/21 | NATIONAL FIRE PROTECTION ASSOCIATION | NFPA | NFPA 70 | National Electrical Code | 2023
10963 | 26 24 13 | SWITCHBOARDS | 08/21 | UNDERWRITERS LABORATORIES | UL | UL 198M | UL Standard for Mine-Duty Fuses | 2018; Reprint May 2023
10964 | 26 24 13 | SWITCHBOARDS | 08/21 | UNDERWRITERS LABORATORIES | UL | UL 467 | UL Standard for Safety Grounding and Bonding Equipment | 2022
10965 | 26 24 13 | SWITCHBOARDS | 08/21 | UNDERWRITERS LABORATORIES | UL | UL 489 | UL Standard for Safety Molded-Case Circuit Breakers, Molded-Case Switches and Circuit-Breaker Enclosures | 2016; Rev 2019
10966 | 26 24 13 | SWITCHBOARDS | 08/21 | UNDERWRITERS LABORATORIES | UL | UL 891 | UL Standard for Safety Switchboards | 2019
10967 | 26 24 13 | SWITCHBOARDS | 08/21 | UNDERWRITERS LABORATORIES | UL | UL 4248-1 | UL Standard for Safety Fuseholders - Part 1: General Requirements | 2022
10968 | 26 24 13 | SWITCHBOARDS | 08/21 | UNDERWRITERS LABORATORIES | UL | UL 4248-12 | UL Standard for Safety Fuseholders - Part 12: Class R | 2018; Reprint Feb 2022
10969 | 26 27 13.10 30 | ELECTRIC METERS | 10/07, CHG 2: 08/18 | INSTITUTE OF ELECTRICAL AND ELECTRONICS ENGINEERS | IEEE | IEEE 100 | The Authoritative Dictionary of IEEE Standards Terms | 2000; Archived
10970 | 26 27 13.10 30 | ELECTRIC METERS | 10/07, CHG 2: 08/18 | INSTITUTE OF ELECTRICAL AND ELECTRONICS ENGINEERS | IEEE | IEEE C2 | National Electrical Safety Code | 2023
10971 | 26 27 13.10 30 | ELECTRIC METERS | 10/07, CHG 2: 08/18 | INSTITUTE OF ELECTRICAL AND ELECTRONICS ENGINEERS | IEEE | IEEE C37.90.1 | Standard for Surge Withstand Capability (SWC) Tests for Relays and Relay Systems Associated with Electric Power Apparatus | 2013
10972 | 26 27 13.10 30 | ELECTRIC METERS | 10/07, CHG 2: 08/18 | INSTITUTE OF ELECTRICAL AND ELECTRONICS ENGINEERS | IEEE | IEEE C57.13 | Standard Requirements for Instrument Transformers | 2016
10973 | 26 27 13.10 30 | ELECTRIC METERS | 10/07, CHG 2: 08/18 | INTERNATIONAL ELECTROTECHNICAL COMMISSION | IEC | IEC 61000-4-5 | Electromagnetic Compatibility (EMC) - Part 4-5: Testing and Measurement Techniques - Surge Immunity Test | 2017
10974 | 26 27 13.10 30 | ELECTRIC METERS | 10/07, CHG 2: 08/18 | INTERNATIONAL ELECTROTECHNICAL COMMISSION | IEC | IEC 62053-22 | Electricity Metering Equipment (A.C.) - Particular Requirements - Part 22: Static Meters for Active Energy (Classes 0,2 S and 0,5 S) | 2020
10975 | 26 27 13.10 30 | ELECTRIC METERS | 10/07, CHG 2: 08/18 | NATIONAL ELECTRICAL MANUFACTURERS ASSOCIATION | NEMA | ANSI C12.18 | Protocol Specification for ANSI Type 2 Optical Port | 2006; R 2023
10976 | 26 27 13.10 30 | ELECTRIC METERS | 10/07, CHG 2: 08/18 | NATIONAL ELECTRICAL MANUFACTURERS ASSOCIATION | NEMA | ANSI C12.20 | Electricity Meters - 0.1, 0.2, and 0.5 Accuracy Classes | 2015; E 2018
10977 | 26 27 13.10 30 | ELECTRIC METERS | 10/07, CHG 2: 08/18 | NATIONAL ELECTRICAL MANUFACTURERS ASSOCIATION | NEMA | ANSI C62.61 | American National Standard for Gas Tube Surge Arresters on Wire Line Telephone Circuits | 1993
10978 | 26 27 13.10 30 | ELECTRIC METERS | 10/07, CHG 2: 08/18 | NATIONAL FIRE PROTECTION ASSOCIATION | NFPA | NFPA 70 | National Electrical Code | 2023
10979 | 26 27 14.00 20 | ELECTRICITY METERING | 02/21, CHG 1: 05/21 | AMERICAN NATIONAL STANDARDS INSTITUTE | ANSI | ANSI C12.1 | Electric Meters - Code for Electricity Metering | 2014; Errata 2016
10980 | 26 27 14.00 20 | ELECTRICITY METERING | 02/21, CHG 1: 05/21 | AMERICAN SOCIETY OF HEATING, REFRIGERATING AND AIR-CONDITIONING ENGINEERS | ASHRAE | ASHRAE 90.1 - IP | Energy Standard for Buildings Except Low-Rise Residential Buildings | 2019
10981 | 26 27 14.00 20 | ELECTRICITY METERING | 02/21, CHG 1: 05/21 | AMERICAN SOCIETY OF HEATING, REFRIGERATING AND AIR-CONDITIONING ENGINEERS | ASHRAE | ASHRAE 90.1 - SI | Energy Standard for Buildings Except Low-Rise Residential Buildings | 2019
10982 | 26 27 14.00 20 | ELECTRICITY METERING | 02/21, CHG 1: 05/21 | INSTITUTE OF ELECTRICAL AND ELECTRONICS ENGINEERS | IEEE | IEEE C37.90.1 | Standard for Surge Withstand Capability (SWC) Tests for Relays and Relay Systems Associated with Electric Power Apparatus | 2013
10983 | 26 27 14.00 20 | ELECTRICITY METERING | 02/21, CHG 1: 05/21 | INSTITUTE OF ELECTRICAL AND ELECTRONICS ENGINEERS | IEEE | IEEE C57.13 | Standard Requirements for Instrument Transformers | 2016
10984 | 26 27 14.00 20 | ELECTRICITY METERING | 02/21, CHG 1: 05/21 | INTERNATIONAL ELECTRICAL TESTING ASSOCIATION | NETA | NETA ATS | Standard for Acceptance Testing Specifications for Electrical Power Equipment and Systems | 2021
10985 | 26 27 14.00 20 | ELECTRICITY METERING | 02/21, CHG 1: 05/21 | INTERNATIONAL ELECTROTECHNICAL COMMISSION | IEC | IEC 62053-22 | Electricity Metering Equipment (A.C.) - Particular Requirements - Part 22: Static Meters for Active Energy (Classes 0,2 S and 0,5 S) | 2020
10986 | 26 27 14.00 20 | ELECTRICITY METERING | 02/21, CHG 1: 05/21 | NATIONAL ELECTRICAL MANUFACTURERS ASSOCIATION | NEMA | ANSI C12.7 | Requirements for Watthour Meter Sockets | 2022
10987 | 26 27 14.00 20 | ELECTRICITY METERING | 02/21, CHG 1: 05/21 | NATIONAL ELECTRICAL MANUFACTURERS ASSOCIATION | NEMA | ANSI C12.18 | Protocol Specification for ANSI Type 2 Optical Port | 2006; R 2023
10988 | 26 27 14.00 20 | ELECTRICITY METERING | 02/21, CHG 1: 05/21 | NATIONAL ELECTRICAL MANUFACTURERS ASSOCIATION | NEMA | ANSI C12.20 | Electricity Meters - 0.1, 0.2, and 0.5 Accuracy Classes | 2015; E 2018
10989 | 26 27 14.00 20 | ELECTRICITY METERING | 02/21, CHG 1: 05/21 | NATIONAL ELECTRICAL MANUFACTURERS ASSOCIATION | NEMA | NEMA C12.19 | Utility Industry End Device Data Tables | 2021
10990 | 26 27 14.00 20 | ELECTRICITY METERING | 02/21, CHG 1: 05/21 | NATIONAL FIRE PROTECTION ASSOCIATION | NFPA | NFPA 70 | National Electrical Code | 2023
10991 | 26 27 29 | MARINA ELECTRICAL WORK | 05/21 | ASTM INTERNATIONAL | ASTM | ASTM B1 | Standard Specification for Hard-Drawn Copper Wire | 2013
10992 | 26 27 29 | MARINA ELECTRICAL WORK | 05/21 | ASTM INTERNATIONAL | ASTM | ASTM B8 | Standard Specification for Concentric-Lay-Stranded Copper Conductors, Hard, Medium-Hard, or Soft | 2023
10993 | 26 27 29 | MARINA ELECTRICAL WORK | 05/21 | ASTM INTERNATIONAL | ASTM | ASTM D709 | Standard Specification for Laminated Thermosetting Materials | 2017
10994 | 26 27 29 | MARINA ELECTRICAL WORK | 05/21 | NATIONAL ELECTRICAL CONTRACTORS ASSOCIATION | NECA | NECA NEIS 1 | Standard for Good Workmanship in Electrical Construction | 2015
10995 | 26 27 29 | MARINA ELECTRICAL WORK | 05/21 | NATIONAL ELECTRICAL MANUFACTURERS ASSOCIATION | NEMA | NEMA ICS 6 | Industrial Control and Systems: Enclosures | 1993; R 2016
10996 | 26 27 29 | MARINA ELECTRICAL WORK | 05/21 | NATIONAL ELECTRICAL MANUFACTURERS ASSOCIATION | NEMA | NEMA KS 1 | Enclosed and Miscellaneous Distribution Equipment Switches (600 V Maximum) | 2013
10997 | 26 27 29 | MARINA ELECTRICAL WORK | 05/21 | NATIONAL ELECTRICAL MANUFACTURERS ASSOCIATION | NEMA | NEMA RN 1 | Polyvinyl-Chloride (PVC) Externally Coated Galvanized Rigid Steel Conduit and Intermediate Metal Conduit | 2005; R 2013
10998 | 26 27 29 | MARINA ELECTRICAL WORK | 05/21 | NATIONAL ELECTRICAL MANUFACTURERS ASSOCIATION | NEMA | NEMA ST 20 | Dry-Type Transformers for General Applications | 2014
10999 | 26 27 29 | MARINA ELECTRICAL WORK | 05/21 | NATIONAL ELECTRICAL MANUFACTURERS ASSOCIATION | NEMA | NEMA TC 2 | Standard for Electrical Polyvinyl Chloride (PVC) Conduit | 2020
11000 | 26 27 29 | MARINA ELECTRICAL WORK | 05/21 | NATIONAL ELECTRICAL MANUFACTURERS ASSOCIATION | NEMA | NEMA TC 14 | Standard for Reinforced Thermosetting Resin Conduit (RTRC) and Fittings | 2002
11001 | 26 27 29 | MARINA ELECTRICAL WORK | 05/21 | NATIONAL ELECTRICAL MANUFACTURERS ASSOCIATION | NEMA | NEMA WD 1 | Standard for General Color Requirements for Wiring Devices | 1999; R 2020
11002 | 26 27 29 | MARINA ELECTRICAL WORK | 05/21 | NATIONAL FIRE PROTECTION ASSOCIATION | NFPA | NFPA 70 | National Electrical Code | 2023
11003 | 26 27 29 | MARINA ELECTRICAL WORK | 05/21 | NATIONAL FIRE PROTECTION ASSOCIATION | NFPA | NFPA 303 | Fire Protection Standards for Marinas and Boatyards | 2021
11004 | 26 27 29 | MARINA ELECTRICAL WORK | 05/21 | UNDERWRITERS LABORATORIES | UL | UL 50 | UL Standard for Safety Enclosures for Electrical Equipment, Non-Environmental Considerations | 2024
11005 | 26 27 29 | MARINA ELECTRICAL WORK | 05/21 | UNDERWRITERS LABORATORIES | UL | UL 67 | UL Standard for Safety Panelboards | 2018; Reprint Aug 2023
11006 | 26 27 29 | MARINA ELECTRICAL WORK | 05/21 | UNDERWRITERS LABORATORIES | UL | UL 83 | UL Standard for Safety Thermoplastic-Insulated Wires and Cables | 2017; Reprint Mar 2020
11007 | 26 27 29 | MARINA ELECTRICAL WORK | 05/21 | UNDERWRITERS LABORATORIES | UL | UL 467 | UL Standard for Safety Grounding and Bonding Equipment | 2022
11008 | 26 27 29 | MARINA ELECTRICAL WORK | 05/21 | UNDERWRITERS LABORATORIES | UL | UL 486A-486B | UL Standard for Safety Wire Connectors | 2018; Reprint Jul 2023
11009 | 26 27 29 | MARINA ELECTRICAL WORK | 05/21 | UNDERWRITERS LABORATORIES | UL | UL 489 | UL Standard for Safety Molded-Case Circuit Breakers, Molded-Case Switches and Circuit-Breaker Enclosures | 2016; Rev 2019
11010 | 26 27 29 | MARINA ELECTRICAL WORK | 05/21 | UNDERWRITERS LABORATORIES | UL | UL 498 | UL Standard for Safety Attachment Plugs and Receptacles | 2017; Reprint Jun 2024
11011 | 26 27 29 | MARINA ELECTRICAL WORK | 05/21 | UNDERWRITERS LABORATORIES | UL | UL 510 | UL Standard for Safety Polyvinyl Chloride, Polyethylene and Rubber Insulating Tape | 2020; Dec 2022
11012 | 26 27 29 | MARINA ELECTRICAL WORK | 05/21 | UNDERWRITERS LABORATORIES | UL | UL 514B | UL Standard for Safety Conduit, Tubing and Cable Fittings | 2012; Reprint Mar 2024
11013 | 26 27 29 | MARINA ELECTRICAL WORK | 05/21 | UNDERWRITERS LABORATORIES | UL | UL 514C | UL Standard for Safety Nonmetallic Outlet Boxes, Flush-Device Boxes, and Covers | 2014; Reprint Apr 2024
11014 | 26 27 29 | MARINA ELECTRICAL WORK | 05/21 | UNDERWRITERS LABORATORIES | UL | UL 651 | UL Standard for Safety Schedule 40, 80, Type EB and A Rigid PVC Conduit and Fittings | 2011; Reprint May 2022
11015 | 26 27 29 | MARINA ELECTRICAL WORK | 05/21 | UNDERWRITERS LABORATORIES | UL | UL 869A | Reference Standard for Service Equipment | 2006; Reprint Jun 2020
11016 | 26 27 29 | MARINA ELECTRICAL WORK | 05/21 | UNDERWRITERS LABORATORIES | UL | UL 870 | UL Standard for Safety Wireways, Auxiliary Gutters, and Associated Fittings | 2016; Reprint Nov 2023
11017 | 26 27 29 | MARINA ELECTRICAL WORK | 05/21 | UNDERWRITERS LABORATORIES | UL | UL 943 | UL Standard for Safety Ground-Fault Circuit-Interrupters | 2016; Reprint Sep 2023
11018 | 26 27 29 | MARINA ELECTRICAL WORK | 05/21 | UNDERWRITERS LABORATORIES | UL | UL 1203 | UL Standard for Safety Explosion-Proof and Dust-Ignition-Proof Electrical Equipment for Use in Hazardous (Classified) Locations | 2023; Reprint May 2024
11019 | 26 28 00.00 10 | MOTOR CONTROL CENTERS, SWITCHBOARDS AND PANELBOARDS | 08/22 | AMERICAN NATIONAL STANDARDS INSTITUTE | ANSI | ANSI C12.1 | Electric Meters - Code for Electricity Metering | 2014; Errata 2016
11020 | 26 28 00.00 10 | MOTOR CONTROL CENTERS, SWITCHBOARDS AND PANELBOARDS | 08/22 | AMERICAN SOCIETY OF MECHANICAL ENGINEERS | ASME | ASME B1.1 | Unified Inch Screw Threads (UN, UNR, and UNJ Thread Form) | 2024
11021 | 26 28 00.00 10 | MOTOR CONTROL CENTERS, SWITCHBOARDS AND PANELBOARDS | 08/22 | AMERICAN SOCIETY OF MECHANICAL ENGINEERS | ASME | ASME B1.20.1 | Pipe Threads, General Purpose (Inch) | 2013; R 2018
11022 | 26 28 00.00 10 | MOTOR CONTROL CENTERS, SWITCHBOARDS AND PANELBOARDS | 08/22 | AMERICAN SOCIETY OF MECHANICAL ENGINEERS | ASME | ASME B1.20.2M | Pipe Threads, 60 Deg. General Purpose (Metric) | 2006; R 2011
11023 | 26 28 00.00 10 | MOTOR CONTROL CENTERS, SWITCHBOARDS AND PANELBOARDS | 08/22 | ASTM INTERNATIONAL | ASTM | ASTM A780/A780M | Standard Practice for Repair of Damaged and Uncoated Areas of Hot-Dip Galvanized Coatings | 2020
11024 | 26 28 00.00 10 | MOTOR CONTROL CENTERS, SWITCHBOARDS AND PANELBOARDS | 08/22 | ASTM INTERNATIONAL | ASTM | ASTM B187/B187M | Standard Specification for Copper, Bus Bar, Rod and Shapes and General Purpose Rod, Bar and Shapes | 2020
11025 | 26 28 00.00 10 | MOTOR CONTROL CENTERS, SWITCHBOARDS AND PANELBOARDS | 08/22 | ASTM INTERNATIONAL | ASTM | ASTM B317/B317M | Standard Specification for Aluminum-Alloy Extruded Bar, Rod, Tube, Pipe, Structural Profiles, and Profiles for Electrical Purposes (Bus Conductor) | 2023
11026 | 26 28 00.00 10 | MOTOR CONTROL CENTERS, SWITCHBOARDS AND PANELBOARDS | 08/22 | ASTM INTERNATIONAL | ASTM | ASTM D877 | Standard Test Method for Dielectric Breakdown Voltage of Insulating Liquids Using Disk Electrodes | 2002; R 2007
11027 | 26 28 00.00 10 | MOTOR CONTROL CENTERS, SWITCHBOARDS AND PANELBOARDS | 08/22 | ASTM INTERNATIONAL | ASTM | ASTM D923 | Standard Practice for Sampling Electrical Insulating Liquids | 2007
11028 | 26 28 00.00 10 | MOTOR CONTROL CENTERS, SWITCHBOARDS AND PANELBOARDS | 08/22 | ASTM INTERNATIONAL | ASTM | ASTM D924 | Standard Test Method for Dissipation Factor (or Power Factor) and Relative Permittivity (Dielectric Constant) of Electrical Insulating Liquids | 2008
11029 | 26 28 00.00 10 | MOTOR CONTROL CENTERS, SWITCHBOARDS AND PANELBOARDS | 08/22 | ASTM INTERNATIONAL | ASTM | ASTM D971 | Standard Test Method for Interfacial Tension of Insulating Liquids Against Water by the Ring Method | 2020
11030 | 26 28 00.00 10 | MOTOR CONTROL CENTERS, SWITCHBOARDS AND PANELBOARDS | 08/22 | ASTM INTERNATIONAL | ASTM | ASTM D974 | Standard Test Method for Acid and Base Number by Color-Indicator Titration | 2014; E 2016
11031 | 26 28 00.00 10 | MOTOR CONTROL CENTERS, SWITCHBOARDS AND PANELBOARDS | 08/22 | ASTM INTERNATIONAL | ASTM | ASTM D1500 | Standard Test Method for ASTM Color of Petroleum Products (ASTM Color Scale) | 2012; R 2017
11032 | 26 28 00.00 10 | MOTOR CONTROL CENTERS, SWITCHBOARDS AND PANELBOARDS | 08/22 | ASTM INTERNATIONAL | ASTM | ASTM D1524 | Standard Test Method for Visual Examination of Used Electrical Insulating Liquids in the Field | 2015; R 2022
11033 | 26 28 00.00 10 | MOTOR CONTROL CENTERS, SWITCHBOARDS AND PANELBOARDS | 08/22 | ASTM INTERNATIONAL | ASTM | ASTM D1533 | Standard Test Method for Water in Insulating Liquids by Coulometric Karl Fischer Titration | 2012
11034 | 26 28 00.00 10 | MOTOR CONTROL CENTERS, SWITCHBOARDS AND PANELBOARDS | 08/22 | INSTITUTE OF ELECTRICAL AND ELECTRONICS ENGINEERS | IEEE | IEEE 81 | Guide for Measuring Earth Resistivity, Ground Impedance, and Earth Surface Potentials of a Ground System | 2012
11035 | 26 28 00.00 10 | MOTOR CONTROL CENTERS, SWITCHBOARDS AND PANELBOARDS | 08/22 | INSTITUTE OF ELECTRICAL AND ELECTRONICS ENGINEERS | IEEE | IEEE C2 | National Electrical Safety Code | 2023
11036 | 26 28 00.00 10 | MOTOR CONTROL CENTERS, SWITCHBOARDS AND PANELBOARDS | 08/22 | INSTITUTE OF ELECTRICAL AND ELECTRONICS ENGINEERS | IEEE | IEEE C37.04 | Ratings and Requirements for AC High-Voltage Circuit Breakers with Rated Maximum Voltage Above 1000 V Corrigendum 1 | 2018; Erta 2019; Corr 2021
11037 | 26 28 00.00 10 | MOTOR CONTROL CENTERS, SWITCHBOARDS AND PANELBOARDS | 08/22 | INSTITUTE OF ELECTRICAL AND ELECTRONICS ENGINEERS | IEEE | IEEE C57.13 | Standard Requirements for Instrument Transformers | 2016
11038 | 26 28 00.00 10 | MOTOR CONTROL CENTERS, SWITCHBOARDS AND PANELBOARDS | 08/22 | INTERNATIONAL ELECTRICAL TESTING ASSOCIATION | NETA | NETA ATS | Standard for Acceptance Testing Specifications for Electrical Power Equipment and Systems | 2021
11039 | 26 28 00.00 10 | MOTOR CONTROL CENTERS, SWITCHBOARDS AND PANELBOARDS | 08/22 | NATIONAL ELECTRICAL MANUFACTURERS ASSOCIATION | NEMA | NEMA C12.4 | Registers - Mechanical Demand | 1984; R 2011
11040 | 26 28 00.00 10 | MOTOR CONTROL CENTERS, SWITCHBOARDS AND PANELBOARDS | 08/22 | NATIONAL ELECTRICAL MANUFACTURERS ASSOCIATION | NEMA | NEMA ICS 1 | Standard for Industrial Control and Systems: General Requirements | 2022
11041 | 26 28 00.00 10 | MOTOR CONTROL CENTERS, SWITCHBOARDS AND PANELBOARDS | 08/22 | NATIONAL ELECTRICAL MANUFACTURERS ASSOCIATION | NEMA | NEMA ICS 2 | Industrial Control and Systems Controllers, Contactors, and Overload Relays Rated 600 V | 2000; R 2020
11042 | 26 28 00.00 10 | MOTOR CONTROL CENTERS, SWITCHBOARDS AND PANELBOARDS | 08/22 | NATIONAL ELECTRICAL MANUFACTURERS ASSOCIATION | NEMA | NEMA ICS 4 | Application Guideline for Terminal Blocks | 2015
11043 | 26 28 00.00 10 | MOTOR CONTROL CENTERS, SWITCHBOARDS AND PANELBOARDS | 08/22 | NATIONAL ELECTRICAL MANUFACTURERS ASSOCIATION | NEMA | NEMA ICS 6 | Industrial Control and Systems: Enclosures | 1993; R 2016
11044 | 26 28 00.00 10 | MOTOR CONTROL CENTERS, SWITCHBOARDS AND PANELBOARDS | 08/22 | NATIONAL ELECTRICAL MANUFACTURERS ASSOCIATION | NEMA | NEMA PB 1 | Panelboards | 2011
11045 | 26 28 00.00 10 | MOTOR CONTROL CENTERS, SWITCHBOARDS AND PANELBOARDS | 08/22 | NATIONAL ELECTRICAL MANUFACTURERS ASSOCIATION | NEMA | NEMA PB 2 | Deadfront Distribution Switchboards | 2011
11046 | 26 28 00.00 10 | MOTOR CONTROL CENTERS, SWITCHBOARDS AND PANELBOARDS | 08/22 | NATIONAL ELECTRICAL MANUFACTURERS ASSOCIATION | NEMA | NEMA ST 20 | Dry-Type Transformers for General Applications | 2014
11047 | 26 28 00.00 10 | MOTOR CONTROL CENTERS, SWITCHBOARDS AND PANELBOARDS | 08/22 | NATIONAL ELECTRICAL MANUFACTURERS ASSOCIATION | NEMA | NEMA/ANSI C12.10 | Physical Aspects of Watthour Meters - Safety Standard | 2011; R 2021
11048 | 26 28 00.00 10 | MOTOR CONTROL CENTERS, SWITCHBOARDS AND PANELBOARDS | 08/22 | NATIONAL ELECTRICAL MANUFACTURERS ASSOCIATION | NEMA | NEMA/ANSI C12.11 | Instrument Transformers for Revenue Metering, 10 kV BIL through 350 kV BIL (0.6 kV NSV through 69 kV NSV) | 2006; R 2019
11049 | 26 28 00.00 10 | MOTOR CONTROL CENTERS, SWITCHBOARDS AND PANELBOARDS | 08/22 | NATIONAL FIRE PROTECTION ASSOCIATION | NFPA | NFPA 70 | National Electrical Code | 2023
11050 | 26 28 00.00 10 | MOTOR CONTROL CENTERS, SWITCHBOARDS AND PANELBOARDS | 08/22 | U.S. DEPARTMENT OF DEFENSE | DOD | DOD 8510.01 | Risk Management Framework (RMF) for DoD Systems | 2022
11051 | 26 28 00.00 10 | MOTOR CONTROL CENTERS, SWITCHBOARDS AND PANELBOARDS | 08/22 | U.S. DEPARTMENT OF DEFENSE | DOD | DODI 8500.01 | Cybersecurity | 2014
11052 | 26 28 00.00 10 | MOTOR CONTROL CENTERS, SWITCHBOARDS AND PANELBOARDS | 08/22 | UNDERWRITERS LABORATORIES | UL | UL 44 | UL Standard for Safety Thermoset-Insulated Wires and Cables | 2018; Reprint May 2021
11053 | 26 28 00.00 10 | MOTOR CONTROL CENTERS, SWITCHBOARDS AND PANELBOARDS | 08/22 | UNDERWRITERS LABORATORIES | UL | UL 50 | UL Standard for Safety Enclosures for Electrical Equipment, Non-Environmental Considerations | 2024
11054 | 26 28 00.00 10 | MOTOR CONTROL CENTERS, SWITCHBOARDS AND PANELBOARDS | 08/22 | UNDERWRITERS LABORATORIES | UL | UL 67 | UL Standard for Safety Panelboards | 2018; Reprint Aug 2023
11055 | 26 28 00.00 10 | MOTOR CONTROL CENTERS, SWITCHBOARDS AND PANELBOARDS | 08/22 | UNDERWRITERS LABORATORIES | UL | UL 467 | UL Standard for Safety Grounding and Bonding Equipment | 2022
11056 | 26 28 00.00 10 | MOTOR CONTROL CENTERS, SWITCHBOARDS AND PANELBOARDS | 08/22 | UNDERWRITERS LABORATORIES | UL | UL 489 | UL Standard for Safety Molded-Case Circuit Breakers, Molded-Case Switches and Circuit-Breaker Enclosures | 2016; Rev 2019
11057 | 26 28 00.00 10 | MOTOR CONTROL CENTERS, SWITCHBOARDS AND PANELBOARDS | 08/22 | UNDERWRITERS LABORATORIES | UL | UL 508 | UL Standard for Safety Industrial Control Equipment | 2018; Reprint Jul 2021
11058 | 26 28 00.00 10 | MOTOR CONTROL CENTERS, SWITCHBOARDS AND PANELBOARDS | 08/22 | UNDERWRITERS LABORATORIES | UL | UL 845 | UL Standard for Safety Motor Control Centers | 2021
11059 | 26 28 00.00 10 | MOTOR CONTROL CENTERS, SWITCHBOARDS AND PANELBOARDS | 08/22 | UNDERWRITERS LABORATORIES | UL | UL 891 | UL Standard for Safety Switchboards | 2019
11060 | 26 28 00.00 10 | MOTOR CONTROL CENTERS, SWITCHBOARDS AND PANELBOARDS | 08/22 | UNDERWRITERS LABORATORIES | UL | UL 1063 | UL Standard for Safety Machine-Tool Wires and Cables | 2017; Reprint Jun 2022
11061 | 26 29 01.00 10 | ELECTRIC MOTORS, 3-PHASE VERTICAL INDUCTION TYPE | 11/22 | AMERICAN BEARING MANUFACTURERS ASSOCIATION | ABMA | ABMA 9 | Load Ratings and Fatigue Life for Ball Bearings | 2015
11062 | 26 29 01.00 10 | ELECTRIC MOTORS, 3-PHASE VERTICAL INDUCTION TYPE | 11/22 | AMERICAN BEARING MANUFACTURERS ASSOCIATION | ABMA | ABMA 11 | Load Ratings and Fatigue Life for Roller Bearings | 2014
11063 | 26 29 01.00 10 | ELECTRIC MOTORS, 3-PHASE VERTICAL INDUCTION TYPE | 11/22 | ASTM INTERNATIONAL | ASTM | ASTM A123/A123M | Standard Specification for Zinc (Hot-Dip Galvanized) Coatings on Iron and Steel Products | 2017
11064 | 26 29 01.00 10 | ELECTRIC MOTORS, 3-PHASE VERTICAL INDUCTION TYPE | 11/22 | ASTM INTERNATIONAL | ASTM | ASTM A153/A153M | Standard Specification for Zinc Coating (Hot-Dip) on Iron and Steel Hardware | 2023
11065 | 26 29 01.00 10 | ELECTRIC MOTORS, 3-PHASE VERTICAL INDUCTION TYPE | 11/22 | ASTM INTERNATIONAL | ASTM | ASTM B344 | Standard Specification for Drawn or Rolled Nickel-Chromium and Nickel-Chromium-Iron Alloys for Electrical Heating Elements | 2020
11066 | 26 29 01.00 10 | ELECTRIC MOTORS, 3-PHASE VERTICAL INDUCTION TYPE | 11/22 | INSTITUTE OF ELECTRICAL AND ELECTRONICS ENGINEERS | IEEE | IEEE 43 | Recommended Practice for Testing Insulation Resistance of Rotating Machinery | 2013
11067 | 26 29 01.00 10 | ELECTRIC MOTORS, 3-PHASE VERTICAL INDUCTION TYPE | 11/22 | INTERNATIONAL ELECTRICAL TESTING ASSOCIATION | NETA | NETA ATS | Standard for Acceptance Testing Specifications for Electrical Power Equipment and Systems | 2021
11068 | 26 29 01.00 10 | ELECTRIC MOTORS, 3-PHASE VERTICAL INDUCTION TYPE | 11/22 | NATIONAL ELECTRICAL MANUFACTURERS ASSOCIATION | NEMA | NEMA MG 1 | Motors and Generators | 2021
11069 | 26 29 01.00 10 | ELECTRIC MOTORS, 3-PHASE VERTICAL INDUCTION TYPE | 11/22 | U.S. ARMY CORPS OF ENGINEERS | USACE | EM 385-1-1 | Safety -- Safety and Occupational Health (SOH) Requirements | 2024
11070 | 26 29 02.00 10 | ELECTRIC MOTORS, 3-PHASE VERTICAL SYNCHRONOUS TYPE | 11/22 | ASTM INTERNATIONAL | ASTM | ASTM A123/A123M | Standard Specification for Zinc (Hot-Dip Galvanized) Coatings on Iron and Steel Products | 2017
11071 | 26 29 02.00 10 | ELECTRIC MOTORS, 3-PHASE VERTICAL SYNCHRONOUS TYPE | 11/22 | ASTM INTERNATIONAL | ASTM | ASTM A153/A153M | Standard Specification for Zinc Coating (Hot-Dip) on Iron and Steel Hardware | 2023
11072 | 26 29 02.00 10 | ELECTRIC MOTORS, 3-PHASE VERTICAL SYNCHRONOUS TYPE | 11/22 | ASTM INTERNATIONAL | ASTM | ASTM B344 | Standard Specification for Drawn or Rolled Nickel-Chromium and Nickel-Chromium-Iron Alloys for Electrical Heating Elements | 2020
11073 | 26 29 02.00 10 | ELECTRIC MOTORS, 3-PHASE VERTICAL SYNCHRONOUS TYPE | 11/22 | INSTITUTE OF ELECTRICAL AND ELECTRONICS ENGINEERS | IEEE | IEEE 43 | Recommended Practice for Testing Insulation Resistance of Rotating Machinery | 2013
11074 | 26 29 02.00 10 | ELECTRIC MOTORS, 3-PHASE VERTICAL SYNCHRONOUS TYPE | 11/22 | INSTITUTE OF ELECTRICAL AND ELECTRONICS ENGINEERS | IEEE | IEEE 115 | Guide for Test Procedures for Synchronous Machines: Part I Acceptance and Performance Testing; Part II Test Procedures and Parameter Determination for Dynamic Analysis | 2019
11075 | 26 29 02.00 10 | ELECTRIC MOTORS, 3-PHASE VERTICAL SYNCHRONOUS TYPE | 11/22 | INSTITUTE OF ELECTRICAL AND ELECTRONICS ENGINEERS | IEEE | IEEE C37.96 | Guide for AC Motor Protection | 2012
11076 | 26 29 02.00 10 | ELECTRIC MOTORS, 3-PHASE VERTICAL SYNCHRONOUS TYPE | 11/22 | INSTITUTE OF ELECTRICAL AND ELECTRONICS ENGINEERS | IEEE | IEEE C57.13 | Standard Requirements for Instrument Transformers | 2016
11077 | 26 29 02.00 10 | ELECTRIC MOTORS, 3-PHASE VERTICAL SYNCHRONOUS TYPE | 11/22 | INTERNATIONAL ELECTRICAL TESTING ASSOCIATION | NETA | NETA ATS | Standard for Acceptance Testing Specifications for Electrical Power Equipment and Systems | 2021
11078 | 26 29 02.00 10 | ELECTRIC MOTORS, 3-PHASE VERTICAL SYNCHRONOUS TYPE | 11/22 | NATIONAL ELECTRICAL MANUFACTURERS ASSOCIATION | NEMA | NEMA ICS 4 | Application Guideline for Terminal Blocks | 2015
11079 | 26 29 02.00 10 | ELECTRIC MOTORS, 3-PHASE VERTICAL SYNCHRONOUS TYPE | 11/22 | NATIONAL ELECTRICAL MANUFACTURERS ASSOCIATION | NEMA | NEMA MG 1 | Motors and Generators | 2021
11080 | 26 29 23 | ADJUSTABLE SPEED DRIVE (ASD) SYSTEMS UNDER 600 VOLTS | 02/20, CHG 1: 05/21 | EUROPEAN COMMITTEE FOR STANDARDIZATION | CEN/CENELEC | EN 61800-3 | Requirements for the Control of Electromagnetic Interference Characteristics of Subsystems and Equipment | 2017
11081 | 26 29 23 | ADJUSTABLE SPEED DRIVE (ASD) SYSTEMS UNDER 600 VOLTS | 02/20, CHG 1: 05/21 | INSTITUTE OF ELECTRICAL AND ELECTRONICS ENGINEERS | IEEE | IEEE 519 | Standard for Harmonic Control in Electrical Power Systems | 2022
11082 | 26 29 23 | ADJUSTABLE SPEED DRIVE (ASD) SYSTEMS UNDER 600 VOLTS | 02/20, CHG 1: 05/21 | INSTITUTE OF ELECTRICAL AND ELECTRONICS ENGINEERS | IEEE | IEEE C62.41.1 | Guide on the Surges Environment in Low-Voltage (1000 V and Less) AC Power Circuits | 2002; R 2008
11083 | 26 29 23 | ADJUSTABLE SPEED DRIVE (ASD) SYSTEMS UNDER 600 VOLTS | 02/20, CHG 1: 05/21 | INSTITUTE OF ELECTRICAL AND ELECTRONICS ENGINEERS | IEEE | IEEE C62.41.2 | Recommended Practice on Characterization of Surges in Low-Voltage (1000 V and Less) AC Power Circuits | 2002
11084 | 26 29 23 | ADJUSTABLE SPEED DRIVE (ASD) SYSTEMS UNDER 600 VOLTS | 02/20, CHG 1: 05/21 | INTERNATIONAL ELECTROTECHNICAL COMMISSION | IEC | IEC 61000-3-12 | Electromagnetic Compatibility (EMC) - Part 3-12: Limits - Limits for harmonic currents produced by equipment connected to public low-voltage systems with input current >16 A and </=75 A per phase | 2012
11085 | 26 29 23 | ADJUSTABLE SPEED DRIVE (ASD) SYSTEMS UNDER 600 VOLTS | 02/20, CHG 1: 05/21 | NATIONAL ELECTRICAL MANUFACTURERS ASSOCIATION | NEMA | NEMA 250 | Enclosures for Electrical Equipment (1000 Volts Maximum) | 2020
11086 | 26 29 23 | ADJUSTABLE SPEED DRIVE (ASD) SYSTEMS UNDER 600 VOLTS | 02/20, CHG 1: 05/21 | NATIONAL ELECTRICAL MANUFACTURERS ASSOCIATION | NEMA | NEMA ICS 1 | Standard for Industrial Control and Systems: General Requirements | 2022
11087 | 26 29 23 | ADJUSTABLE SPEED DRIVE (ASD) SYSTEMS UNDER 600 VOLTS | 02/20, CHG 1: 05/21 | NATIONAL ELECTRICAL MANUFACTURERS ASSOCIATION | NEMA | NEMA ICS 3.1 | Guide for the Application, Handling, Storage, Installation and Maintenance of Medium-Voltage AC Contactors, Controllers and Control Centers | 2019
11088 | 26 29 23 | ADJUSTABLE SPEED DRIVE (ASD) SYSTEMS UNDER 600 VOLTS | 02/20, CHG 1: 05/21 | NATIONAL ELECTRICAL MANUFACTURERS ASSOCIATION | NEMA | NEMA ICS 6 | Industrial Control and Systems: Enclosures | 1993; R 2016
11089 | 26 29 23 | ADJUSTABLE SPEED DRIVE (ASD) SYSTEMS UNDER 600 VOLTS | 02/20, CHG 1: 05/21 | NATIONAL ELECTRICAL MANUFACTURERS ASSOCIATION | NEMA | NEMA ICS 7 | Adjustable-Speed Drives | 2020
11090 | 26 29 23 | ADJUSTABLE SPEED DRIVE (ASD) SYSTEMS UNDER 600 VOLTS | 02/20, CHG 1: 05/21 | NATIONAL ELECTRICAL MANUFACTURERS ASSOCIATION | NEMA | NEMA ICS 7.2 | Application Guide for AC Adjustable Speed Drive Systems | 2015
11091 | 26 29 23 | ADJUSTABLE SPEED DRIVE (ASD) SYSTEMS UNDER 600 VOLTS | 02/20, CHG 1: 05/21 | NATIONAL ELECTRICAL MANUFACTURERS ASSOCIATION | NEMA | NEMA ICS 61800-2 | Adjustable Speed Electrical Power Drive Systems Part 2: General Requirements - Rating Specifications for Low Voltage Adjustable Frequency A.C. Power Drive Systems | 2005
11092 | 26 29 23 | ADJUSTABLE SPEED DRIVE (ASD) SYSTEMS UNDER 600 VOLTS | 02/20, CHG 1: 05/21 | NATIONAL ELECTRICAL MANUFACTURERS ASSOCIATION | NEMA | NEMA MG 1 | Motors and Generators | 2021
11093 | 26 29 23 | ADJUSTABLE SPEED DRIVE (ASD) SYSTEMS UNDER 600 VOLTS | 02/20, CHG 1: 05/21 | NATIONAL FIRE PROTECTION ASSOCIATION | NFPA | NFPA 70 | National Electrical Code | 2023
11094 | 26 29 23 | ADJUSTABLE SPEED DRIVE (ASD) SYSTEMS UNDER 600 VOLTS | 02/20, CHG 1: 05/21 | U.S. NATIONAL ARCHIVES AND RECORDS ADMINISTRATION | NARA | 47 CFR 15 | Radio Frequency Devices
11095 | 26 29 23 | ADJUSTABLE SPEED DRIVE (ASD) SYSTEMS UNDER 600 VOLTS | 02/20, CHG 1: 05/21 | UNDERWRITERS LABORATORIES | UL | UL 489 | UL Standard for Safety Molded-Case Circuit Breakers, Molded-Case Switches and Circuit-Breaker Enclosures | 2016; Rev 2019
11096 | 26 29 23 | ADJUSTABLE SPEED DRIVE (ASD) SYSTEMS UNDER 600 VOLTS | 02/20, CHG 1: 05/21 | UNDERWRITERS LABORATORIES | UL | UL 61800-5-1 | Adjustable Speed Electrical Power Drive Systems - Part 5-1: Safety Requirements - Electrical, Thermal and Energy | 2016
11097 | 26 31 00 | FACILITY-SCALE SOLAR PHOTOVOLTAIC (PV) SYSTEMS | 11/21 | AMERICAN CONCRETE INSTITUTE | ACI | ACI 318 | Building Code Requirements for Structural Concrete (ACI 318-19) and Commentary (ACI 318R-19) | 2019; R 2022
11098 | 26 31 00 | FACILITY-SCALE SOLAR PHOTOVOLTAIC (PV) SYSTEMS | 11/21 | AMERICAN CONCRETE INSTITUTE | ACI | ACI 318M | Building Code Requirements for Structural Concrete & Commentary | 2019; Errata 2022
11099 | 26 31 00 | FACILITY-SCALE SOLAR PHOTOVOLTAIC (PV) SYSTEMS | 11/21 | AMERICAN NATIONAL STANDARDS INSTITUTE | ANSI | ANSI C12.1 | Electric Meters - Code for Electricity Metering | 2014; Errata 2016
11100 | 26 31 00 | FACILITY-SCALE SOLAR PHOTOVOLTAIC (PV) SYSTEMS | 11/21 | AMERICAN SOCIETY OF CIVIL ENGINEERS | ASCE | ASCE 7-16 | Minimum Design Loads and Associated Criteria for Buildings and Other Structures | 2017; Errata 2018; Supp 1 2018
11101 | 26 31 00 | FACILITY-SCALE SOLAR PHOTOVOLTAIC (PV) SYSTEMS | 11/21 | ASTM INTERNATIONAL | ASTM | ASTM C260/C260M | Standard Specification for Air-Entraining Admixtures for Concrete | 2010a; R 2016
11102 | 26 31 00 | FACILITY-SCALE SOLAR PHOTOVOLTAIC (PV) SYSTEMS | 11/21 | ASTM INTERNATIONAL | ASTM | ASTM D149 | Dielectric Breakdown Voltage and Dielectric Strength of Solid Electrical Insulating Materials at Commercial Power Frequencies | 2020
11103 | 26 31 00 | FACILITY-SCALE SOLAR PHOTOVOLTAIC (PV) SYSTEMS | 11/21 | ASTM INTERNATIONAL | ASTM | ASTM D257 | Standard Test Methods for D-C Resistance or Conductance of Insulating Materials | 2014
11104 | 26 31 00 | FACILITY-SCALE SOLAR PHOTOVOLTAIC (PV) SYSTEMS | 11/21 | ASTM INTERNATIONAL | ASTM | ASTM D709 | Standard Specification for Laminated Thermosetting Materials | 2017
11105 | 26 31 00 | FACILITY-SCALE SOLAR PHOTOVOLTAIC (PV) SYSTEMS | 11/21 | ASTM INTERNATIONAL | ASTM | ASTM D882 | Tensile Properties of Thin Plastic Sheeting | 2012
11106 | 26 31 00 | FACILITY-SCALE SOLAR PHOTOVOLTAIC (PV) SYSTEMS | 11/21 | ASTM INTERNATIONAL | ASTM | ASTM D903 | Standard Test Method for Peel or Stripping Strength of Adhesive Bonds | 1998; R 2017
11107 | 26 31 00 | FACILITY-SCALE SOLAR PHOTOVOLTAIC (PV) SYSTEMS | 11/21 | ASTM INTERNATIONAL | ASTM | ASTM D1876 | Standard Test Method for Peel Resistance of Adhesives (T-Peel Test) | 2008; R 2015; E 2015
11108 | 26 31 00 | FACILITY-SCALE SOLAR PHOTOVOLTAIC (PV) SYSTEMS | 11/21 | ASTM INTERNATIONAL | ASTM | ASTM D2244 | Standard Practice for Calculation of Color Tolerances and Color Differences from Instrumentally Measured Color Coordinates | 2021
11109 | 26 31 00 | FACILITY-SCALE SOLAR PHOTOVOLTAIC (PV) SYSTEMS | 11/21 | ASTM INTERNATIONAL | ASTM | ASTM D2765 | Standard Test Methods for Determination of Gel Content and Swell Ratio of Crosslinked Ethylene Plastics | 2016
11110 | 26 31 00 | FACILITY-SCALE SOLAR PHOTOVOLTAIC (PV) SYSTEMS | 11/21 | ASTM INTERNATIONAL | ASTM | ASTM D5870 | Standard Practice for Calculating Property Retention Index of Plastics | 2016
11111 | 26 31 00 | FACILITY-SCALE SOLAR PHOTOVOLTAIC (PV) SYSTEMS | 11/21 | ASTM INTERNATIONAL | ASTM | ASTM D7567 | Standard Test Method for Determining Gel Content in Crosslinked Ethylene Plastics Using Pressurized Liquid Extraction | 2009
11112 | 26 31 00 | FACILITY-SCALE SOLAR PHOTOVOLTAIC (PV) SYSTEMS | 11/21 | ASTM INTERNATIONAL | ASTM | ASTM E308 | Standard Practice for Computing the Colors of Objects by Using the CIE System | 2022
11113 | 26 31 00 | FACILITY-SCALE SOLAR PHOTOVOLTAIC (PV) SYSTEMS | 11/21 | ASTM INTERNATIONAL | ASTM | ASTM E424 | Standard Test Methods for Solar Energy Transmittance and Reflectance (Terrestrial) of Sheet Materials | 1971; R 2023
11114 | 26 31 00 | FACILITY-SCALE SOLAR PHOTOVOLTAIC (PV) SYSTEMS | 11/21 | ASTM INTERNATIONAL | ASTM | ASTM E772 | Standard Terminology of Solar Energy Conversion | 2015; R 2021
11115 | 26 31 00 | FACILITY-SCALE SOLAR PHOTOVOLTAIC (PV) SYSTEMS | 11/21 | ASTM INTERNATIONAL | ASTM | ASTM E1171 | Standard Test Methods for Photovoltaic Modules in Cyclic Temperature and Humidity Environments | 2015
11116 | 26 31 00 | FACILITY-SCALE SOLAR PHOTOVOLTAIC (PV) SYSTEMS | 11/21 | ASTM INTERNATIONAL | ASTM | ASTM F1249 | Standard Test Method for Water Vapor Transmission Rate Through Plastic Film and Sheeting Using a Modulated Infrared Sensor | 2020
11117 | 26 31 00 | FACILITY-SCALE SOLAR PHOTOVOLTAIC (PV) SYSTEMS | 11/21 | ASTM INTERNATIONAL | ASTM | ASTM G155 | Standard Practice for Operating Xenon Arc Lamp Apparatus for Exposure of Materials | 2021
11118 | 26 31 00 | FACILITY-SCALE SOLAR PHOTOVOLTAIC (PV) SYSTEMS | 11/21 | INSTITUTE OF ELECTRICAL AND ELECTRONICS ENGINEERS | IEEE | IEEE 1547 | Interconnection and Interoperability of Distributed Energy Resources with Associated Electric Power Systems Interfaces | 2018
11119 | 26 31 00 | FACILITY-SCALE SOLAR PHOTOVOLTAIC (PV) SYSTEMS | 11/21 | INSTITUTE OF ELECTRICAL AND ELECTRONICS ENGINEERS | IEEE | IEEE C2 | National Electrical Safety Code | 2023
11120 | 26 31 00 | FACILITY-SCALE SOLAR PHOTOVOLTAIC (PV) SYSTEMS | 11/21 | INSTITUTE OF ELECTRICAL AND ELECTRONICS ENGINEERS | IEEE | IEEE Stds Dictionary | IEEE Standards Dictionary: Glossary of Terms & Definitions | 2009
11121 | 26 31 00 | FACILITY-SCALE SOLAR PHOTOVOLTAIC (PV) SYSTEMS | 11/21 | INTERNATIONAL CODE COUNCIL | ICC | ICC IBC | International Building Code | 2024
11122 | 26 31 00 | FACILITY-SCALE SOLAR PHOTOVOLTAIC (PV) SYSTEMS | 11/21 | INTERNATIONAL CODE COUNCIL | ICC | ICC IgCC | International Green Construction Code | 2018
11123 | 26 31 00 | FACILITY-SCALE SOLAR PHOTOVOLTAIC (PV) SYSTEMS | 11/21 | INTERNATIONAL ELECTRICAL TESTING ASSOCIATION | NETA | NETA ATS | Standard for Acceptance Testing Specifications for Electrical Power Equipment and Systems | 2021
11124 | 26 31 00 | FACILITY-SCALE SOLAR PHOTOVOLTAIC (PV) SYSTEMS | 11/21 | INTERNATIONAL ELECTROTECHNICAL COMMISSION | IEC | ANSI IEC 60529 | Degrees of Protection Provided by Enclosures | 2020
11125 | 26 31 00 | FACILITY-SCALE SOLAR PHOTOVOLTAIC (PV) SYSTEMS | 11/21 | INTERNATIONAL ELECTROTECHNICAL COMMISSION | IEC | IEC 61215 | Crystalline Silicon Terrestrial Photovoltaic (PV) Modules - Design Qualification and Type Approval | 2005; ED 2.0
11126 | 26 31 00 | FACILITY-SCALE SOLAR PHOTOVOLTAIC (PV) SYSTEMS | 11/21 | INTERNATIONAL ELECTROTECHNICAL COMMISSION | IEC | IEC 61646 | Thin-Film Terrestrial Photovoltaic (PV) Modules – Design Qualification and Type Approval | 2008; ED 2.0
11127 | 26 31 00 | FACILITY-SCALE SOLAR PHOTOVOLTAIC (PV) SYSTEMS | 11/21 | INTERNATIONAL ELECTROTECHNICAL COMMISSION | IEC | IEC 61730-1 | Photovoltaic (PV) Module Safety Qualification – Part 1: Requirements for Construction | 2023
11128 | 26 31 00 | FACILITY-SCALE SOLAR PHOTOVOLTAIC (PV) SYSTEMS | 11/21 | INTERNATIONAL ELECTROTECHNICAL COMMISSION | IEC | IEC 61853-1 | Photovoltaic (Pv) Module Performance Testing and Energy Rating – Part 1: Irradiance and Temperature Performance Measurements and Power Rating | 2011; ED 1.0
11129 | 26 31 00 | FACILITY-SCALE SOLAR PHOTOVOLTAIC (PV) SYSTEMS | 11/21 | INTERNATIONAL ELECTROTECHNICAL COMMISSION | IEC | IEC 62446 | Photovoltaic (PV) Systems - Requirements for Testing, Documentation, and Maintenance - Part 1: Grid Connected Systems - Documentation, Commissioning Tests and Inspection | 2018
11130 | 26 31 00 | FACILITY-SCALE SOLAR PHOTOVOLTAIC (PV) SYSTEMS | 11/21 | INTERNATIONAL ELECTROTECHNICAL COMMISSION | IEC | IEC TS 62727 | Photovoltaic Systems – Specifications for Solar Trackers | 2012; ED 1.0
11131 | 26 31 00 | FACILITY-SCALE SOLAR PHOTOVOLTAIC (PV) SYSTEMS | 11/21 | INTERNATIONAL ORGANIZATION FOR STANDARDIZATION | ISO | ISO 9001 | Quality Management Systems- Requirements | 2015
11132 | 26 31 00 | FACILITY-SCALE SOLAR PHOTOVOLTAIC (PV) SYSTEMS | 11/21 | NATIONAL ELECTRICAL MANUFACTURERS ASSOCIATION | NEMA | NEMA 250 | Enclosures for Electrical Equipment (1000 Volts Maximum) | 2020
11133 | 26 31 00 | FACILITY-SCALE SOLAR PHOTOVOLTAIC (PV) SYSTEMS | 11/21 | NATIONAL ELECTRICAL MANUFACTURERS ASSOCIATION | NEMA | NEMA IEC 60529 | Degrees of Protection Provided by Enclosures (IP Code) | 2004
11134 | 26 31 00 | FACILITY-SCALE SOLAR PHOTOVOLTAIC (PV) SYSTEMS | 11/21 | NATIONAL FIRE PROTECTION ASSOCIATION | NFPA | NFPA 1 | Fire Code | 2021
11135 | 26 31 00 | FACILITY-SCALE SOLAR PHOTOVOLTAIC (PV) SYSTEMS | 11/21 | NATIONAL FIRE PROTECTION ASSOCIATION | NFPA | NFPA 70 | National Electrical Code | 2023
11136 | 26 31 00 | FACILITY-SCALE SOLAR PHOTOVOLTAIC (PV) SYSTEMS | 11/21 | NATIONAL FIRE PROTECTION ASSOCIATION | NFPA | NFPA 70E | Standard for Electrical Safety in the Workplace | 2024
11137 | 26 31 00 | FACILITY-SCALE SOLAR PHOTOVOLTAIC (PV) SYSTEMS | 11/21 | NATIONAL FIRE PROTECTION ASSOCIATION | NFPA | NFPA 780 | Standard for the Installation of Lightning Protection Systems | 2023
11138 | 26 31 00 | FACILITY-SCALE SOLAR PHOTOVOLTAIC (PV) SYSTEMS | 11/21 | NATIONAL ROOFING CONTRACTORS ASSOCIATION | NRCA | NRCA 3767 | NRCA Guidelines for Roof Systems With Rooftop Photovoltaic Components | 2012
11139 | 26 31 00 | FACILITY-SCALE SOLAR PHOTOVOLTAIC (PV) SYSTEMS | 11/21 | PILE DRIVING CONTRACTORS ASSOCIATION | PDCA | PDCA Specification 103 | Installation Specification for Driven Piles | 2007
11140 | 26 31 00 | FACILITY-SCALE SOLAR PHOTOVOLTAIC (PV) SYSTEMS | 11/21 | SANDIA NATIONAL LABORATORIES | SAND | SAND2007-5036 | Performance Model for Grid-Connected. Photovoltaic Inverters | 2007
11141 | 26 31 00 | FACILITY-SCALE SOLAR PHOTOVOLTAIC (PV) SYSTEMS | 11/21 | U.S. NATIONAL ARCHIVES AND RECORDS ADMINISTRATION | NARA | 29 CFR 1910 | Occupational Safety and Health Standards
11142 | 26 31 00 | FACILITY-SCALE SOLAR PHOTOVOLTAIC (PV) SYSTEMS | 11/21 | UNDERWRITERS LABORATORIES | UL | UL 969 | UL Standard for Safety Marking and Labeling Systems | 2017; Reprint May 2023
11143 | 26 31 00 | FACILITY-SCALE SOLAR PHOTOVOLTAIC (PV) SYSTEMS | 11/21 | UNDERWRITERS LABORATORIES | UL | UL 1449 | UL Standard for Safety Surge Protective Devices | 2021; Reprint Dec 2022
11144 | 26 31 00 | FACILITY-SCALE SOLAR PHOTOVOLTAIC (PV) SYSTEMS | 11/21 | UNDERWRITERS LABORATORIES | UL | UL 1703 | UL Standard for Safety Flat-Plate Photovoltaic Modules and Panels | 2002; Reprint Jun 2016
11145 | 26 31 00 | FACILITY-SCALE SOLAR PHOTOVOLTAIC (PV) SYSTEMS | 11/21 | UNDERWRITERS LABORATORIES | UL | UL 1741 | UL Standard for Safety Inverters, Converters, Controllers and Interconnection System Equipment for Use With Distributed Energy Resources | 2010; Reprint Jan 2015
11146 | 26 31 00 | FACILITY-SCALE SOLAR PHOTOVOLTAIC (PV) SYSTEMS | 11/21 | UNDERWRITERS LABORATORIES | UL | UL 2703 | UL Standard for Safety Mounting Systems, Mounting Devices, Clamping/Retention Devices, And Ground Lugs For Use With Flat-Plate Photovoltaic Modules And Panels | 2015; Reprint Jul 2023
11147 | 26 31 00 | FACILITY-SCALE SOLAR PHOTOVOLTAIC (PV) SYSTEMS | 11/21 | UNDERWRITERS LABORATORIES | UL | UL 6703 | Standard for Connectors for Use in Photovoltaic Systems | 2014, Reprint Jun 2024
11148 | 26 31 00 | FACILITY-SCALE SOLAR PHOTOVOLTAIC (PV) SYSTEMS | 11/21 | UNDERWRITERS LABORATORIES | UL | UL Electrical Construction | Electrical Construction Equipment Directory | 2012
11149 | 26 32 15 | ENGINE-GENERATOR SET STATIONARY 15-2500 KW, WITH AUXILIARIES | 05/24 | AMERICAN SOCIETY OF MECHANICAL ENGINEERS | ASME | ASME B16.1 | Gray Iron Pipe Flanges and Flanged Fittings Classes 25, 125, and 250 | 2020
11150 | 26 32 15 | ENGINE-GENERATOR SET STATIONARY 15-2500 KW, WITH AUXILIARIES | 05/24 | AMERICAN SOCIETY OF MECHANICAL ENGINEERS | ASME | ASME B16.3 | Malleable Iron Threaded Fittings, Classes 150 and 300 | 2021
11151 | 26 32 15 | ENGINE-GENERATOR SET STATIONARY 15-2500 KW, WITH AUXILIARIES | 05/24 | AMERICAN SOCIETY OF MECHANICAL ENGINEERS | ASME | ASME B16.5 | Pipe Flanges and Flanged Fittings NPS 1/2 Through NPS 24 Metric/Inch Standard | 2020
11152 | 26 32 15 | ENGINE-GENERATOR SET STATIONARY 15-2500 KW, WITH AUXILIARIES | 05/24 | AMERICAN SOCIETY OF MECHANICAL ENGINEERS | ASME | ASME B16.9 | Factory-Made Wrought Buttwelding Fittings | 2018
11153 | 26 32 15 | ENGINE-GENERATOR SET STATIONARY 15-2500 KW, WITH AUXILIARIES | 05/24 | AMERICAN SOCIETY OF MECHANICAL ENGINEERS | ASME | ASME B16.11 | Forged Fittings, Socket-Welding and Threaded | 2022
11154 | 26 32 15 | ENGINE-GENERATOR SET STATIONARY 15-2500 KW, WITH AUXILIARIES | 05/24 | AMERICAN SOCIETY OF MECHANICAL ENGINEERS | ASME | ASME B16.21 | Nonmetallic Flat Gaskets for Pipe Flanges | 2021
11155 | 26 32 15 | ENGINE-GENERATOR SET STATIONARY 15-2500 KW, WITH AUXILIARIES | 05/24 | AMERICAN SOCIETY OF MECHANICAL ENGINEERS | ASME | ASME B31.1 | Power Piping | 2022
11156 | 26 32 15 | ENGINE-GENERATOR SET STATIONARY 15-2500 KW, WITH AUXILIARIES | 05/24 | AMERICAN SOCIETY OF MECHANICAL ENGINEERS | ASME | ASME B31.3 | Process Piping | 2022; Errata 2023
11157 | 26 32 15 | ENGINE-GENERATOR SET STATIONARY 15-2500 KW, WITH AUXILIARIES | 05/24 | AMERICAN SOCIETY OF MECHANICAL ENGINEERS | ASME | ASME BPVC SEC IX | BPVC Section IX-Welding, Brazing and Fusing Qualifications | 2017; Errata 2018
11158 | 26 32 15 | ENGINE-GENERATOR SET STATIONARY 15-2500 KW, WITH AUXILIARIES | 05/24 | AMERICAN SOCIETY OF MECHANICAL ENGINEERS | ASME | ASME BPVC SEC VIII D1 | BPVC Section VIII-Rules for Construction of Pressure Vessels Division 1 | 2019
11159 | 26 32 15 | ENGINE-GENERATOR SET STATIONARY 15-2500 KW, WITH AUXILIARIES | 05/24 | ASSOCIATION OF EDISON ILLUMINATING COMPANIES | AEIC | AEIC CS8 | Specification for Extruded Dielectric Shielded Power Cables Rated 5 Through 46 kV | 2013
11160 | 26 32 15 | ENGINE-GENERATOR SET STATIONARY 15-2500 KW, WITH AUXILIARIES | 05/24 | ASTM INTERNATIONAL | ASTM | ASTM A53/A53M | Standard Specification for Pipe, Steel, Black and Hot-Dipped, Zinc-Coated, Welded and Seamless | 2024
11161 | 26 32 15 | ENGINE-GENERATOR SET STATIONARY 15-2500 KW, WITH AUXILIARIES | 05/24 | ASTM INTERNATIONAL | ASTM | ASTM A106/A106M | Standard Specification for Seamless Carbon Steel Pipe for High-Temperature Service | 2019a
11162 | 26 32 15 | ENGINE-GENERATOR SET STATIONARY 15-2500 KW, WITH AUXILIARIES | 05/24 | ASTM INTERNATIONAL | ASTM | ASTM A126 | Standard Specification for Gray Iron Castings for Valves, Flanges, and Pipe Fittings | 2004; R 2023
11163 | 26 32 15 | ENGINE-GENERATOR SET STATIONARY 15-2500 KW, WITH AUXILIARIES | 05/24 | ASTM INTERNATIONAL | ASTM | ASTM A181/A181M | Standard Specification for Carbon Steel Forgings, for General-Purpose Piping | 2014; R 2020
11164 | 26 32 15 | ENGINE-GENERATOR SET STATIONARY 15-2500 KW, WITH AUXILIARIES | 05/24 | ASTM INTERNATIONAL | ASTM | ASTM A193/A193M | Standard Specification for Alloy-Steel and Stainless Steel Bolting Materials for High-Temperature Service and Other Special Purpose Applications | 2024
11165 | 26 32 15 | ENGINE-GENERATOR SET STATIONARY 15-2500 KW, WITH AUXILIARIES | 05/24 | ASTM INTERNATIONAL | ASTM | ASTM A194/A194M | Standard Specification for Carbon Steel, Alloy Steel, and Stainless Steel Nuts for Bolts for High-Pressure or High-Temperature Service, or Both | 2024
11166 | 26 32 15 | ENGINE-GENERATOR SET STATIONARY 15-2500 KW, WITH AUXILIARIES | 05/24 | ASTM INTERNATIONAL | ASTM | ASTM A234/A234M | Standard Specification for Piping Fittings of Wrought Carbon Steel and Alloy Steel for Moderate and High Temperature Service | 2024
11167 | 26 32 15 | ENGINE-GENERATOR SET STATIONARY 15-2500 KW, WITH AUXILIARIES | 05/24 | ASTM INTERNATIONAL | ASTM | ASTM B395/B395M | Standard Specification for U-Bend Seamless Copper and Copper Alloy Heat Exchanger and Condenser Tubes | 2018
11168 | 26 32 15 | ENGINE-GENERATOR SET STATIONARY 15-2500 KW, WITH AUXILIARIES | 05/24 | ASTM INTERNATIONAL | ASTM | ASTM D975 | Standard Specification for Diesel Fuel Oils | 2020
11169 | 26 32 15 | ENGINE-GENERATOR SET STATIONARY 15-2500 KW, WITH AUXILIARIES | 05/24 | ELECTRICAL GENERATING SYSTEMS ASSOCIATION | EGSA | EGSA 101P | Performance Standard for Engine Driven Generator Sets | 1995
11170 | 26 32 15 | ENGINE-GENERATOR SET STATIONARY 15-2500 KW, WITH AUXILIARIES | 05/24 | INSTITUTE OF ELECTRICAL AND ELECTRONICS ENGINEERS | IEEE | IEEE 1 | General Principles for Temperature Limits in the Rating of Electric Equipment and for the Evaluation of Electrical Insulation | 2000; R 2011
11171 | 26 32 15 | ENGINE-GENERATOR SET STATIONARY 15-2500 KW, WITH AUXILIARIES | 05/24 | INSTITUTE OF ELECTRICAL AND ELECTRONICS ENGINEERS | IEEE | IEEE 43 | Recommended Practice for Testing Insulation Resistance of Rotating Machinery | 2013
11172 | 26 32 15 | ENGINE-GENERATOR SET STATIONARY 15-2500 KW, WITH AUXILIARIES | 05/24 | INSTITUTE OF ELECTRICAL AND ELECTRONICS ENGINEERS | IEEE | IEEE 48 | Test Procedures and Requirements for Alternating-Current Cable Terminations Used on Shielded Cables Having Laminated Insulation Rated 2.5 kV through 765 kV or Extruded Insulation Rated 2.5 kV through 500 kV | 2020
11173 | 26 32 15 | ENGINE-GENERATOR SET STATIONARY 15-2500 KW, WITH AUXILIARIES | 05/24 | INSTITUTE OF ELECTRICAL AND ELECTRONICS ENGINEERS | IEEE | IEEE 81 | Guide for Measuring Earth Resistivity, Ground Impedance, and Earth Surface Potentials of a Ground System | 2012
11174 | 26 32 15 | ENGINE-GENERATOR SET STATIONARY 15-2500 KW, WITH AUXILIARIES | 05/24 | INSTITUTE OF ELECTRICAL AND ELECTRONICS ENGINEERS | IEEE | IEEE 100 | The Authoritative Dictionary of IEEE Standards Terms | 2000; Archived
11175 | 26 32 15 | ENGINE-GENERATOR SET STATIONARY 15-2500 KW, WITH AUXILIARIES | 05/24 | INSTITUTE OF ELECTRICAL AND ELECTRONICS ENGINEERS | IEEE | IEEE 115 | Guide for Test Procedures for Synchronous Machines: Part I Acceptance and Performance Testing; Part II Test Procedures and Parameter Determination for Dynamic Analysis | 2019
11176 | 26 32 15 | ENGINE-GENERATOR SET STATIONARY 15-2500 KW, WITH AUXILIARIES | 05/24 | INSTITUTE OF ELECTRICAL AND ELECTRONICS ENGINEERS | IEEE | IEEE 120 | Master Test Guide for Electrical Measurements in Power Circuits | 2023
11177 | 26 32 15 | ENGINE-GENERATOR SET STATIONARY 15-2500 KW, WITH AUXILIARIES | 05/24 | INSTITUTE OF ELECTRICAL AND ELECTRONICS ENGINEERS | IEEE | IEEE 404 | Standard for Extruded and Laminated Dielectric Shielded Cable Joints Rated 2500 V to 500,000 V | 2012
11178 | 26 32 15 | ENGINE-GENERATOR SET STATIONARY 15-2500 KW, WITH AUXILIARIES | 05/24 | INSTITUTE OF ELECTRICAL AND ELECTRONICS ENGINEERS | IEEE | IEEE 484 | Recommended Practice for Installation Design and Implementation of Vented Lead-Acid Batteries for Stationary Applications | 2019
11179 | 26 32 15 | ENGINE-GENERATOR SET STATIONARY 15-2500 KW, WITH AUXILIARIES | 05/24 | INSTITUTE OF ELECTRICAL AND ELECTRONICS ENGINEERS | IEEE | IEEE 485 | Recommended Practice for Sizing Lead-Acid Batteries for Stationary Applications | 2020
11180 | 26 32 15 | ENGINE-GENERATOR SET STATIONARY 15-2500 KW, WITH AUXILIARIES | 05/24 | INSTITUTE OF ELECTRICAL AND ELECTRONICS ENGINEERS | IEEE | IEEE 519 | Standard for Harmonic Control in Electrical Power Systems | 2022
11181 | 26 32 15 | ENGINE-GENERATOR SET STATIONARY 15-2500 KW, WITH AUXILIARIES | 05/24 | INSTITUTE OF ELECTRICAL AND ELECTRONICS ENGINEERS | IEEE | IEEE C2 | National Electrical Safety Code | 2023
11182 | 26 32 15 | ENGINE-GENERATOR SET STATIONARY 15-2500 KW, WITH AUXILIARIES | 05/24 | INSTITUTE OF ELECTRICAL AND ELECTRONICS ENGINEERS | IEEE | IEEE C50.12 | Standard for Salient Pole 50 HZ and 60 Hz Synchronous Generators and Generation/Motors for Hydraulic Turbine Applications Rated 5 MVA and above | 2005; R 2010
11183 | 26 32 15 | ENGINE-GENERATOR SET STATIONARY 15-2500 KW, WITH AUXILIARIES | 05/24 | INSTITUTE OF ELECTRICAL AND ELECTRONICS ENGINEERS | IEEE | IEEE C57.13 | Standard Requirements for Instrument Transformers | 2016
11184 | 26 32 15 | ENGINE-GENERATOR SET STATIONARY 15-2500 KW, WITH AUXILIARIES | 05/24 | INSTITUTE OF ELECTRICAL AND ELECTRONICS ENGINEERS | IEEE | IEEE C57.13.1 | Guide for Field Testing of Relaying Current Transformers | 2006; R 2012
11185 | 26 32 15 | ENGINE-GENERATOR SET STATIONARY 15-2500 KW, WITH AUXILIARIES | 05/24 | INTERNATIONAL CODE COUNCIL | ICC | ICC IBC | International Building Code | 2024
11186 | 26 32 15 | ENGINE-GENERATOR SET STATIONARY 15-2500 KW, WITH AUXILIARIES | 05/24 | INTERNATIONAL ELECTRICAL TESTING ASSOCIATION | NETA | NETA ATS | Standard for Acceptance Testing Specifications for Electrical Power Equipment and Systems | 2021
11187 | 26 32 15 | ENGINE-GENERATOR SET STATIONARY 15-2500 KW, WITH AUXILIARIES | 05/24 | INTERNATIONAL ELECTROTECHNICAL COMMISSION | IEC | IEC 60034-2A | Rotating Electrical Machines Part 2: Methods for Determining Losses and Efficiency of Rotating Electrical Machinery from Tests (Excluding Machines for Traction Vehicles) Measurement of Losses by the Calorimetric Method | 1974; ED 1.0
11188 | 26 32 15 | ENGINE-GENERATOR SET STATIONARY 15-2500 KW, WITH AUXILIARIES | 05/24 | INTERNATIONAL ORGANIZATION FOR STANDARDIZATION | ISO | ISO 3046 | Reciprocating Internal Combustion Engines - Performance--Part 1, 3, 4, 5, 6 | 2002, 2006, 2009, 2001
11189 | 26 32 15 | ENGINE-GENERATOR SET STATIONARY 15-2500 KW, WITH AUXILIARIES | 05/24 | INTERNATIONAL ORGANIZATION FOR STANDARDIZATION | ISO | ISO 8528 | Reciprocating Internal Combustion Engine Driven Alternating Current Generator Sets--Part 1, 2, 3, 4, 5, 6, 7, 8, 9, 10, 12, 13 | 1993; R 2018
11190 | 26 32 15 | ENGINE-GENERATOR SET STATIONARY 15-2500 KW, WITH AUXILIARIES | 05/24 | MANUFACTURERS STANDARDIZATION SOCIETY OF THE VALVE AND FITTINGS INDUSTRY | MSS | MSS SP-58 | Pipe Hangers and Supports - Materials, Design and Manufacture, Selection, Application, and Installation | 2018
11191 | 26 32 15 | ENGINE-GENERATOR SET STATIONARY 15-2500 KW, WITH AUXILIARIES | 05/24 | MANUFACTURERS STANDARDIZATION SOCIETY OF THE VALVE AND FITTINGS INDUSTRY | MSS | MSS SP-70 | Gray Iron Gate Valves, Flanged and Threaded Ends | 2011
11192 | 26 32 15 | ENGINE-GENERATOR SET STATIONARY 15-2500 KW, WITH AUXILIARIES | 05/24 | MANUFACTURERS STANDARDIZATION SOCIETY OF THE VALVE AND FITTINGS INDUSTRY | MSS | MSS SP-71 | Gray Iron Swing Check Valves, Flanged and Threaded Ends | 2018
11193 | 26 32 15 | ENGINE-GENERATOR SET STATIONARY 15-2500 KW, WITH AUXILIARIES | 05/24 | MANUFACTURERS STANDARDIZATION SOCIETY OF THE VALVE AND FITTINGS INDUSTRY | MSS | MSS SP-80 | Bronze Gate, Globe, Angle and Check Valves | 2019
11194 | 26 32 15 | ENGINE-GENERATOR SET STATIONARY 15-2500 KW, WITH AUXILIARIES | 05/24 | MANUFACTURERS STANDARDIZATION SOCIETY OF THE VALVE AND FITTINGS INDUSTRY | MSS | MSS SP-85 | Gray Iron Globe & Angle Valves Flanged and Threaded Ends | 2011
11195 | 26 32 15 | ENGINE-GENERATOR SET STATIONARY 15-2500 KW, WITH AUXILIARIES | 05/24 | NATIONAL ELECTRICAL MANUFACTURERS ASSOCIATION | NEMA | NEMA ICS 2 | Industrial Control and Systems Controllers, Contactors, and Overload Relays Rated 600 V | 2000; R 2020
11196 | 26 32 15 | ENGINE-GENERATOR SET STATIONARY 15-2500 KW, WITH AUXILIARIES | 05/24 | NATIONAL ELECTRICAL MANUFACTURERS ASSOCIATION | NEMA | NEMA ICS 6 | Industrial Control and Systems: Enclosures | 1993; R 2016
11197 | 26 32 15 | ENGINE-GENERATOR SET STATIONARY 15-2500 KW, WITH AUXILIARIES | 05/24 | NATIONAL ELECTRICAL MANUFACTURERS ASSOCIATION | NEMA | NEMA MG 1 | Motors and Generators | 2021
11198 | 26 32 15 | ENGINE-GENERATOR SET STATIONARY 15-2500 KW, WITH AUXILIARIES | 05/24 | NATIONAL ELECTRICAL MANUFACTURERS ASSOCIATION | NEMA | NEMA PB 1 | Panelboards | 2011
11199 | 26 32 15 | ENGINE-GENERATOR SET STATIONARY 15-2500 KW, WITH AUXILIARIES | 05/24 | NATIONAL ELECTRICAL MANUFACTURERS ASSOCIATION | NEMA | NEMA PB 2 | Deadfront Distribution Switchboards | 2011
11200 | 26 32 15 | ENGINE-GENERATOR SET STATIONARY 15-2500 KW, WITH AUXILIARIES | 05/24 | NATIONAL ELECTRICAL MANUFACTURERS ASSOCIATION | NEMA | NEMA WC 74/ICEA S-93-639 | 5-46 kV Shielded Power Cable for Use in the Transmission and Distribution of Electric Energy | 2022
11201 | 26 32 15 | ENGINE-GENERATOR SET STATIONARY 15-2500 KW, WITH AUXILIARIES | 05/24 | NATIONAL ELECTRICAL MANUFACTURERS ASSOCIATION | NEMA | NEMA/ANSI C12.11 | Instrument Transformers for Revenue Metering, 10 kV BIL through 350 kV BIL (0.6 kV NSV through 69 kV NSV) | 2006; R 2019
11202 | 26 32 15 | ENGINE-GENERATOR SET STATIONARY 15-2500 KW, WITH AUXILIARIES | 05/24 | NATIONAL FIRE PROTECTION ASSOCIATION | NFPA | NFPA 30 | Flammable and Combustible Liquids Code | 2024
11203 | 26 32 15 | ENGINE-GENERATOR SET STATIONARY 15-2500 KW, WITH AUXILIARIES | 05/24 | NATIONAL FIRE PROTECTION ASSOCIATION | NFPA | NFPA 37 | Standard for the Installation and Use of Stationary Combustion Engines and Gas Turbines | 2024
11204 | 26 32 15 | ENGINE-GENERATOR SET STATIONARY 15-2500 KW, WITH AUXILIARIES | 05/24 | NATIONAL FIRE PROTECTION ASSOCIATION | NFPA | NFPA 54 | National Fuel Gas Code | 2024
11205 | 26 32 15 | ENGINE-GENERATOR SET STATIONARY 15-2500 KW, WITH AUXILIARIES | 05/24 | NATIONAL FIRE PROTECTION ASSOCIATION | NFPA | NFPA 58 | Liquefied Petroleum Gas Code | 2024; TIA 23-1
11206 | 26 32 15 | ENGINE-GENERATOR SET STATIONARY 15-2500 KW, WITH AUXILIARIES | 05/24 | NATIONAL FIRE PROTECTION ASSOCIATION | NFPA | NFPA 70 | National Electrical Code | 2023
11207 | 26 32 15 | ENGINE-GENERATOR SET STATIONARY 15-2500 KW, WITH AUXILIARIES | 05/24 | NATIONAL FIRE PROTECTION ASSOCIATION | NFPA | NFPA 99 | Health Care Facilities Code | 2024
11208 | 26 32 15 | ENGINE-GENERATOR SET STATIONARY 15-2500 KW, WITH AUXILIARIES | 05/24 | NATIONAL FIRE PROTECTION ASSOCIATION | NFPA | NFPA 110 | Standard for Emergency and Standby Power Systems | 2025
11209 | 26 32 15 | ENGINE-GENERATOR SET STATIONARY 15-2500 KW, WITH AUXILIARIES | 05/24 | SOCIETY OF AUTOMOTIVE ENGINEERS INTERNATIONAL | SAE | SAE ARP892 | DC Starter-Generator, Engine | 1965; R 1994
11210 | 26 32 15 | ENGINE-GENERATOR SET STATIONARY 15-2500 KW, WITH AUXILIARIES | 05/24 | SOCIETY OF AUTOMOTIVE ENGINEERS INTERNATIONAL | SAE | SAE J537 | Storage Batteries | 2016
11211 | 26 32 15 | ENGINE-GENERATOR SET STATIONARY 15-2500 KW, WITH AUXILIARIES | 05/24 | U.S. DEPARTMENT OF DEFENSE | DOD | MIL-DTL-5624 | Turbine Fuel, Aviation, Grades JP-4 and JP-5 | 2024; Rev X
11212 | 26 32 15 | ENGINE-GENERATOR SET STATIONARY 15-2500 KW, WITH AUXILIARIES | 05/24 | U.S. DEPARTMENT OF DEFENSE | DOD | MIL-DTL-16884 | Fuel, Naval Distillate | 2017; Rev P
11213 | 26 32 15 | ENGINE-GENERATOR SET STATIONARY 15-2500 KW, WITH AUXILIARIES | 05/24 | U.S. DEPARTMENT OF DEFENSE | DOD | MIL-STD-461 | Requirements for the Control of Electromagnetic Interference Characteristics of Subsystems and Equipment | 2015; Rev G
11214 | 26 32 15 | ENGINE-GENERATOR SET STATIONARY 15-2500 KW, WITH AUXILIARIES | 05/24 | U.S. DEPARTMENT OF DEFENSE | DOD | UFC 3-301-01 | Structural Engineering | 2023; with Change 1, 2023
11215 | 26 32 15 | ENGINE-GENERATOR SET STATIONARY 15-2500 KW, WITH AUXILIARIES | 05/24 | U.S. NATIONAL ARCHIVES AND RECORDS ADMINISTRATION | NARA | 40 CFR 60 | Standards of Performance for New Stationary Sources
11216 | 26 32 15 | ENGINE-GENERATOR SET STATIONARY 15-2500 KW, WITH AUXILIARIES | 05/24 | UNDERWRITERS LABORATORIES | UL | UL 142 | UL Standard for Safety Steel Aboveground Tanks for Flammable and Combustible Liquids | 2006; Reprint Jan 2021
11217 | 26 32 15 | ENGINE-GENERATOR SET STATIONARY 15-2500 KW, WITH AUXILIARIES | 05/24 | UNDERWRITERS LABORATORIES | UL | UL 429 | Electrically Operated Valves | 2013; Reprint Mar 2021
11218 | 26 32 15 | ENGINE-GENERATOR SET STATIONARY 15-2500 KW, WITH AUXILIARIES | 05/24 | UNDERWRITERS LABORATORIES | UL | UL 467 | UL Standard for Safety Grounding and Bonding Equipment | 2022
11219 | 26 32 15 | ENGINE-GENERATOR SET STATIONARY 15-2500 KW, WITH AUXILIARIES | 05/24 | UNDERWRITERS LABORATORIES | UL | UL 489 | UL Standard for Safety Molded-Case Circuit Breakers, Molded-Case Switches and Circuit-Breaker Enclosures | 2016; Rev 2019
11220 | 26 32 15 | ENGINE-GENERATOR SET STATIONARY 15-2500 KW, WITH AUXILIARIES | 05/24 | UNDERWRITERS LABORATORIES | UL | UL 891 | UL Standard for Safety Switchboards | 2019
11221 | 26 32 15 | ENGINE-GENERATOR SET STATIONARY 15-2500 KW, WITH AUXILIARIES | 05/24 | UNDERWRITERS LABORATORIES | UL | UL 1236 | UL Standard for Safety Battery Chargers for Charging Engine-Starter Batteries | 2015; Reprint Feb 2021
11222 | 26 32 15 | ENGINE-GENERATOR SET STATIONARY 15-2500 KW, WITH AUXILIARIES | 05/24 | UNDERWRITERS LABORATORIES | UL | UL 1437 | Electrical Analog Instruments - Panel Board Types | 2006
11223 | 26 33 53 | STATIC UNINTERRUPTIBLE POWER SUPPLY (UPS) | 05/19 | ACOUSTICAL SOCIETY OF AMERICA | ASA | ASA S1.4 | Specification for Sound Level Meters (ASA 47) | 1983; Amendment 1985; R 2006
11224 | 26 33 53 | STATIC UNINTERRUPTIBLE POWER SUPPLY (UPS) | 05/19 | ASTM INTERNATIONAL | ASTM | ASTM B173 | Standard Specification for Rope-Lay-Stranded Copper Conductors Having Concentric-Stranded Members, for Electrical Conductors | 2017
11225 | 26 33 53 | STATIC UNINTERRUPTIBLE POWER SUPPLY (UPS) | 05/19 | ASTM INTERNATIONAL | ASTM | ASTM D709 | Standard Specification for Laminated Thermosetting Materials | 2017
11226 | 26 33 53 | STATIC UNINTERRUPTIBLE POWER SUPPLY (UPS) | 05/19 | INSTITUTE OF ELECTRICAL AND ELECTRONICS ENGINEERS | IEEE | IEEE 100 | The Authoritative Dictionary of IEEE Standards Terms | 2000; Archived
11227 | 26 33 53 | STATIC UNINTERRUPTIBLE POWER SUPPLY (UPS) | 05/19 | INSTITUTE OF ELECTRICAL AND ELECTRONICS ENGINEERS | IEEE | IEEE 450 | Recommended Practice for Maintenance, Testing, and Replacement of Vented Lead-Acid Batteries for Stationary Applications | 2020
11228 | 26 33 53 | STATIC UNINTERRUPTIBLE POWER SUPPLY (UPS) | 05/19 | INSTITUTE OF ELECTRICAL AND ELECTRONICS ENGINEERS | IEEE | IEEE 485 | Recommended Practice for Sizing Lead-Acid Batteries for Stationary Applications | 2020
11229 | 26 33 53 | STATIC UNINTERRUPTIBLE POWER SUPPLY (UPS) | 05/19 | INSTITUTE OF ELECTRICAL AND ELECTRONICS ENGINEERS | IEEE | IEEE C2 | National Electrical Safety Code | 2023
11230 | 26 33 53 | STATIC UNINTERRUPTIBLE POWER SUPPLY (UPS) | 05/19 | INSTITUTE OF ELECTRICAL AND ELECTRONICS ENGINEERS | IEEE | IEEE C57.110 | Recommended Practice for Establishing Liquid-Filled and Dry-Type Power and Distribution Transformer Capability When Supplying Nonsinusoidal Load Currents | 2008
11231 | 26 33 53 | STATIC UNINTERRUPTIBLE POWER SUPPLY (UPS) | 05/19 | INSTITUTE OF ELECTRICAL AND ELECTRONICS ENGINEERS | IEEE | IEEE C62.41 | Recommended Practice on Surge Voltages in Low-Voltage AC Power Circuits | 1991; R 1995
11232 | 26 33 53 | STATIC UNINTERRUPTIBLE POWER SUPPLY (UPS) | 05/19 | INSTITUTE OF ELECTRICAL AND ELECTRONICS ENGINEERS | IEEE | IEEE C62.41.1 | Guide on the Surges Environment in Low-Voltage (1000 V and Less) AC Power Circuits | 2002; R 2008
11233 | 26 33 53 | STATIC UNINTERRUPTIBLE POWER SUPPLY (UPS) | 05/19 | INSTITUTE OF ELECTRICAL AND ELECTRONICS ENGINEERS | IEEE | IEEE C62.41.2 | Recommended Practice on Characterization of Surges in Low-Voltage (1000 V and Less) AC Power Circuits | 2002
11234 | 26 33 53 | STATIC UNINTERRUPTIBLE POWER SUPPLY (UPS) | 05/19 | INTERNATIONAL ELECTRICAL TESTING ASSOCIATION | NETA | NETA ATS | Standard for Acceptance Testing Specifications for Electrical Power Equipment and Systems | 2021
11235 | 26 33 53 | STATIC UNINTERRUPTIBLE POWER SUPPLY (UPS) | 05/19 | INTERNATIONAL ORGANIZATION FOR STANDARDIZATION | ISO | ISO 9001 | Quality Management Systems- Requirements | 2015
11236 | 26 33 53 | STATIC UNINTERRUPTIBLE POWER SUPPLY (UPS) | 05/19 | NATIONAL ELECTRICAL MANUFACTURERS ASSOCIATION | NEMA | NEMA 250 | Enclosures for Electrical Equipment (1000 Volts Maximum) | 2020
11237 | 26 33 53 | STATIC UNINTERRUPTIBLE POWER SUPPLY (UPS) | 05/19 | NATIONAL ELECTRICAL MANUFACTURERS ASSOCIATION | NEMA | NEMA PE 1 | Uninterruptible Power Systems (UPS) - Specification and Performance Verification | 2012; R 2017
11238 | 26 33 53 | STATIC UNINTERRUPTIBLE POWER SUPPLY (UPS) | 05/19 | NATIONAL FIRE PROTECTION ASSOCIATION | NFPA | NFPA 70 | National Electrical Code | 2023
11239 | 26 33 53 | STATIC UNINTERRUPTIBLE POWER SUPPLY (UPS) | 05/19 | NATIONAL FIRE PROTECTION ASSOCIATION | NFPA | NFPA 70E | Standard for Electrical Safety in the Workplace | 2024
11240 | 26 33 53 | STATIC UNINTERRUPTIBLE POWER SUPPLY (UPS) | 05/19 | U.S. DEPARTMENT OF DEFENSE | DOD | UFC 3-301-01 | Structural Engineering | 2023; with Change 1, 2023
11241 | 26 33 53 | STATIC UNINTERRUPTIBLE POWER SUPPLY (UPS) | 05/19 | U.S. DEPARTMENT OF ENERGY | DOE | Energy Star | Energy Star Energy Efficiency Labeling System (FEMP) | 1992; R 2006
11242 | 26 33 53 | STATIC UNINTERRUPTIBLE POWER SUPPLY (UPS) | 05/19 | U.S. FEDERAL COMMUNICATIONS COMMISSION | FCC | FCC Part 15 | Radio Frequency Devices (47 CFR 15)
11243 | 26 33 53 | STATIC UNINTERRUPTIBLE POWER SUPPLY (UPS) | 05/19 | UNDERWRITERS LABORATORIES | UL | UL 1778 | UL Standard for Safety Uninterruptible Power Systems | 2014; Reprint Apr 2023
11244 | 26 35 43 | 400-HERTZ (HZ) SOLID STATE FREQUENCY CONVERTER | 08/21, CHG 1: 05/24 | ASTM INTERNATIONAL | ASTM | ASTM D709 | Standard Specification for Laminated Thermosetting Materials | 2017
11245 | 26 35 43 | 400-HERTZ (HZ) SOLID STATE FREQUENCY CONVERTER | 08/21, CHG 1: 05/24 | INSTITUTE OF ELECTRICAL AND ELECTRONICS ENGINEERS | IEEE | IEEE 100 | The Authoritative Dictionary of IEEE Standards Terms | 2000; Archived
11246 | 26 35 43 | 400-HERTZ (HZ) SOLID STATE FREQUENCY CONVERTER | 08/21, CHG 1: 05/24 | INSTITUTE OF ELECTRICAL AND ELECTRONICS ENGINEERS | IEEE | IEEE 519 | Standard for Harmonic Control in Electrical Power Systems | 2022
11247 | 26 35 43 | 400-HERTZ (HZ) SOLID STATE FREQUENCY CONVERTER | 08/21, CHG 1: 05/24 | INSTITUTE OF ELECTRICAL AND ELECTRONICS ENGINEERS | IEEE | IEEE 1159 | Recommended Practice on Monitoring Electric Power Quality | 2019
11248 | 26 35 43 | 400-HERTZ (HZ) SOLID STATE FREQUENCY CONVERTER | 08/21, CHG 1: 05/24 | INSTITUTE OF ELECTRICAL AND ELECTRONICS ENGINEERS | IEEE | IEEE C2 | National Electrical Safety Code | 2023
11249 | 26 35 43 | 400-HERTZ (HZ) SOLID STATE FREQUENCY CONVERTER | 08/21, CHG 1: 05/24 | INSTITUTE OF ELECTRICAL AND ELECTRONICS ENGINEERS | IEEE | IEEE C62.41.1 | Guide on the Surges Environment in Low-Voltage (1000 V and Less) AC Power Circuits | 2002; R 2008
11250 | 26 35 43 | 400-HERTZ (HZ) SOLID STATE FREQUENCY CONVERTER | 08/21, CHG 1: 05/24 | INSTITUTE OF ELECTRICAL AND ELECTRONICS ENGINEERS | IEEE | IEEE C62.41.2 | Recommended Practice on Characterization of Surges in Low-Voltage (1000 V and Less) AC Power Circuits | 2002
11251 | 26 35 43 | 400-HERTZ (HZ) SOLID STATE FREQUENCY CONVERTER | 08/21, CHG 1: 05/24 | INTERNATIONAL ELECTRICAL TESTING ASSOCIATION | NETA | NETA ATS | Standard for Acceptance Testing Specifications for Electrical Power Equipment and Systems | 2021
11252 | 26 35 43 | 400-HERTZ (HZ) SOLID STATE FREQUENCY CONVERTER | 08/21, CHG 1: 05/24 | INTERNATIONAL ELECTROTECHNICAL COMMISSION | IEC | IEC 60947-4-1 | Low-voltage Switchgear and Controlgear, Part 4-1: Contactors and Motor Starters - Electromechanical Contactor and Motor Starters | 2023
11253 | 26 35 43 | 400-HERTZ (HZ) SOLID STATE FREQUENCY CONVERTER | 08/21, CHG 1: 05/24 | NATIONAL ELECTRICAL MANUFACTURERS ASSOCIATION | NEMA | NEMA 250 | Enclosures for Electrical Equipment (1000 Volts Maximum) | 2020
11254 | 26 35 43 | 400-HERTZ (HZ) SOLID STATE FREQUENCY CONVERTER | 08/21, CHG 1: 05/24 | NATIONAL ELECTRICAL MANUFACTURERS ASSOCIATION | NEMA | NEMA ST 20 | Dry-Type Transformers for General Applications | 2014
11255 | 26 35 43 | 400-HERTZ (HZ) SOLID STATE FREQUENCY CONVERTER | 08/21, CHG 1: 05/24 | NATIONAL ELECTRICAL MANUFACTURERS ASSOCIATION | NEMA | NEMA Z535.4 | Product Safety Signs and Labels | 2023
11256 | 26 35 43 | 400-HERTZ (HZ) SOLID STATE FREQUENCY CONVERTER | 08/21, CHG 1: 05/24 | NATIONAL FIRE PROTECTION ASSOCIATION | NFPA | NFPA 70 | National Electrical Code | 2023
11257 | 26 35 43 | 400-HERTZ (HZ) SOLID STATE FREQUENCY CONVERTER | 08/21, CHG 1: 05/24 | NATIONAL FIRE PROTECTION ASSOCIATION | NFPA | NFPA 70E | Standard for Electrical Safety in the Workplace | 2024
11258 | 26 35 43 | 400-HERTZ (HZ) SOLID STATE FREQUENCY CONVERTER | 08/21, CHG 1: 05/24 | SOCIETY OF AUTOMOTIVE ENGINEERS INTERNATIONAL | SAE | SAE AS5756 | Cable, Power, Electrical, Portable | 2021; Rev C
11259 | 26 35 43 | 400-HERTZ (HZ) SOLID STATE FREQUENCY CONVERTER | 08/21, CHG 1: 05/24 | SOCIETY OF AUTOMOTIVE ENGINEERS INTERNATIONAL | SAE | SAE AS5756/6 | 2013) Cable, 3-Phase Power, Electric, Portable, Multiconductor, 90 Degree C, 600V, Ozone Resistant, Split Phase | 2013; Rev A; Stabilized (S
11260 | 26 35 43 | 400-HERTZ (HZ) SOLID STATE FREQUENCY CONVERTER | 08/21, CHG 1: 05/24 | SOCIETY OF AUTOMOTIVE ENGINEERS INTERNATIONAL | SAE | SAE AS7974 | Cable Assemblies and Attachable Plugs, External Electrical Power, Aircraft | 2010; Rev A
11261 | 26 35 43 | 400-HERTZ (HZ) SOLID STATE FREQUENCY CONVERTER | 08/21, CHG 1: 05/24 | U.S. DEPARTMENT OF DEFENSE | DOD | MIL-DTL-32180 | Cable Assembly, Aircraft Electrical Service | 2004
11262 | 26 35 43 | 400-HERTZ (HZ) SOLID STATE FREQUENCY CONVERTER | 08/21, CHG 1: 05/24 | U.S. DEPARTMENT OF DEFENSE | DOD | MIL-STD-704 | Aircraft Electric Power Characteristics | 2016; Rev F; Change 1; Notice 3 2021
11263 | 26 35 43 | 400-HERTZ (HZ) SOLID STATE FREQUENCY CONVERTER | 08/21, CHG 1: 05/24 | U.S. DEPARTMENT OF DEFENSE | DOD | MIL-STD-1399-300 | Low Voltage Electric Power, Alternating Current - Part 1 | 2018
11264 | 26 35 43 | 400-HERTZ (HZ) SOLID STATE FREQUENCY CONVERTER | 08/21, CHG 1: 05/24 | UNDERWRITERS LABORATORIES | UL | UL 467 | UL Standard for Safety Grounding and Bonding Equipment | 2022
11265 | 26 35 43 | 400-HERTZ (HZ) SOLID STATE FREQUENCY CONVERTER | 08/21, CHG 1: 05/24 | UNDERWRITERS LABORATORIES | UL | UL 489 | UL Standard for Safety Molded-Case Circuit Breakers, Molded-Case Switches and Circuit-Breaker Enclosures | 2016; Rev 2019
11266 | 26 35 43 | 400-HERTZ (HZ) SOLID STATE FREQUENCY CONVERTER | 08/21, CHG 1: 05/24 | UNDERWRITERS LABORATORIES | UL | UL 506 | UL Standard for Safety Specialty Transformers | 2017; Reprint Jan 2022
11267 | 26 35 43 | 400-HERTZ (HZ) SOLID STATE FREQUENCY CONVERTER | 08/21, CHG 1: 05/24 | UNDERWRITERS LABORATORIES | UL | UL 1012 | UL Standard for Safety Power Units Other than Class 2 | 2010; Reprint Apr 2016; Rev Mar 2021
11268 | 26 35 43 | 400-HERTZ (HZ) SOLID STATE FREQUENCY CONVERTER | 08/21, CHG 1: 05/24 | UNDERWRITERS LABORATORIES | UL | UL 1449 | UL Standard for Safety Surge Protective Devices | 2021; Reprint Dec 2022
11269 | 26 35 44 | 270 VDC SOLID STATE CONVERTER | 08/21, CHG 1: 05/24 | ASTM INTERNATIONAL | ASTM | ASTM D709 | Standard Specification for Laminated Thermosetting Materials | 2017
11270 | 26 35 44 | 270 VDC SOLID STATE CONVERTER | 08/21, CHG 1: 05/24 | INSTITUTE OF ELECTRICAL AND ELECTRONICS ENGINEERS | IEEE | IEEE 100 | The Authoritative Dictionary of IEEE Standards Terms | 2000; Archived
11271 | 26 35 44 | 270 VDC SOLID STATE CONVERTER | 08/21, CHG 1: 05/24 | INSTITUTE OF ELECTRICAL AND ELECTRONICS ENGINEERS | IEEE | IEEE 519 | Standard for Harmonic Control in Electrical Power Systems | 2022
11272 | 26 35 44 | 270 VDC SOLID STATE CONVERTER | 08/21, CHG 1: 05/24 | INSTITUTE OF ELECTRICAL AND ELECTRONICS ENGINEERS | IEEE | IEEE 1159 | Recommended Practice on Monitoring Electric Power Quality | 2019
11273 | 26 35 44 | 270 VDC SOLID STATE CONVERTER | 08/21, CHG 1: 05/24 | INSTITUTE OF ELECTRICAL AND ELECTRONICS ENGINEERS | IEEE | IEEE C2 | National Electrical Safety Code | 2023
11274 | 26 35 44 | 270 VDC SOLID STATE CONVERTER | 08/21, CHG 1: 05/24 | INSTITUTE OF ELECTRICAL AND ELECTRONICS ENGINEERS | IEEE | IEEE C62.41.1 | Guide on the Surges Environment in Low-Voltage (1000 V and Less) AC Power Circuits | 2002; R 2008
11275 | 26 35 44 | 270 VDC SOLID STATE CONVERTER | 08/21, CHG 1: 05/24 | INSTITUTE OF ELECTRICAL AND ELECTRONICS ENGINEERS | IEEE | IEEE C62.41.2 | Recommended Practice on Characterization of Surges in Low-Voltage (1000 V and Less) AC Power Circuits | 2002
11276 | 26 35 44 | 270 VDC SOLID STATE CONVERTER | 08/21, CHG 1: 05/24 | INTERNATIONAL ELECTRICAL TESTING ASSOCIATION | NETA | NETA ATS | Standard for Acceptance Testing Specifications for Electrical Power Equipment and Systems | 2021
11277 | 26 35 44 | 270 VDC SOLID STATE CONVERTER | 08/21, CHG 1: 05/24 | INTERNATIONAL ELECTROTECHNICAL COMMISSION | IEC | IEC 60947-4-1 | Low-voltage Switchgear and Controlgear, Part 4-1: Contactors and Motor Starters - Electromechanical Contactor and Motor Starters | 2023
11278 | 26 35 44 | 270 VDC SOLID STATE CONVERTER | 08/21, CHG 1: 05/24 | NATIONAL ELECTRICAL MANUFACTURERS ASSOCIATION | NEMA | NEMA 250 | Enclosures for Electrical Equipment (1000 Volts Maximum) | 2020
11279 | 26 35 44 | 270 VDC SOLID STATE CONVERTER | 08/21, CHG 1: 05/24 | NATIONAL ELECTRICAL MANUFACTURERS ASSOCIATION | NEMA | NEMA ST 20 | Dry-Type Transformers for General Applications | 2014
11280 | 26 35 44 | 270 VDC SOLID STATE CONVERTER | 08/21, CHG 1: 05/24 | NATIONAL ELECTRICAL MANUFACTURERS ASSOCIATION | NEMA | NEMA Z535.4 | Product Safety Signs and Labels | 2023
11281 | 26 35 44 | 270 VDC SOLID STATE CONVERTER | 08/21, CHG 1: 05/24 | NATIONAL FIRE PROTECTION ASSOCIATION | NFPA | NFPA 70 | National Electrical Code | 2023
11282 | 26 35 44 | 270 VDC SOLID STATE CONVERTER | 08/21, CHG 1: 05/24 | NATIONAL FIRE PROTECTION ASSOCIATION | NFPA | NFPA 70E | Standard for Electrical Safety in the Workplace | 2024
11283 | 26 35 44 | 270 VDC SOLID STATE CONVERTER | 08/21, CHG 1: 05/24 | SOCIETY OF AUTOMOTIVE ENGINEERS INTERNATIONAL | SAE | SAE AS7974 | Cable Assemblies and Attachable Plugs, External Electrical Power, Aircraft | 2010; Rev A
11284 | 26 35 44 | 270 VDC SOLID STATE CONVERTER | 08/21, CHG 1: 05/24 | SOCIETY OF AUTOMOTIVE ENGINEERS INTERNATIONAL | SAE | SAE AS7974/5 | Cable Assembly, External Electrical Power, Aircraft, Single-Jacketed 270 VDC, 90 KW | 2017; Rev A
11285 | 26 35 44 | 270 VDC SOLID STATE CONVERTER | 08/21, CHG 1: 05/24 | U.S. DEPARTMENT OF DEFENSE | DOD | MIL-STD-704 | Aircraft Electric Power Characteristics | 2016; Rev F; Change 1; Notice 3 2021
11286 | 26 35 44 | 270 VDC SOLID STATE CONVERTER | 08/21, CHG 1: 05/24 | UNDERWRITERS LABORATORIES | UL | UL 467 | UL Standard for Safety Grounding and Bonding Equipment | 2022
11287 | 26 35 44 | 270 VDC SOLID STATE CONVERTER | 08/21, CHG 1: 05/24 | UNDERWRITERS LABORATORIES | UL | UL 489 | UL Standard for Safety Molded-Case Circuit Breakers, Molded-Case Switches and Circuit-Breaker Enclosures | 2016; Rev 2019
11288 | 26 35 44 | 270 VDC SOLID STATE CONVERTER | 08/21, CHG 1: 05/24 | UNDERWRITERS LABORATORIES | UL | UL 506 | UL Standard for Safety Specialty Transformers | 2017; Reprint Jan 2022
11289 | 26 35 44 | 270 VDC SOLID STATE CONVERTER | 08/21, CHG 1: 05/24 | UNDERWRITERS LABORATORIES | UL | UL 1012 | UL Standard for Safety Power Units Other than Class 2 | 2010; Reprint Apr 2016; Rev Mar 2021
11290 | 26 35 44 | 270 VDC SOLID STATE CONVERTER | 08/21, CHG 1: 05/24 | UNDERWRITERS LABORATORIES | UL | UL 1449 | UL Standard for Safety Surge Protective Devices | 2021; Reprint Dec 2022
11291 | 26 36 23 | AUTOMATIC TRANSFER SWITCHES AND BY-PASS/ISOLATION SWITCH | 05/20, CHG 1: 08/21 | ASTM INTERNATIONAL | ASTM | ASTM B117 | Standard Practice for Operating Salt Spray (Fog) Apparatus | 2019
11292 | 26 36 23 | AUTOMATIC TRANSFER SWITCHES AND BY-PASS/ISOLATION SWITCH | 05/20, CHG 1: 08/21 | ASTM INTERNATIONAL | ASTM | ASTM D709 | Standard Specification for Laminated Thermosetting Materials | 2017
11293 | 26 36 23 | AUTOMATIC TRANSFER SWITCHES AND BY-PASS/ISOLATION SWITCH | 05/20, CHG 1: 08/21 | INSTITUTE OF ELECTRICAL AND ELECTRONICS ENGINEERS | IEEE | IEEE 602 | Recommended Practice for Electric Systems in Health Care Facilities - White Book | 2007
11294 | 26 36 23 | AUTOMATIC TRANSFER SWITCHES AND BY-PASS/ISOLATION SWITCH | 05/20, CHG 1: 08/21 | INTERNATIONAL ELECTRICAL TESTING ASSOCIATION | NETA | NETA ATS | Standard for Acceptance Testing Specifications for Electrical Power Equipment and Systems | 2021
11295 | 26 36 23 | AUTOMATIC TRANSFER SWITCHES AND BY-PASS/ISOLATION SWITCH | 05/20, CHG 1: 08/21 | NATIONAL ELECTRICAL MANUFACTURERS ASSOCIATION | NEMA | NEMA 250 | Enclosures for Electrical Equipment (1000 Volts Maximum) | 2020
11296 | 26 36 23 | AUTOMATIC TRANSFER SWITCHES AND BY-PASS/ISOLATION SWITCH | 05/20, CHG 1: 08/21 | NATIONAL ELECTRICAL MANUFACTURERS ASSOCIATION | NEMA | NEMA ICS 2 | Industrial Control and Systems Controllers, Contactors, and Overload Relays Rated 600 V | 2000; R 2020
11297 | 26 36 23 | AUTOMATIC TRANSFER SWITCHES AND BY-PASS/ISOLATION SWITCH | 05/20, CHG 1: 08/21 | NATIONAL ELECTRICAL MANUFACTURERS ASSOCIATION | NEMA | NEMA ICS 4 | Application Guideline for Terminal Blocks | 2015
11298 | 26 36 23 | AUTOMATIC TRANSFER SWITCHES AND BY-PASS/ISOLATION SWITCH | 05/20, CHG 1: 08/21 | NATIONAL ELECTRICAL MANUFACTURERS ASSOCIATION | NEMA | NEMA ICS 6 | Industrial Control and Systems: Enclosures | 1993; R 2016
11299 | 26 36 23 | AUTOMATIC TRANSFER SWITCHES AND BY-PASS/ISOLATION SWITCH | 05/20, CHG 1: 08/21 | NATIONAL FIRE PROTECTION ASSOCIATION | NFPA | NFPA 20 | Standard for the Installation of Stationary Pumps for Fire Protection | 2022;TIA 21-1; TIA 21-2
11300 | 26 36 23 | AUTOMATIC TRANSFER SWITCHES AND BY-PASS/ISOLATION SWITCH | 05/20, CHG 1: 08/21 | NATIONAL FIRE PROTECTION ASSOCIATION | NFPA | NFPA 70 | National Electrical Code | 2023
11301 | 26 36 23 | AUTOMATIC TRANSFER SWITCHES AND BY-PASS/ISOLATION SWITCH | 05/20, CHG 1: 08/21 | NATIONAL FIRE PROTECTION ASSOCIATION | NFPA | NFPA 99 | Health Care Facilities Code | 2024
11302 | 26 36 23 | AUTOMATIC TRANSFER SWITCHES AND BY-PASS/ISOLATION SWITCH | 05/20, CHG 1: 08/21 | NATIONAL FIRE PROTECTION ASSOCIATION | NFPA | NFPA 110 | Standard for Emergency and Standby Power Systems | 2025
11303 | 26 36 23 | AUTOMATIC TRANSFER SWITCHES AND BY-PASS/ISOLATION SWITCH | 05/20, CHG 1: 08/21 | UNDERWRITERS LABORATORIES | UL | UL 508 | UL Standard for Safety Industrial Control Equipment | 2018; Reprint Jul 2021
11304 | 26 36 23 | AUTOMATIC TRANSFER SWITCHES AND BY-PASS/ISOLATION SWITCH | 05/20, CHG 1: 08/21 | UNDERWRITERS LABORATORIES | UL | UL 1008 | UL Standard for Safety Transfer Switch Equipment | 2022
11305 | 26 36 23 | AUTOMATIC TRANSFER SWITCHES AND BY-PASS/ISOLATION SWITCH | 05/20, CHG 1: 08/21 | UNDERWRITERS LABORATORIES | UL | UL 1066 | UL Standard for Safety Low-Voltage AC and DC Power Circuit Breakers Used in Enclosures | 2022
11306 | 26 37 13 | MICROGRID CONTROL SYSTEM | 02/24 | INSTITUTE OF ELECTRICAL AND ELECTRONICS ENGINEERS | IEEE | IEEE 1547 | Interconnection and Interoperability of Distributed Energy Resources with Associated Electric Power Systems Interfaces | 2018
11307 | 26 37 13 | MICROGRID CONTROL SYSTEM | 02/24 | INSTITUTE OF ELECTRICAL AND ELECTRONICS ENGINEERS | IEEE | IEEE 1613 | Environmental and Testing Requirements for Devices with Communications Functions used with Electric Power Apparatus | 2023
11308 | 26 37 13 | MICROGRID CONTROL SYSTEM | 02/24 | INSTITUTE OF ELECTRICAL AND ELECTRONICS ENGINEERS | IEEE | IEEE 2030.7 | The Specification of Microgrid Controllers | 2017
11309 | 26 37 13 | MICROGRID CONTROL SYSTEM | 02/24 | INSTITUTE OF ELECTRICAL AND ELECTRONICS ENGINEERS | IEEE | IEEE 2030.8 | The Testing of Microgrid Controllers | 2008
11310 | 26 37 13 | MICROGRID CONTROL SYSTEM | 02/24 | INSTITUTE OF ELECTRICAL AND ELECTRONICS ENGINEERS | IEEE | IEEE C37.90.1 | Standard for Surge Withstand Capability (SWC) Tests for Relays and Relay Systems Associated with Electric Power Apparatus | 2013
11311 | 26 37 13 | MICROGRID CONTROL SYSTEM | 02/24 | INSTITUTE OF ELECTRICAL AND ELECTRONICS ENGINEERS | IEEE | IEEE C37.90.2 | Withstand Capability of Relay Systems to Radiated Electromagnetic Interference from Transceivers | 2004; R 2010
11312 | 26 37 13 | MICROGRID CONTROL SYSTEM | 02/24 | INSTITUTE OF ELECTRICAL AND ELECTRONICS ENGINEERS | IEEE | IEEE C62.41.1 | Guide on the Surges Environment in Low-Voltage (1000 V and Less) AC Power Circuits | 2002; R 2008
11313 | 26 37 13 | MICROGRID CONTROL SYSTEM | 02/24 | INSTITUTE OF ELECTRICAL AND ELECTRONICS ENGINEERS | IEEE | IEEE C62.41.2 | Recommended Practice on Characterization of Surges in Low-Voltage (1000 V and Less) AC Power Circuits | 2002
11314 | 26 37 13 | MICROGRID CONTROL SYSTEM | 02/24 | INSTITUTE OF ELECTRICAL AND ELECTRONICS ENGINEERS | IEEE | IEEE Stds Dictionary | IEEE Standards Dictionary: Glossary of Terms & Definitions | 2009
11315 | 26 37 13 | MICROGRID CONTROL SYSTEM | 02/24 | INTERNATIONAL ELECTROTECHNICAL COMMISSION | IEC | IEC 60068-2-1 | Environmental testing - Part 2-1: Tests - Test A: Cold | 2007
11316 | 26 37 13 | MICROGRID CONTROL SYSTEM | 02/24 | INTERNATIONAL ELECTROTECHNICAL COMMISSION | IEC | IEC 60068-2-2 | Environmental testing - Part 2-2: Tests - Test B: Dry heat | 2007
11317 | 26 37 13 | MICROGRID CONTROL SYSTEM | 02/24 | INTERNATIONAL ELECTROTECHNICAL COMMISSION | IEC | IEC 60068-2-30 | Environmental Testing - Part 2-30: Tests - Test Db: Damp Heat, Cyclic (12 H + 12 H Cycle) | 2005; ED 3.0
11318 | 26 37 13 | MICROGRID CONTROL SYSTEM | 02/24 | INTERNATIONAL ELECTROTECHNICAL COMMISSION | IEC | IEC 60068-2-78 | Environmental testing - Part 2-78: Tests - Test Cab: Damp heat, steady state | 2012
11319 | 26 37 13 | MICROGRID CONTROL SYSTEM | 02/24 | INTERNATIONAL ELECTROTECHNICAL COMMISSION | IEC | IEC 60255-1 | Measuring relays and protection equipment - Part 1: Common Requirements | 2022
11320 | 26 37 13 | MICROGRID CONTROL SYSTEM | 02/24 | INTERNATIONAL ELECTROTECHNICAL COMMISSION | IEC | IEC 60255-21-1 | Electrical relays - Part 21: Vibration, shock, bump and seismic tests on measuring relays and protection equipment - Section One: Vibration tests | 1988
11321 | 26 37 13 | MICROGRID CONTROL SYSTEM | 02/24 | INTERNATIONAL ELECTROTECHNICAL COMMISSION | IEC | IEC 60255-21-2 | Electrical relays - Part 21: Vibration, shock, bump and seismic tests on measuring relays and protection equipment - Section Two: Shock and bump tests | 1988
11322 | 26 37 13 | MICROGRID CONTROL SYSTEM | 02/24 | INTERNATIONAL ELECTROTECHNICAL COMMISSION | IEC | IEC 60255-21-3 | Electrical Relays - Part 21: Vibration, Shock, Bump And Seismic Tests On Measuring Relays And Protection Equipment - Section 3: Seismic Tests | 1993; ED 1.0
11323 | 26 37 13 | MICROGRID CONTROL SYSTEM | 02/24 | INTERNATIONAL ELECTROTECHNICAL COMMISSION | IEC | IEC 60255-26 | Measuring relays and protection equipment – Part 26: Electromagnetic compatibility requirements | 2023
11324 | 26 37 13 | MICROGRID CONTROL SYSTEM | 02/24 | INTERNATIONAL ELECTROTECHNICAL COMMISSION | IEC | IEC 61000-4-4 | Electromagnetic compatibility (EMC) - Part 4-4: Testing and measurement techniques - Electrical fast transient/burst immunity test | 2012
11325 | 26 37 13 | MICROGRID CONTROL SYSTEM | 02/24 | INTERNATIONAL ELECTROTECHNICAL COMMISSION | IEC | IEC 61000-4-8 | Electromagnetic compatibility (EMC) – Part 4-8: Testing and measurement techniques – Power frequency magnetic field immunity test | 2009
11326 | 26 37 13 | MICROGRID CONTROL SYSTEM | 02/24 | INTERNATIONAL ELECTROTECHNICAL COMMISSION | IEC | IEC 61131-3 | Programmable Controllers - Part 3: Programming Languages | 2013
11327 | 26 37 13 | MICROGRID CONTROL SYSTEM | 02/24 | INTERNATIONAL ELECTROTECHNICAL COMMISSION | IEC | IEC 61850 | Communication networks and systems for power utility automation | 2021
11328 | 26 37 13 | MICROGRID CONTROL SYSTEM | 02/24 | INTERNATIONAL SOCIETY OF AUTOMATION | ISA | ISA 5.2 | Binary Logic Diagrams for Process Operations | 1976; R1992
11329 | 26 37 13 | MICROGRID CONTROL SYSTEM | 02/24 | INTERNATIONAL SOCIETY OF AUTOMATION | ISA | ISA 18.2 | Management of Alarm Systems for the Process Industries | 2016
11330 | 26 37 13 | MICROGRID CONTROL SYSTEM | 02/24 | INTERNATIONAL SOCIETY OF AUTOMATION | ISA | ISA 101.01 | Human Machine Interfaces for Process Automation Systems | 2015
11331 | 26 37 13 | MICROGRID CONTROL SYSTEM | 02/24 | NATIONAL ELECTRICAL MANUFACTURERS ASSOCIATION | NEMA | NEMA 250 | Enclosures for Electrical Equipment (1000 Volts Maximum) | 2020
11332 | 26 37 13 | MICROGRID CONTROL SYSTEM | 02/24 | NATIONAL FIRE PROTECTION ASSOCIATION | NFPA | NFPA 70 | National Electrical Code | 2023
11333 | 26 37 13 | MICROGRID CONTROL SYSTEM | 02/24 | NATIONAL FIRE PROTECTION ASSOCIATION | NFPA | NFPA 262 | Standard Method of Test for Flame Travel and Smoke of Wires and Cables for Use in Air-Handling Spaces | 2023
11334 | 26 37 13 | MICROGRID CONTROL SYSTEM | 02/24 | U.S. DEPARTMENT OF DEFENSE | DOD | MIL-STD-3071 | Tactical Microgrid Communications and Control | 2023
11335 | 26 37 13 | MICROGRID CONTROL SYSTEM | 02/24 | U.S. FEDERAL COMMUNICATIONS COMMISSION | FCC | FCC EMC | FCC Electromagnetic Compliance Requirements | 2002
11336 | 26 37 13 | MICROGRID CONTROL SYSTEM | 02/24 | U.S. FEDERAL COMMUNICATIONS COMMISSION | FCC | FCC Part 15 | Radio Frequency Devices (47 CFR 15)
11337 | 26 37 13 | MICROGRID CONTROL SYSTEM | 02/24 | UNDERWRITERS LABORATORIES | UL | UL 1741 | UL Standard for Safety Inverters, Converters, Controllers and Interconnection System Equipment for Use With Distributed Energy Resources | 2010; Reprint Jan 2015
11338 | 26 37 13 | MICROGRID CONTROL SYSTEM | 02/24 | UNDERWRITERS LABORATORIES | UL | UL 60950 | Safety of Information Technology Equipment | 2000; Reprint Oct 2007
11339 | 26 41 00 | LIGHTNING PROTECTION SYSTEM | 08/23 | INSTITUTE OF ELECTRICAL AND ELECTRONICS ENGINEERS | IEEE | IEEE 81 | Guide for Measuring Earth Resistivity, Ground Impedance, and Earth Surface Potentials of a Ground System | 2012
11340 | 26 41 00 | LIGHTNING PROTECTION SYSTEM | 08/23 | NATIONAL FIRE PROTECTION ASSOCIATION | NFPA | NFPA 70 | National Electrical Code | 2023
11341 | 26 41 00 | LIGHTNING PROTECTION SYSTEM | 08/23 | NATIONAL FIRE PROTECTION ASSOCIATION | NFPA | NFPA 780 | Standard for the Installation of Lightning Protection Systems | 2023
11342 | 26 41 00 | LIGHTNING PROTECTION SYSTEM | 08/23 | U.S. AIR FORCE | USAF | DAFMAN 32-1065 | Grounding and Electrical Systems | 2020
11343 | 26 41 00 | LIGHTNING PROTECTION SYSTEM | 08/23 | U.S. DEPARTMENT OF DEFENSE | DOD | UFC 3-575-01 | Lightning and Static Electricity Protection Systems | 2012; with Change 1, 2021
11344 | 26 41 00 | LIGHTNING PROTECTION SYSTEM | 08/23 | UNDERWRITERS LABORATORIES | UL | UL 96 | UL Standard for Safety Lightning Protection Components | 2016; May 2023
11345 | 26 41 00 | LIGHTNING PROTECTION SYSTEM | 08/23 | UNDERWRITERS LABORATORIES | UL | UL 96A | UL Standard for Safety Installation Requirements for Lightning Protection Systems | 2023
11346 | 26 41 00 | LIGHTNING PROTECTION SYSTEM | 08/23 | UNDERWRITERS LABORATORIES | UL | UL 1449 | UL Standard for Safety Surge Protective Devices | 2021; Reprint Dec 2022
11347 | 26 41 00 | LIGHTNING PROTECTION SYSTEM | 08/23 | UNDERWRITERS LABORATORIES | UL | UL Electrical Construction | Electrical Construction Equipment Directory | 2012
11348 | 26 42 13 | GALVANIC (SACRIFICIAL) ANODE CATHODIC PROTECTION (GACP) SYSTEM | 05/21 | AMERICAN SOCIETY OF MECHANICAL ENGINEERS | ASME | ASME B1.1 | Unified Inch Screw Threads (UN, UNR, and UNJ Thread Form) | 2024
11349 | 26 42 13 | GALVANIC (SACRIFICIAL) ANODE CATHODIC PROTECTION (GACP) SYSTEM | 05/21 | AMERICAN SOCIETY OF MECHANICAL ENGINEERS | ASME | ASME B1.20.1 | Pipe Threads, General Purpose (Inch) | 2013; R 2018
11350 | 26 42 13 | GALVANIC (SACRIFICIAL) ANODE CATHODIC PROTECTION (GACP) SYSTEM | 05/21 | AMERICAN SOCIETY OF MECHANICAL ENGINEERS | ASME | ASME B16.5 | Pipe Flanges and Flanged Fittings NPS 1/2 Through NPS 24 Metric/Inch Standard | 2020
11351 | 26 42 13 | GALVANIC (SACRIFICIAL) ANODE CATHODIC PROTECTION (GACP) SYSTEM | 05/21 | AMERICAN SOCIETY OF MECHANICAL ENGINEERS | ASME | ASME B16.21 | Nonmetallic Flat Gaskets for Pipe Flanges | 2021
11352 | 26 42 13 | GALVANIC (SACRIFICIAL) ANODE CATHODIC PROTECTION (GACP) SYSTEM | 05/21 | AMERICAN SOCIETY OF MECHANICAL ENGINEERS | ASME | ASME B16.39 | Standard for Malleable Iron Threaded Pipe Unions; Classes 150, 250, and 300 | 2020
11353 | 26 42 13 | GALVANIC (SACRIFICIAL) ANODE CATHODIC PROTECTION (GACP) SYSTEM | 05/21 | AMERICAN SOCIETY OF MECHANICAL ENGINEERS | ASME | ASME B18.2.1 | Square, Hex, Heavy Hex, and Askew Head Bolts and Hex, Heavy Hex, Hex Flange, Lobed Head, and Lag Screws (Inch Series) | 2012; R 2021
11354 | 26 42 13 | GALVANIC (SACRIFICIAL) ANODE CATHODIC PROTECTION (GACP) SYSTEM | 05/21 | AMERICAN SOCIETY OF MECHANICAL ENGINEERS | ASME | ASME B18.2.2 | Nuts for General Applications: Machine Screw Nuts, and Hex, Square, Hex Flange, and Coupling Nuts (Inch Series) | 2022
11355 | 26 42 13 | GALVANIC (SACRIFICIAL) ANODE CATHODIC PROTECTION (GACP) SYSTEM | 05/21 | ASTM INTERNATIONAL | ASTM | ASTM A194/A194M | Standard Specification for Carbon Steel, Alloy Steel, and Stainless Steel Nuts for Bolts for High-Pressure or High-Temperature Service, or Both | 2024
11356 | 26 42 13 | GALVANIC (SACRIFICIAL) ANODE CATHODIC PROTECTION (GACP) SYSTEM | 05/21 | ASTM INTERNATIONAL | ASTM | ASTM A307 | Standard Specification for Carbon Steel Bolts, Studs, and Threaded Rod 60 000 PSI Tensile Strength | 2021
11357 | 26 42 13 | GALVANIC (SACRIFICIAL) ANODE CATHODIC PROTECTION (GACP) SYSTEM | 05/21 | ASTM INTERNATIONAL | ASTM | ASTM B3 | Standard Specification for Soft or Annealed Copper Wire | 2013; R 2024
11358 | 26 42 13 | GALVANIC (SACRIFICIAL) ANODE CATHODIC PROTECTION (GACP) SYSTEM | 05/21 | ASTM INTERNATIONAL | ASTM | ASTM B8 | Standard Specification for Concentric-Lay-Stranded Copper Conductors, Hard, Medium-Hard, or Soft | 2023
11359 | 26 42 13 | GALVANIC (SACRIFICIAL) ANODE CATHODIC PROTECTION (GACP) SYSTEM | 05/21 | ASTM INTERNATIONAL | ASTM | ASTM B418 | Standard Specification for Cast and Wrought Galvanic Zinc Anodes | 2016a; R2021
11360 | 26 42 13 | GALVANIC (SACRIFICIAL) ANODE CATHODIC PROTECTION (GACP) SYSTEM | 05/21 | ASTM INTERNATIONAL | ASTM | ASTM B843 | Standard Specification for Magnesium Alloy Anodes for Cathodic Protection | 2018
11361 | 26 42 13 | GALVANIC (SACRIFICIAL) ANODE CATHODIC PROTECTION (GACP) SYSTEM | 05/21 | ASTM INTERNATIONAL | ASTM | ASTM C94/C94M | Standard Specification for Ready-Mixed Concrete | 2024a
11362 | 26 42 13 | GALVANIC (SACRIFICIAL) ANODE CATHODIC PROTECTION (GACP) SYSTEM | 05/21 | ASTM INTERNATIONAL | ASTM | ASTM D709 | Standard Specification for Laminated Thermosetting Materials | 2017
11363 | 26 42 13 | GALVANIC (SACRIFICIAL) ANODE CATHODIC PROTECTION (GACP) SYSTEM | 05/21 | ASTM INTERNATIONAL | ASTM | ASTM D1248 | Standard Specification for Polyethylene Plastics Extrusion Materials for Wire and Cable | 2016
11364 | 26 42 13 | GALVANIC (SACRIFICIAL) ANODE CATHODIC PROTECTION (GACP) SYSTEM | 05/21 | ASTM INTERNATIONAL | ASTM | ASTM D2028/D2028M | Cutback Asphalt (Rapid-Curing Type) | 2015; R 2021
11365 | 26 42 13 | GALVANIC (SACRIFICIAL) ANODE CATHODIC PROTECTION (GACP) SYSTEM | 05/21 | ASTM INTERNATIONAL | ASTM | ASTM D3381/D3381M | Standard Specification for Viscosity-Graded Asphalt Binder for Use in Pavement Construction | 2018
11366 | 26 42 13 | GALVANIC (SACRIFICIAL) ANODE CATHODIC PROTECTION (GACP) SYSTEM | 05/21 | ASTM INTERNATIONAL | ASTM | ASTM F1182 | Anodes, Sacrificial Zinc Alloy | 2007; R 2023
11367 | 26 42 13 | GALVANIC (SACRIFICIAL) ANODE CATHODIC PROTECTION (GACP) SYSTEM | 05/21 | INTERNATIONAL ORGANIZATION FOR STANDARDIZATION | ISO | ISO 15589-2 | Petroleum, Petrochemical and Natural Gas Industries - Cathodic Protection of Pipeline Transportation Systems - Part 2: Offshore Pipelines | 2012
11368 | 26 42 13 | GALVANIC (SACRIFICIAL) ANODE CATHODIC PROTECTION (GACP) SYSTEM | 05/21 | NACE INTERNATIONAL | NACE | NACE SP0106 | Control of Internal Corrosion in Steel Pipelines and Piping Systems | 2018
11369 | 26 42 13 | GALVANIC (SACRIFICIAL) ANODE CATHODIC PROTECTION (GACP) SYSTEM | 05/21 | NACE INTERNATIONAL | NACE | NACE SP0176 | Corrosion Control of Submerged Areas of Permanently Installed Steel Offshore Structures Associated with Petroleum Production | 2007
11370 | 26 42 13 | GALVANIC (SACRIFICIAL) ANODE CATHODIC PROTECTION (GACP) SYSTEM | 05/21 | NACE INTERNATIONAL | NACE | NACE SP0177 | Mitigation of Alternating Current and Lightning Effects on Metallic Structures and Corrosion Control Systems | 2019
11371 | 26 42 13 | GALVANIC (SACRIFICIAL) ANODE CATHODIC PROTECTION (GACP) SYSTEM | 05/21 | NACE INTERNATIONAL | NACE | NACE SP0186 | Application of Cathodic Protection for External Surfaces of Steel Well Casings | 1986; R 2007
11372 | 26 42 13 | GALVANIC (SACRIFICIAL) ANODE CATHODIC PROTECTION (GACP) SYSTEM | 05/21 | NACE INTERNATIONAL | NACE | NACE SP0188 | Discontinuity (Holiday) Testing of New Protective Coatings on Conductive Substrates | 2024
11373 | 26 42 13 | GALVANIC (SACRIFICIAL) ANODE CATHODIC PROTECTION (GACP) SYSTEM | 05/21 | NACE INTERNATIONAL | NACE | NACE SP0193 | Application of Cathodic Protection to Control External Corrosion of Carbon Steel On-Grade Storage Tank Bottoms | 2016
11374 | 26 42 13 | GALVANIC (SACRIFICIAL) ANODE CATHODIC PROTECTION (GACP) SYSTEM | 05/21 | NACE INTERNATIONAL | NACE | NACE SP0196 | Galvanic Anode Cathodic Protection of Internal Submerged Surfaces of Steel Water Storage Tanks | 2020
11375 | 26 42 13 | GALVANIC (SACRIFICIAL) ANODE CATHODIC PROTECTION (GACP) SYSTEM | 05/21 | NACE INTERNATIONAL | NACE | NACE SP0200 | Standard Practice Steel-Cased Pipeline Practices | 2014
11376 | 26 42 13 | GALVANIC (SACRIFICIAL) ANODE CATHODIC PROTECTION (GACP) SYSTEM | 05/21 | NACE INTERNATIONAL | NACE | NACE SP0285 | External Corrosion Control of Underground Storage Tank Systems by Cathodic Protection | 2021
11377 | 26 42 13 | GALVANIC (SACRIFICIAL) ANODE CATHODIC PROTECTION (GACP) SYSTEM | 05/21 | NACE INTERNATIONAL | NACE | NACE SP0286 | Standard Practice Electrical Isolation of Cathodically Protected Pipelines | 1997; R 2007
11378 | 26 42 13 | GALVANIC (SACRIFICIAL) ANODE CATHODIC PROTECTION (GACP) SYSTEM | 05/21 | NACE INTERNATIONAL | NACE | NACE SP0388 | Impressed Current Cathodic Protection of Internal Submerged Surfaces of Carbon Steel Water Storage Tanks - Item No. 21040 | 2018
11379 | 26 42 13 | GALVANIC (SACRIFICIAL) ANODE CATHODIC PROTECTION (GACP) SYSTEM | 05/21 | NACE INTERNATIONAL | NACE | NACE SP0607 | Petroleum and Natural Gas Industries — Cathodic Protection of Pipeline Transportation Systems — Part 2: Offshore Pipelines | 2007
11380 | 26 42 13 | GALVANIC (SACRIFICIAL) ANODE CATHODIC PROTECTION (GACP) SYSTEM | 05/21 | NACE INTERNATIONAL | NACE | NACE SP21424 | Alternating Current Corrosion on Cathodically Protected Pipelines: Risk Assessment, Mitigation and Monitoring | 2018
11381 | 26 42 13 | GALVANIC (SACRIFICIAL) ANODE CATHODIC PROTECTION (GACP) SYSTEM | 05/21 | NACE INTERNATIONAL | NACE | NACE TPC 11 | A Guide to the Organization of Underground Corrosion-Control Coordinating Committees | 2008
11382 | 26 42 13 | GALVANIC (SACRIFICIAL) ANODE CATHODIC PROTECTION (GACP) SYSTEM | 05/21 | NATIONAL ELECTRICAL MANUFACTURERS ASSOCIATION | NEMA | ANSI C119.1 | Electric Connectors - Sealed Insulated Underground Connector Systems Rated 600 Volts | 2023
11383 | 26 42 13 | GALVANIC (SACRIFICIAL) ANODE CATHODIC PROTECTION (GACP) SYSTEM | 05/21 | NATIONAL ELECTRICAL MANUFACTURERS ASSOCIATION | NEMA | NEMA ICS 6 | Industrial Control and Systems: Enclosures | 1993; R 2016
11384 | 26 42 13 | GALVANIC (SACRIFICIAL) ANODE CATHODIC PROTECTION (GACP) SYSTEM | 05/21 | NATIONAL ELECTRICAL MANUFACTURERS ASSOCIATION | NEMA | NEMA RN 1 | Polyvinyl-Chloride (PVC) Externally Coated Galvanized Rigid Steel Conduit and Intermediate Metal Conduit | 2005; R 2013
11385 | 26 42 13 | GALVANIC (SACRIFICIAL) ANODE CATHODIC PROTECTION (GACP) SYSTEM | 05/21 | NATIONAL ELECTRICAL MANUFACTURERS ASSOCIATION | NEMA | NEMA TC 2 | Standard for Electrical Polyvinyl Chloride (PVC) Conduit | 2020
11386 | 26 42 13 | GALVANIC (SACRIFICIAL) ANODE CATHODIC PROTECTION (GACP) SYSTEM | 05/21 | NATIONAL FIRE PROTECTION ASSOCIATION | NFPA | NFPA 70 | National Electrical Code | 2023
11387 | 26 42 13 | GALVANIC (SACRIFICIAL) ANODE CATHODIC PROTECTION (GACP) SYSTEM | 05/21 | U.S. DEPARTMENT OF DEFENSE | DOD | MIL-A-18001 | Anodes, Sacrificial Zinc Alloy | 1993
11388 | 26 42 13 | GALVANIC (SACRIFICIAL) ANODE CATHODIC PROTECTION (GACP) SYSTEM | 05/21 | U.S. DEPARTMENT OF DEFENSE | DOD | MIL-I-1361 | Instrument Auxiliaries, Electrical Measuring: Shunts, Resistors and Transformers | 1985; Rev C; Notice 1 1991; Notice 2 2021
11389 | 26 42 13 | GALVANIC (SACRIFICIAL) ANODE CATHODIC PROTECTION (GACP) SYSTEM | 05/21 | UNDERWRITERS LABORATORIES | UL | UL 6 | UL Standard for Safety Electrical Rigid Metal Conduit-Steel | 2022
11390 | 26 42 13 | GALVANIC (SACRIFICIAL) ANODE CATHODIC PROTECTION (GACP) SYSTEM | 05/21 | UNDERWRITERS LABORATORIES | UL | UL 44 | UL Standard for Safety Thermoset-Insulated Wires and Cables | 2018; Reprint May 2021
11391 | 26 42 13 | GALVANIC (SACRIFICIAL) ANODE CATHODIC PROTECTION (GACP) SYSTEM | 05/21 | UNDERWRITERS LABORATORIES | UL | UL 83 | UL Standard for Safety Thermoplastic-Insulated Wires and Cables | 2017; Reprint Mar 2020
11392 | 26 42 13 | GALVANIC (SACRIFICIAL) ANODE CATHODIC PROTECTION (GACP) SYSTEM | 05/21 | UNDERWRITERS LABORATORIES | UL | UL 510 | UL Standard for Safety Polyvinyl Chloride, Polyethylene and Rubber Insulating Tape | 2020; Dec 2022
11393 | 26 42 13 | GALVANIC (SACRIFICIAL) ANODE CATHODIC PROTECTION (GACP) SYSTEM | 05/21 | UNDERWRITERS LABORATORIES | UL | UL 514A | UL Standard for Safety Metallic Outlet Boxes | 2013; Reprint Jun 2022
11394 | 26 42 13 | GALVANIC (SACRIFICIAL) ANODE CATHODIC PROTECTION (GACP) SYSTEM | 05/21 | UNDERWRITERS LABORATORIES | UL | UL 514B | UL Standard for Safety Conduit, Tubing and Cable Fittings | 2012; Reprint Mar 2024
11395 | 26 42 15 | CATHODIC PROTECTION SYSTEM FOR THE INTERIOR OF STEEL WATER TANKS | 05/21 | AMERICAN SOCIETY OF MECHANICAL ENGINEERS | ASME | ASME B1.1 | Unified Inch Screw Threads (UN, UNR, and UNJ Thread Form) | 2024
11396 | 26 42 15 | CATHODIC PROTECTION SYSTEM FOR THE INTERIOR OF STEEL WATER TANKS | 05/21 | AMERICAN SOCIETY OF MECHANICAL ENGINEERS | ASME | ASME B18.2.1 | Square, Hex, Heavy Hex, and Askew Head Bolts and Hex, Heavy Hex, Hex Flange, Lobed Head, and Lag Screws (Inch Series) | 2012; R 2021
11397 | 26 42 15 | CATHODIC PROTECTION SYSTEM FOR THE INTERIOR OF STEEL WATER TANKS | 05/21 | AMERICAN SOCIETY OF MECHANICAL ENGINEERS | ASME | ASME B18.2.2 | Nuts for General Applications: Machine Screw Nuts, and Hex, Square, Hex Flange, and Coupling Nuts (Inch Series) | 2022
11398 | 26 42 15 | CATHODIC PROTECTION SYSTEM FOR THE INTERIOR OF STEEL WATER TANKS | 05/21 | AMERICAN WATER WORKS ASSOCIATION | AWWA | AWWA D104 | Automatically Controlled, Impressed-Current Cathodic Protection for the Interior Submerged Surfaces of Steel Water Storage Tanks | 2011
11399 | 26 42 15 | CATHODIC PROTECTION SYSTEM FOR THE INTERIOR OF STEEL WATER TANKS | 05/21 | ASTM INTERNATIONAL | ASTM | ASTM A194/A194M | Standard Specification for Carbon Steel, Alloy Steel, and Stainless Steel Nuts for Bolts for High-Pressure or High-Temperature Service, or Both | 2024
11400 | 26 42 15 | CATHODIC PROTECTION SYSTEM FOR THE INTERIOR OF STEEL WATER TANKS | 05/21 | ASTM INTERNATIONAL | ASTM | ASTM A307 | Standard Specification for Carbon Steel Bolts, Studs, and Threaded Rod 60 000 PSI Tensile Strength | 2021
11401 | 26 42 15 | CATHODIC PROTECTION SYSTEM FOR THE INTERIOR OF STEEL WATER TANKS | 05/21 | ASTM INTERNATIONAL | ASTM | ASTM A518/A518M | Standard Specification for Corrosion-Resistant High-Silicon Iron Castings | 1999; R 2022
11402 | 26 42 15 | CATHODIC PROTECTION SYSTEM FOR THE INTERIOR OF STEEL WATER TANKS | 05/21 | ASTM INTERNATIONAL | ASTM | ASTM B3 | Standard Specification for Soft or Annealed Copper Wire | 2013; R 2024
11403 | 26 42 15 | CATHODIC PROTECTION SYSTEM FOR THE INTERIOR OF STEEL WATER TANKS | 05/21 | ASTM INTERNATIONAL | ASTM | ASTM B8 | Standard Specification for Concentric-Lay-Stranded Copper Conductors, Hard, Medium-Hard, or Soft | 2023
11404 | 26 42 15 | CATHODIC PROTECTION SYSTEM FOR THE INTERIOR OF STEEL WATER TANKS | 05/21 | ASTM INTERNATIONAL | ASTM | ASTM B418 | Standard Specification for Cast and Wrought Galvanic Zinc Anodes | 2016a; R2021
11405 | 26 42 15 | CATHODIC PROTECTION SYSTEM FOR THE INTERIOR OF STEEL WATER TANKS | 05/21 | ASTM INTERNATIONAL | ASTM | ASTM B843 | Standard Specification for Magnesium Alloy Anodes for Cathodic Protection | 2018
11406 | 26 42 15 | CATHODIC PROTECTION SYSTEM FOR THE INTERIOR OF STEEL WATER TANKS | 05/21 | ASTM INTERNATIONAL | ASTM | ASTM C94/C94M | Standard Specification for Ready-Mixed Concrete | 2024a
11407 | 26 42 15 | CATHODIC PROTECTION SYSTEM FOR THE INTERIOR OF STEEL WATER TANKS | 05/21 | ASTM INTERNATIONAL | ASTM | ASTM D709 | Standard Specification for Laminated Thermosetting Materials | 2017
11408 | 26 42 15 | CATHODIC PROTECTION SYSTEM FOR THE INTERIOR OF STEEL WATER TANKS | 05/21 | ASTM INTERNATIONAL | ASTM | ASTM D1248 | Standard Specification for Polyethylene Plastics Extrusion Materials for Wire and Cable | 2016
11409 | 26 42 15 | CATHODIC PROTECTION SYSTEM FOR THE INTERIOR OF STEEL WATER TANKS | 05/21 | ASTM INTERNATIONAL | ASTM | ASTM D2028/D2028M | Cutback Asphalt (Rapid-Curing Type) | 2015; R 2021
11410 | 26 42 15 | CATHODIC PROTECTION SYSTEM FOR THE INTERIOR OF STEEL WATER TANKS | 05/21 | ASTM INTERNATIONAL | ASTM | ASTM D3381/D3381M | Standard Specification for Viscosity-Graded Asphalt Binder for Use in Pavement Construction | 2018
11411 | 26 42 15 | CATHODIC PROTECTION SYSTEM FOR THE INTERIOR OF STEEL WATER TANKS | 05/21 | ASTM INTERNATIONAL | ASTM | ASTM F1182 | Anodes, Sacrificial Zinc Alloy | 2007; R 2023
11412 | 26 42 15 | CATHODIC PROTECTION SYSTEM FOR THE INTERIOR OF STEEL WATER TANKS | 05/21 | INSTITUTE OF ELECTRICAL AND ELECTRONICS ENGINEERS | IEEE | IEEE 81 | Guide for Measuring Earth Resistivity, Ground Impedance, and Earth Surface Potentials of a Ground System | 2012
11413 | 26 42 15 | CATHODIC PROTECTION SYSTEM FOR THE INTERIOR OF STEEL WATER TANKS | 05/21 | INSTITUTE OF ELECTRICAL AND ELECTRONICS ENGINEERS | IEEE | IEEE C2 | National Electrical Safety Code | 2023
11414 | 26 42 15 | CATHODIC PROTECTION SYSTEM FOR THE INTERIOR OF STEEL WATER TANKS | 05/21 | INSTITUTE OF ELECTRICAL AND ELECTRONICS ENGINEERS | IEEE | IEEE C135.30 | Standard for Zinc-Coated Ferrous Ground Rods for Overhead or Underground Line Construction | 1988
11415 | 26 42 15 | CATHODIC PROTECTION SYSTEM FOR THE INTERIOR OF STEEL WATER TANKS | 05/21 | NACE INTERNATIONAL | NACE | NACE SP0188 | Discontinuity (Holiday) Testing of New Protective Coatings on Conductive Substrates | 2024
11416 | 26 42 15 | CATHODIC PROTECTION SYSTEM FOR THE INTERIOR OF STEEL WATER TANKS | 05/21 | NACE INTERNATIONAL | NACE | NACE SP0193 | Application of Cathodic Protection to Control External Corrosion of Carbon Steel On-Grade Storage Tank Bottoms | 2016
11417 | 26 42 15 | CATHODIC PROTECTION SYSTEM FOR THE INTERIOR OF STEEL WATER TANKS | 05/21 | NACE INTERNATIONAL | NACE | NACE SP0196 | Galvanic Anode Cathodic Protection of Internal Submerged Surfaces of Steel Water Storage Tanks | 2020
11418 | 26 42 15 | CATHODIC PROTECTION SYSTEM FOR THE INTERIOR OF STEEL WATER TANKS | 05/21 | NACE INTERNATIONAL | NACE | NACE SP0388 | Impressed Current Cathodic Protection of Internal Submerged Surfaces of Carbon Steel Water Storage Tanks - Item No. 21040 | 2018
11419 | 26 42 15 | CATHODIC PROTECTION SYSTEM FOR THE INTERIOR OF STEEL WATER TANKS | 05/21 | NATIONAL ELECTRICAL MANUFACTURERS ASSOCIATION | NEMA | ANSI C119.1 | Electric Connectors - Sealed Insulated Underground Connector Systems Rated 600 Volts | 2023
11420 | 26 42 15 | CATHODIC PROTECTION SYSTEM FOR THE INTERIOR OF STEEL WATER TANKS | 05/21 | NATIONAL ELECTRICAL MANUFACTURERS ASSOCIATION | NEMA | NEMA FU 1 | Low Voltage Cartridge Fuses | 2012
11421 | 26 42 15 | CATHODIC PROTECTION SYSTEM FOR THE INTERIOR OF STEEL WATER TANKS | 05/21 | NATIONAL ELECTRICAL MANUFACTURERS ASSOCIATION | NEMA | NEMA ICS 6 | Industrial Control and Systems: Enclosures | 1993; R 2016
11422 | 26 42 15 | CATHODIC PROTECTION SYSTEM FOR THE INTERIOR OF STEEL WATER TANKS | 05/21 | NATIONAL ELECTRICAL MANUFACTURERS ASSOCIATION | NEMA | NEMA RN 1 | Polyvinyl-Chloride (PVC) Externally Coated Galvanized Rigid Steel Conduit and Intermediate Metal Conduit | 2005; R 2013
11423 | 26 42 15 | CATHODIC PROTECTION SYSTEM FOR THE INTERIOR OF STEEL WATER TANKS | 05/21 | NATIONAL ELECTRICAL MANUFACTURERS ASSOCIATION | NEMA | NEMA ST 1 | Specialty Transformers (Except General Purpose Type) | 1988; R 1994; R 1997
11424 | 26 42 15 | CATHODIC PROTECTION SYSTEM FOR THE INTERIOR OF STEEL WATER TANKS | 05/21 | NATIONAL ELECTRICAL MANUFACTURERS ASSOCIATION | NEMA | NEMA TC 2 | Standard for Electrical Polyvinyl Chloride (PVC) Conduit | 2020
11425 | 26 42 15 | CATHODIC PROTECTION SYSTEM FOR THE INTERIOR OF STEEL WATER TANKS | 05/21 | NATIONAL FIRE PROTECTION ASSOCIATION | NFPA | NFPA 70 | National Electrical Code | 2023
11426 | 26 42 15 | CATHODIC PROTECTION SYSTEM FOR THE INTERIOR OF STEEL WATER TANKS | 05/21 | NSF INTERNATIONAL | NSF | NSF/ANSI/CAN 61 | Drinking Water System Components - Health Effects | 2022
11427 | 26 42 15 | CATHODIC PROTECTION SYSTEM FOR THE INTERIOR OF STEEL WATER TANKS | 05/21 | U.S. DEPARTMENT OF DEFENSE | DOD | MIL-A-18001 | Anodes, Sacrificial Zinc Alloy | 1993
11428 | 26 42 15 | CATHODIC PROTECTION SYSTEM FOR THE INTERIOR OF STEEL WATER TANKS | 05/21 | U.S. DEPARTMENT OF DEFENSE | DOD | MIL-I-1361 | Instrument Auxiliaries, Electrical Measuring: Shunts, Resistors and Transformers | 1985; Rev C; Notice 1 1991; Notice 2 2021
11429 | 26 42 15 | CATHODIC PROTECTION SYSTEM FOR THE INTERIOR OF STEEL WATER TANKS | 05/21 | UNDERWRITERS LABORATORIES | UL | UL 6 | UL Standard for Safety Electrical Rigid Metal Conduit-Steel | 2022
11430 | 26 42 15 | CATHODIC PROTECTION SYSTEM FOR THE INTERIOR OF STEEL WATER TANKS | 05/21 | UNDERWRITERS LABORATORIES | UL | UL 44 | UL Standard for Safety Thermoset-Insulated Wires and Cables | 2018; Reprint May 2021
11431 | 26 42 15 | CATHODIC PROTECTION SYSTEM FOR THE INTERIOR OF STEEL WATER TANKS | 05/21 | UNDERWRITERS LABORATORIES | UL | UL 83 | UL Standard for Safety Thermoplastic-Insulated Wires and Cables | 2017; Reprint Mar 2020
11432 | 26 42 15 | CATHODIC PROTECTION SYSTEM FOR THE INTERIOR OF STEEL WATER TANKS | 05/21 | UNDERWRITERS LABORATORIES | UL | UL 467 | UL Standard for Safety Grounding and Bonding Equipment | 2022
11433 | 26 42 15 | CATHODIC PROTECTION SYSTEM FOR THE INTERIOR OF STEEL WATER TANKS | 05/21 | UNDERWRITERS LABORATORIES | UL | UL 486A-486B | UL Standard for Safety Wire Connectors | 2018; Reprint Jul 2023
11434 | 26 42 15 | CATHODIC PROTECTION SYSTEM FOR THE INTERIOR OF STEEL WATER TANKS | 05/21 | UNDERWRITERS LABORATORIES | UL | UL 489 | UL Standard for Safety Molded-Case Circuit Breakers, Molded-Case Switches and Circuit-Breaker Enclosures | 2016; Rev 2019
11435 | 26 42 15 | CATHODIC PROTECTION SYSTEM FOR THE INTERIOR OF STEEL WATER TANKS | 05/21 | UNDERWRITERS LABORATORIES | UL | UL 506 | UL Standard for Safety Specialty Transformers | 2017; Reprint Jan 2022
11436 | 26 42 15 | CATHODIC PROTECTION SYSTEM FOR THE INTERIOR OF STEEL WATER TANKS | 05/21 | UNDERWRITERS LABORATORIES | UL | UL 510 | UL Standard for Safety Polyvinyl Chloride, Polyethylene and Rubber Insulating Tape | 2020; Dec 2022
11437 | 26 42 15 | CATHODIC PROTECTION SYSTEM FOR THE INTERIOR OF STEEL WATER TANKS | 05/21 | UNDERWRITERS LABORATORIES | UL | UL 514A | UL Standard for Safety Metallic Outlet Boxes | 2013; Reprint Jun 2022
11438 | 26 42 15 | CATHODIC PROTECTION SYSTEM FOR THE INTERIOR OF STEEL WATER TANKS | 05/21 | UNDERWRITERS LABORATORIES | UL | UL 514B | UL Standard for Safety Conduit, Tubing and Cable Fittings | 2012; Reprint Mar 2024
11439 | 26 42 15 | CATHODIC PROTECTION SYSTEM FOR THE INTERIOR OF STEEL WATER TANKS | 05/21 | UNDERWRITERS LABORATORIES | UL | UL 854 | Standard for Service-Entrance Cables | 2020; Reprint Jul 2024
11440 | 26 42 17 | IMPRESSED CURRENT CATHODIC PROTECTION (ICCP) SYSTEM | 05/21 | AMERICAN SOCIETY OF MECHANICAL ENGINEERS | ASME | ASME B1.1 | Unified Inch Screw Threads (UN, UNR, and UNJ Thread Form) | 2024
11441 | 26 42 17 | IMPRESSED CURRENT CATHODIC PROTECTION (ICCP) SYSTEM | 05/21 | AMERICAN SOCIETY OF MECHANICAL ENGINEERS | ASME | ASME B1.20.1 | Pipe Threads, General Purpose (Inch) | 2013; R 2018
11442 | 26 42 17 | IMPRESSED CURRENT CATHODIC PROTECTION (ICCP) SYSTEM | 05/21 | AMERICAN SOCIETY OF MECHANICAL ENGINEERS | ASME | ASME B16.5 | Pipe Flanges and Flanged Fittings NPS 1/2 Through NPS 24 Metric/Inch Standard | 2020
11443 | 26 42 17 | IMPRESSED CURRENT CATHODIC PROTECTION (ICCP) SYSTEM | 05/21 | AMERICAN SOCIETY OF MECHANICAL ENGINEERS | ASME | ASME B16.21 | Nonmetallic Flat Gaskets for Pipe Flanges | 2021
11444 | 26 42 17 | IMPRESSED CURRENT CATHODIC PROTECTION (ICCP) SYSTEM | 05/21 | AMERICAN SOCIETY OF MECHANICAL ENGINEERS | ASME | ASME B16.39 | Standard for Malleable Iron Threaded Pipe Unions; Classes 150, 250, and 300 | 2020
11445 | 26 42 17 | IMPRESSED CURRENT CATHODIC PROTECTION (ICCP) SYSTEM | 05/21 | AMERICAN SOCIETY OF MECHANICAL ENGINEERS | ASME | ASME B18.2.1 | Square, Hex, Heavy Hex, and Askew Head Bolts and Hex, Heavy Hex, Hex Flange, Lobed Head, and Lag Screws (Inch Series) | 2012; R 2021
11446 | 26 42 17 | IMPRESSED CURRENT CATHODIC PROTECTION (ICCP) SYSTEM | 05/21 | AMERICAN SOCIETY OF MECHANICAL ENGINEERS | ASME | ASME B18.2.2 | Nuts for General Applications: Machine Screw Nuts, and Hex, Square, Hex Flange, and Coupling Nuts (Inch Series) | 2022
11447 | 26 42 17 | IMPRESSED CURRENT CATHODIC PROTECTION (ICCP) SYSTEM | 05/21 | ASTM INTERNATIONAL | ASTM | ASTM A53/A53M | Standard Specification for Pipe, Steel, Black and Hot-Dipped, Zinc-Coated, Welded and Seamless | 2024
11448 | 26 42 17 | IMPRESSED CURRENT CATHODIC PROTECTION (ICCP) SYSTEM | 05/21 | ASTM INTERNATIONAL | ASTM | ASTM A194/A194M | Standard Specification for Carbon Steel, Alloy Steel, and Stainless Steel Nuts for Bolts for High-Pressure or High-Temperature Service, or Both | 2024
11449 | 26 42 17 | IMPRESSED CURRENT CATHODIC PROTECTION (ICCP) SYSTEM | 05/21 | ASTM INTERNATIONAL | ASTM | ASTM A307 | Standard Specification for Carbon Steel Bolts, Studs, and Threaded Rod 60 000 PSI Tensile Strength | 2021
11450 | 26 42 17 | IMPRESSED CURRENT CATHODIC PROTECTION (ICCP) SYSTEM | 05/21 | ASTM INTERNATIONAL | ASTM | ASTM A518/A518M | Standard Specification for Corrosion-Resistant High-Silicon Iron Castings | 1999; R 2022
11451 | 26 42 17 | IMPRESSED CURRENT CATHODIC PROTECTION (ICCP) SYSTEM | 05/21 | ASTM INTERNATIONAL | ASTM | ASTM B3 | Standard Specification for Soft or Annealed Copper Wire | 2013; R 2024
11452 | 26 42 17 | IMPRESSED CURRENT CATHODIC PROTECTION (ICCP) SYSTEM | 05/21 | ASTM INTERNATIONAL | ASTM | ASTM B8 | Standard Specification for Concentric-Lay-Stranded Copper Conductors, Hard, Medium-Hard, or Soft | 2023
11453 | 26 42 17 | IMPRESSED CURRENT CATHODIC PROTECTION (ICCP) SYSTEM | 05/21 | ASTM INTERNATIONAL | ASTM | ASTM B418 | Standard Specification for Cast and Wrought Galvanic Zinc Anodes | 2016a; R2021
11454 | 26 42 17 | IMPRESSED CURRENT CATHODIC PROTECTION (ICCP) SYSTEM | 05/21 | ASTM INTERNATIONAL | ASTM | ASTM C94/C94M | Standard Specification for Ready-Mixed Concrete | 2024a
11455 | 26 42 17 | IMPRESSED CURRENT CATHODIC PROTECTION (ICCP) SYSTEM | 05/21 | ASTM INTERNATIONAL | ASTM | ASTM D709 | Standard Specification for Laminated Thermosetting Materials | 2017
11456 | 26 42 17 | IMPRESSED CURRENT CATHODIC PROTECTION (ICCP) SYSTEM | 05/21 | ASTM INTERNATIONAL | ASTM | ASTM D1248 | Standard Specification for Polyethylene Plastics Extrusion Materials for Wire and Cable | 2016
11457 | 26 42 17 | IMPRESSED CURRENT CATHODIC PROTECTION (ICCP) SYSTEM | 05/21 | ASTM INTERNATIONAL | ASTM | ASTM D2028/D2028M | Cutback Asphalt (Rapid-Curing Type) | 2015; R 2021
11458 | 26 42 17 | IMPRESSED CURRENT CATHODIC PROTECTION (ICCP) SYSTEM | 05/21 | ASTM INTERNATIONAL | ASTM | ASTM D3381/D3381M | Standard Specification for Viscosity-Graded Asphalt Binder for Use in Pavement Construction | 2018
11459 | 26 42 17 | IMPRESSED CURRENT CATHODIC PROTECTION (ICCP) SYSTEM | 05/21 | INSTITUTE OF ELECTRICAL AND ELECTRONICS ENGINEERS | IEEE | IEEE 81 | Guide for Measuring Earth Resistivity, Ground Impedance, and Earth Surface Potentials of a Ground System | 2012
11460 | 26 42 17 | IMPRESSED CURRENT CATHODIC PROTECTION (ICCP) SYSTEM | 05/21 | INSTITUTE OF ELECTRICAL AND ELECTRONICS ENGINEERS | IEEE | IEEE C2 | National Electrical Safety Code | 2023
11461 | 26 42 17 | IMPRESSED CURRENT CATHODIC PROTECTION (ICCP) SYSTEM | 05/21 | INSTITUTE OF ELECTRICAL AND ELECTRONICS ENGINEERS | IEEE | IEEE C135.30 | Standard for Zinc-Coated Ferrous Ground Rods for Overhead or Underground Line Construction | 1988
11462 | 26 42 17 | IMPRESSED CURRENT CATHODIC PROTECTION (ICCP) SYSTEM | 05/21 | INTERNATIONAL ORGANIZATION FOR STANDARDIZATION | ISO | ISO 15589-2 | Petroleum, Petrochemical and Natural Gas Industries - Cathodic Protection of Pipeline Transportation Systems - Part 2: Offshore Pipelines | 2012
11463 | 26 42 17 | IMPRESSED CURRENT CATHODIC PROTECTION (ICCP) SYSTEM | 05/21 | NACE INTERNATIONAL | NACE | NACE SP0106 | Control of Internal Corrosion in Steel Pipelines and Piping Systems | 2018
11464 | 26 42 17 | IMPRESSED CURRENT CATHODIC PROTECTION (ICCP) SYSTEM | 05/21 | NACE INTERNATIONAL | NACE | NACE SP0176 | Corrosion Control of Submerged Areas of Permanently Installed Steel Offshore Structures Associated with Petroleum Production | 2007
11465 | 26 42 17 | IMPRESSED CURRENT CATHODIC PROTECTION (ICCP) SYSTEM | 05/21 | NACE INTERNATIONAL | NACE | NACE SP0177 | Mitigation of Alternating Current and Lightning Effects on Metallic Structures and Corrosion Control Systems | 2019
11466 | 26 42 17 | IMPRESSED CURRENT CATHODIC PROTECTION (ICCP) SYSTEM | 05/21 | NACE INTERNATIONAL | NACE | NACE SP0186 | Application of Cathodic Protection for External Surfaces of Steel Well Casings | 1986; R 2007
11467 | 26 42 17 | IMPRESSED CURRENT CATHODIC PROTECTION (ICCP) SYSTEM | 05/21 | NACE INTERNATIONAL | NACE | NACE SP0188 | Discontinuity (Holiday) Testing of New Protective Coatings on Conductive Substrates | 2024
11468 | 26 42 17 | IMPRESSED CURRENT CATHODIC PROTECTION (ICCP) SYSTEM | 05/21 | NACE INTERNATIONAL | NACE | NACE SP0193 | Application of Cathodic Protection to Control External Corrosion of Carbon Steel On-Grade Storage Tank Bottoms | 2016
11469 | 26 42 17 | IMPRESSED CURRENT CATHODIC PROTECTION (ICCP) SYSTEM | 05/21 | NACE INTERNATIONAL | NACE | NACE SP0196 | Galvanic Anode Cathodic Protection of Internal Submerged Surfaces of Steel Water Storage Tanks | 2020
11470 | 26 42 17 | IMPRESSED CURRENT CATHODIC PROTECTION (ICCP) SYSTEM | 05/21 | NACE INTERNATIONAL | NACE | NACE SP0200 | Standard Practice Steel-Cased Pipeline Practices | 2014
11471 | 26 42 17 | IMPRESSED CURRENT CATHODIC PROTECTION (ICCP) SYSTEM | 05/21 | NACE INTERNATIONAL | NACE | NACE SP0285 | External Corrosion Control of Underground Storage Tank Systems by Cathodic Protection | 2021
11472 | 26 42 17 | IMPRESSED CURRENT CATHODIC PROTECTION (ICCP) SYSTEM | 05/21 | NACE INTERNATIONAL | NACE | NACE SP0286 | Standard Practice Electrical Isolation of Cathodically Protected Pipelines | 1997; R 2007
11473 | 26 42 17 | IMPRESSED CURRENT CATHODIC PROTECTION (ICCP) SYSTEM | 05/21 | NACE INTERNATIONAL | NACE | NACE SP0388 | Impressed Current Cathodic Protection of Internal Submerged Surfaces of Carbon Steel Water Storage Tanks - Item No. 21040 | 2018
11474 | 26 42 17 | IMPRESSED CURRENT CATHODIC PROTECTION (ICCP) SYSTEM | 05/21 | NACE INTERNATIONAL | NACE | NACE SP0607 | Petroleum and Natural Gas Industries — Cathodic Protection of Pipeline Transportation Systems — Part 2: Offshore Pipelines | 2007
11475 | 26 42 17 | IMPRESSED CURRENT CATHODIC PROTECTION (ICCP) SYSTEM | 05/21 | NACE INTERNATIONAL | NACE | NACE SP21424 | Alternating Current Corrosion on Cathodically Protected Pipelines: Risk Assessment, Mitigation and Monitoring | 2018
11476 | 26 42 17 | IMPRESSED CURRENT CATHODIC PROTECTION (ICCP) SYSTEM | 05/21 | NACE INTERNATIONAL | NACE | NACE TPC 11 | A Guide to the Organization of Underground Corrosion-Control Coordinating Committees | 2008
11477 | 26 42 17 | IMPRESSED CURRENT CATHODIC PROTECTION (ICCP) SYSTEM | 05/21 | NATIONAL ELECTRICAL MANUFACTURERS ASSOCIATION | NEMA | ANSI C119.1 | Electric Connectors - Sealed Insulated Underground Connector Systems Rated 600 Volts | 2023
11478 | 26 42 17 | IMPRESSED CURRENT CATHODIC PROTECTION (ICCP) SYSTEM | 05/21 | NATIONAL ELECTRICAL MANUFACTURERS ASSOCIATION | NEMA | NEMA ICS 6 | Industrial Control and Systems: Enclosures | 1993; R 2016
11479 | 26 42 17 | IMPRESSED CURRENT CATHODIC PROTECTION (ICCP) SYSTEM | 05/21 | NATIONAL ELECTRICAL MANUFACTURERS ASSOCIATION | NEMA | NEMA RN 1 | Polyvinyl-Chloride (PVC) Externally Coated Galvanized Rigid Steel Conduit and Intermediate Metal Conduit | 2005; R 2013
11480 | 26 42 17 | IMPRESSED CURRENT CATHODIC PROTECTION (ICCP) SYSTEM | 05/21 | NATIONAL ELECTRICAL MANUFACTURERS ASSOCIATION | NEMA | NEMA TC 2 | Standard for Electrical Polyvinyl Chloride (PVC) Conduit | 2020
11481 | 26 42 17 | IMPRESSED CURRENT CATHODIC PROTECTION (ICCP) SYSTEM | 05/21 | NATIONAL FIRE PROTECTION ASSOCIATION | NFPA | NFPA 70 | National Electrical Code | 2023
11482 | 26 42 17 | IMPRESSED CURRENT CATHODIC PROTECTION (ICCP) SYSTEM | 05/21 | U.S. DEPARTMENT OF DEFENSE | DOD | MIL-A-18001 | Anodes, Sacrificial Zinc Alloy | 1993
11483 | 26 42 17 | IMPRESSED CURRENT CATHODIC PROTECTION (ICCP) SYSTEM | 05/21 | U.S. DEPARTMENT OF DEFENSE | DOD | MIL-I-1361 | Instrument Auxiliaries, Electrical Measuring: Shunts, Resistors and Transformers | 1985; Rev C; Notice 1 1991; Notice 2 2021
11484 | 26 42 17 | IMPRESSED CURRENT CATHODIC PROTECTION (ICCP) SYSTEM | 05/21 | UNDERWRITERS LABORATORIES | UL | UL 6 | UL Standard for Safety Electrical Rigid Metal Conduit-Steel | 2022
11485 | 26 42 17 | IMPRESSED CURRENT CATHODIC PROTECTION (ICCP) SYSTEM | 05/21 | UNDERWRITERS LABORATORIES | UL | UL 44 | UL Standard for Safety Thermoset-Insulated Wires and Cables | 2018; Reprint May 2021
11486 | 26 42 17 | IMPRESSED CURRENT CATHODIC PROTECTION (ICCP) SYSTEM | 05/21 | UNDERWRITERS LABORATORIES | UL | UL 83 | UL Standard for Safety Thermoplastic-Insulated Wires and Cables | 2017; Reprint Mar 2020
11487 | 26 42 17 | IMPRESSED CURRENT CATHODIC PROTECTION (ICCP) SYSTEM | 05/21 | UNDERWRITERS LABORATORIES | UL | UL 467 | UL Standard for Safety Grounding and Bonding Equipment | 2022
11488 | 26 42 17 | IMPRESSED CURRENT CATHODIC PROTECTION (ICCP) SYSTEM | 05/21 | UNDERWRITERS LABORATORIES | UL | UL 486A-486B | UL Standard for Safety Wire Connectors | 2018; Reprint Jul 2023
11489 | 26 42 17 | IMPRESSED CURRENT CATHODIC PROTECTION (ICCP) SYSTEM | 05/21 | UNDERWRITERS LABORATORIES | UL | UL 489 | UL Standard for Safety Molded-Case Circuit Breakers, Molded-Case Switches and Circuit-Breaker Enclosures | 2016; Rev 2019
11490 | 26 42 17 | IMPRESSED CURRENT CATHODIC PROTECTION (ICCP) SYSTEM | 05/21 | UNDERWRITERS LABORATORIES | UL | UL 506 | UL Standard for Safety Specialty Transformers | 2017; Reprint Jan 2022
11491 | 26 42 17 | IMPRESSED CURRENT CATHODIC PROTECTION (ICCP) SYSTEM | 05/21 | UNDERWRITERS LABORATORIES | UL | UL 510 | UL Standard for Safety Polyvinyl Chloride, Polyethylene and Rubber Insulating Tape | 2020; Dec 2022
11492 | 26 42 17 | IMPRESSED CURRENT CATHODIC PROTECTION (ICCP) SYSTEM | 05/21 | UNDERWRITERS LABORATORIES | UL | UL 514A | UL Standard for Safety Metallic Outlet Boxes | 2013; Reprint Jun 2022
11493 | 26 42 17 | IMPRESSED CURRENT CATHODIC PROTECTION (ICCP) SYSTEM | 05/21 | UNDERWRITERS LABORATORIES | UL | UL 514B | UL Standard for Safety Conduit, Tubing and Cable Fittings | 2012; Reprint Mar 2024
11494 | 26 42 17 | IMPRESSED CURRENT CATHODIC PROTECTION (ICCP) SYSTEM | 05/21 | UNDERWRITERS LABORATORIES | UL | UL 854 | Standard for Service-Entrance Cables | 2020; Reprint Jul 2024
11495 | 26 42 19.10 | CATHODIC PROTECTION SYSTEMS (IMPRESSED CURRENT) FOR LOCK MITER GATES | 11/08 | AMERICAN NATIONAL STANDARDS INSTITUTE | ANSI | ANSI C39.1 | Requirements for Electrical Analog Indicating Instruments | 1981; R 1992
11496 | 26 42 19.10 | CATHODIC PROTECTION SYSTEMS (IMPRESSED CURRENT) FOR LOCK MITER GATES | 11/08 | ASTM INTERNATIONAL | ASTM | ASTM A518/A518M | Standard Specification for Corrosion-Resistant High-Silicon Iron Castings | 1999; R 2022
11497 | 26 42 19.10 | CATHODIC PROTECTION SYSTEMS (IMPRESSED CURRENT) FOR LOCK MITER GATES | 11/08 | ASTM INTERNATIONAL | ASTM | ASTM D789 | Determination of Relative Viscosity and Moisture Content of Polyamide (PA) | 2015
11498 | 26 42 19.10 | CATHODIC PROTECTION SYSTEMS (IMPRESSED CURRENT) FOR LOCK MITER GATES | 11/08 | ASTM INTERNATIONAL | ASTM | ASTM D1248 | Standard Specification for Polyethylene Plastics Extrusion Materials for Wire and Cable | 2016
11499 | 26 42 19.10 | CATHODIC PROTECTION SYSTEMS (IMPRESSED CURRENT) FOR LOCK MITER GATES | 11/08 | NACE INTERNATIONAL | NACE | NACE SP0169 | Control of External Corrosion on Underground or Submerged Metallic Piping Systems | 2013
11500 | 26 42 19.10 | CATHODIC PROTECTION SYSTEMS (IMPRESSED CURRENT) FOR LOCK MITER GATES | 11/08 | NATIONAL ELECTRICAL MANUFACTURERS ASSOCIATION | NEMA | ANSI C80.1 | American National Standard for Electrical Rigid Steel Conduit (ERSC) | 2020
11501 | 26 42 19.10 | CATHODIC PROTECTION SYSTEMS (IMPRESSED CURRENT) FOR LOCK MITER GATES | 11/08 | NATIONAL ELECTRICAL MANUFACTURERS ASSOCIATION | NEMA | NEMA 250 | Enclosures for Electrical Equipment (1000 Volts Maximum) | 2020
11502 | 26 42 19.10 | CATHODIC PROTECTION SYSTEMS (IMPRESSED CURRENT) FOR LOCK MITER GATES | 11/08 | NATIONAL ELECTRICAL MANUFACTURERS ASSOCIATION | NEMA | NEMA FB 1 | Standard for Fittings, Cast Metal Boxes, and Conduit Bodies for Conduit, Electrical Metallic Tubing, and Cable | 2014
11503 | 26 42 19.10 | CATHODIC PROTECTION SYSTEMS (IMPRESSED CURRENT) FOR LOCK MITER GATES | 11/08 | NATIONAL ELECTRICAL MANUFACTURERS ASSOCIATION | NEMA | NEMA FU 1 | Low Voltage Cartridge Fuses | 2012
11504 | 26 42 19.10 | CATHODIC PROTECTION SYSTEMS (IMPRESSED CURRENT) FOR LOCK MITER GATES | 11/08 | NATIONAL ELECTRICAL MANUFACTURERS ASSOCIATION | NEMA | NEMA ST 1 | Specialty Transformers (Except General Purpose Type) | 1988; R 1994; R 1997
11505 | 26 42 19.10 | CATHODIC PROTECTION SYSTEMS (IMPRESSED CURRENT) FOR LOCK MITER GATES | 11/08 | NATIONAL ELECTRICAL MANUFACTURERS ASSOCIATION | NEMA | NEMA ST 20 | Dry-Type Transformers for General Applications | 2014
11506 | 26 42 19.10 | CATHODIC PROTECTION SYSTEMS (IMPRESSED CURRENT) FOR LOCK MITER GATES | 11/08 | NATIONAL ELECTRICAL MANUFACTURERS ASSOCIATION | NEMA | NEMA TC 2 | Standard for Electrical Polyvinyl Chloride (PVC) Conduit | 2020
11507 | 26 42 19.10 | CATHODIC PROTECTION SYSTEMS (IMPRESSED CURRENT) FOR LOCK MITER GATES | 11/08 | NATIONAL FIRE PROTECTION ASSOCIATION | NFPA | NFPA 70 | National Electrical Code | 2023
11508 | 26 42 19.10 | CATHODIC PROTECTION SYSTEMS (IMPRESSED CURRENT) FOR LOCK MITER GATES | 11/08 | U.S. ARMY CORPS OF ENGINEERS | USACE | CERL Tech Rep FM-95/05 | Field Evaluation of Cathodic Protection Systems Using Ceramic-Coated Anodes for Lock and Dam Gates | 1994
11509 | 26 42 19.10 | CATHODIC PROTECTION SYSTEMS (IMPRESSED CURRENT) FOR LOCK MITER GATES | 11/08 | U.S. ARMY CORPS OF ENGINEERS | USACE | EM 1110-2-2704 | Engineering and Design -- Cathodic Protection Systems (CPS) for Civil Works (CW) Structures | 2021
11510 | 26 42 19.10 | CATHODIC PROTECTION SYSTEMS (IMPRESSED CURRENT) FOR LOCK MITER GATES | 11/08 | UNDERWRITERS LABORATORIES | UL | UL 489 | UL Standard for Safety Molded-Case Circuit Breakers, Molded-Case Switches and Circuit-Breaker Enclosures | 2016; Rev 2019
11511 | 26 51 00 | INTERIOR LIGHTING | 05/20, CHG 2: 11/21 | ASTM INTERNATIONAL | ASTM | ASTM A580/A580M | Standard Specification for Stainless Steel Wire | 2023
11512 | 26 51 00 | INTERIOR LIGHTING | 05/20, CHG 2: 11/21 | ASTM INTERNATIONAL | ASTM | ASTM A641/A641M | Standard Specification for Zinc-Coated (Galvanized) Carbon Steel Wire | 2019
11513 | 26 51 00 | INTERIOR LIGHTING | 05/20, CHG 2: 11/21 | ASTM INTERNATIONAL | ASTM | ASTM A653/A653M | Standard Specification for Steel Sheet, Zinc-Coated (Galvanized) or Zinc-Iron Alloy-Coated (Galvannealed) by the Hot-Dip Process | 2023
11514 | 26 51 00 | INTERIOR LIGHTING | 05/20, CHG 2: 11/21 | ASTM INTERNATIONAL | ASTM | ASTM A1008/A1008M | Standard Specification for Steel, Sheet, Cold-Rolled, Carbon, Structural, High-Strength Low-Alloy, High-Strength Low-Alloy with Improved Formability, Solution Hardened, and Bake Hardenable | 2024
11515 | 26 51 00 | INTERIOR LIGHTING | 05/20, CHG 2: 11/21 | ASTM INTERNATIONAL | ASTM | ASTM B164 | Standard Specification for Nickel-Copper Alloy Rod, Bar, and Wire | 2003; R 2014
11516 | 26 51 00 | INTERIOR LIGHTING | 05/20, CHG 2: 11/21 | ASTM INTERNATIONAL | ASTM | ASTM B633 | Standard Specification for Electrodeposited Coatings of Zinc on Iron and Steel | 2023
11517 | 26 51 00 | INTERIOR LIGHTING | 05/20, CHG 2: 11/21 | ASTM INTERNATIONAL | ASTM | ASTM D4674 REV A | Standard Practice for Accelerated Testing for Color Stability of Plastics Exposed to Indoor Office Environments | 2002; R 2010
11518 | 26 51 00 | INTERIOR LIGHTING | 05/20, CHG 2: 11/21 | CALIFORNIA ENERGY COMMISSION | CEC | CEC Title 20 | Appliance Efficiency Regulations / Public Utilities and Energy Division 2. State Energy Resources Conservation and Development Commission | 2019
11519 | 26 51 00 | INTERIOR LIGHTING | 05/20, CHG 2: 11/21 | CALIFORNIA ENERGY COMMISSION | CEC | CEC Title 24 | Building Energy Efficiency Standards For Residential and Nonresidential Buildings | 2016
11520 | 26 51 00 | INTERIOR LIGHTING | 05/20, CHG 2: 11/21 | EUROPEAN UNION | EU | Directive 2011/65/EU | Restriction of the Use of Certain Hazardous Substances in Electrical and Electronic Equipment | 2011
11521 | 26 51 00 | INTERIOR LIGHTING | 05/20, CHG 2: 11/21 | ILLUMINATING ENGINEERING SOCIETY | IES | ANSI/IES LM-79 | Approved Method: Electrical and Photometric Measurements of Solid State Lighting Products | 2019
11522 | 26 51 00 | INTERIOR LIGHTING | 05/20, CHG 2: 11/21 | ILLUMINATING ENGINEERING SOCIETY | IES | ANSI/IES LM-80 | Approved Method: Measuring Luminous Flux and Color Maintenance of LED Packages, Arrays and Modules | 2020
11523 | 26 51 00 | INTERIOR LIGHTING | 05/20, CHG 2: 11/21 | ILLUMINATING ENGINEERING SOCIETY | IES | ANSI/IES LS-1 | Lighting Science: Nomenclature and Definitions for Illuminating Engineering | 2020
11524 | 26 51 00 | INTERIOR LIGHTING | 05/20, CHG 2: 11/21 | ILLUMINATING ENGINEERING SOCIETY | IES | ANSI/IES TM-15 | Technical Memorandum: Luminaire Classification System for Outdoor Luminaires | 2020
11525 | 26 51 00 | INTERIOR LIGHTING | 05/20, CHG 2: 11/21 | ILLUMINATING ENGINEERING SOCIETY | IES | ANSI/IES TM-21 | Technical Memorandum: Projecting Long-TermLuminous, Photon, and Radiant Flux Maintenance of LED Light Sources | 2021
11526 | 26 51 00 | INTERIOR LIGHTING | 05/20, CHG 2: 11/21 | ILLUMINATING ENGINEERING SOCIETY | IES | ANSI/IES TM-30 | Technical Memorandum: IES Method for Evaluating Light Source Color Rendition | 2020
11527 | 26 51 00 | INTERIOR LIGHTING | 05/20, CHG 2: 11/21 | ILLUMINATING ENGINEERING SOCIETY | IES | IES Lighting Library | IES Lighting Library
11528 | 26 51 00 | INTERIOR LIGHTING | 05/20, CHG 2: 11/21 | INSTITUTE OF ELECTRICAL AND ELECTRONICS ENGINEERS | IEEE | IEEE 100 | The Authoritative Dictionary of IEEE Standards Terms | 2000; Archived
11529 | 26 51 00 | INTERIOR LIGHTING | 05/20, CHG 2: 11/21 | INSTITUTE OF ELECTRICAL AND ELECTRONICS ENGINEERS | IEEE | IEEE C2 | National Electrical Safety Code | 2023
11530 | 26 51 00 | INTERIOR LIGHTING | 05/20, CHG 2: 11/21 | INSTITUTE OF ELECTRICAL AND ELECTRONICS ENGINEERS | IEEE | IEEE C62.41 | Recommended Practice on Surge Voltages in Low-Voltage AC Power Circuits | 1991; R 1995
11531 | 26 51 00 | INTERIOR LIGHTING | 05/20, CHG 2: 11/21 | NATIONAL ELECTRICAL MANUFACTURERS ASSOCIATION | NEMA | ANSI C78.54 | Specification Sheet for Tubular Fluorescent Replacement and Retrofit LED Lamps | 2019
11532 | 26 51 00 | INTERIOR LIGHTING | 05/20, CHG 2: 11/21 | NATIONAL ELECTRICAL MANUFACTURERS ASSOCIATION | NEMA | NEMA 77 | Temporal Light Artifacts: Test Methods and Guidance for Acceptance Criteria | 2017
11533 | 26 51 00 | INTERIOR LIGHTING | 05/20, CHG 2: 11/21 | NATIONAL ELECTRICAL MANUFACTURERS ASSOCIATION | NEMA | NEMA 250 | Enclosures for Electrical Equipment (1000 Volts Maximum) | 2020
11534 | 26 51 00 | INTERIOR LIGHTING | 05/20, CHG 2: 11/21 | NATIONAL ELECTRICAL MANUFACTURERS ASSOCIATION | NEMA | NEMA ANSLG C78.377 | Electric Lamps— Specifications for the Chromaticity of Solid State Lighting Products | 2017
11535 | 26 51 00 | INTERIOR LIGHTING | 05/20, CHG 2: 11/21 | NATIONAL ELECTRICAL MANUFACTURERS ASSOCIATION | NEMA | NEMA C82.77-10 | Harmonic Emission Limits - Related Power Quality Requirements | 2020
11536 | 26 51 00 | INTERIOR LIGHTING | 05/20, CHG 2: 11/21 | NATIONAL ELECTRICAL MANUFACTURERS ASSOCIATION | NEMA | NEMA ICS 2 | Industrial Control and Systems Controllers, Contactors, and Overload Relays Rated 600 V | 2000; R 2020
11537 | 26 51 00 | INTERIOR LIGHTING | 05/20, CHG 2: 11/21 | NATIONAL ELECTRICAL MANUFACTURERS ASSOCIATION | NEMA | NEMA ICS 6 | Industrial Control and Systems: Enclosures | 1993; R 2016
11538 | 26 51 00 | INTERIOR LIGHTING | 05/20, CHG 2: 11/21 | NATIONAL ELECTRICAL MANUFACTURERS ASSOCIATION | NEMA | NEMA SSL 1 | Electronic Drivers for LED Devices, Arrays, or Systems | 2016
11539 | 26 51 00 | INTERIOR LIGHTING | 05/20, CHG 2: 11/21 | NATIONAL ELECTRICAL MANUFACTURERS ASSOCIATION | NEMA | NEMA SSL 3 | High-Power White LED Binning for General Illumination | 2011
11540 | 26 51 00 | INTERIOR LIGHTING | 05/20, CHG 2: 11/21 | NATIONAL ELECTRICAL MANUFACTURERS ASSOCIATION | NEMA | NEMA SSL 7A | Phase-Cut Dimming for Solid State Lighting: Basic Compatibility | 2015
11541 | 26 51 00 | INTERIOR LIGHTING | 05/20, CHG 2: 11/21 | NATIONAL ELECTRICAL MANUFACTURERS ASSOCIATION | NEMA | NEMA WD 1 | Standard for General Color Requirements for Wiring Devices | 1999; R 2020
11542 | 26 51 00 | INTERIOR LIGHTING | 05/20, CHG 2: 11/21 | NATIONAL ELECTRICAL MANUFACTURERS ASSOCIATION | NEMA | NEMA WD 7 | Occupancy Motion Sensors Standard | 2011; R 2016; R 2021
11543 | 26 51 00 | INTERIOR LIGHTING | 05/20, CHG 2: 11/21 | NATIONAL FIRE PROTECTION ASSOCIATION | NFPA | NFPA 70 | National Electrical Code | 2023
11544 | 26 51 00 | INTERIOR LIGHTING | 05/20, CHG 2: 11/21 | NATIONAL FIRE PROTECTION ASSOCIATION | NFPA | NFPA 101 | Life Safety Code | 2024
11545 | 26 51 00 | INTERIOR LIGHTING | 05/20, CHG 2: 11/21 | NATIONAL FIRE PROTECTION ASSOCIATION | NFPA | NFPA 110 | Standard for Emergency and Standby Power Systems | 2025
11546 | 26 51 00 | INTERIOR LIGHTING | 05/20, CHG 2: 11/21 | U.S. DEPARTMENT OF ENERGY | DOE | Energy Star | Energy Star Energy Efficiency Labeling System (FEMP) | 1992; R 2006
11547 | 26 51 00 | INTERIOR LIGHTING | 05/20, CHG 2: 11/21 | U.S. NATIONAL ARCHIVES AND RECORDS ADMINISTRATION | NARA | 47 CFR 15 | Radio Frequency Devices
11548 | 26 51 00 | INTERIOR LIGHTING | 05/20, CHG 2: 11/21 | UNDERWRITERS LABORATORIES | UL | UL 20 | UL Standard for Safety General-Use Snap Switches | 2018; Reprint May 2023
11549 | 26 51 00 | INTERIOR LIGHTING | 05/20, CHG 2: 11/21 | UNDERWRITERS LABORATORIES | UL | UL 94 | UL Standard for Safety Tests for Flammability of Plastic Materials for Parts in Devices and Appliances | 2023; Reprint Jan 2024
11550 | 26 51 00 | INTERIOR LIGHTING | 05/20, CHG 2: 11/21 | UNDERWRITERS LABORATORIES | UL | UL 508 | UL Standard for Safety Industrial Control Equipment | 2018; Reprint Jul 2021
11551 | 26 51 00 | INTERIOR LIGHTING | 05/20, CHG 2: 11/21 | UNDERWRITERS LABORATORIES | UL | UL 844 | UL Standard for Safety Luminaires for Use in Hazardous (Classified) Locations | 2012; Reprint Oct 2021
11552 | 26 51 00 | INTERIOR LIGHTING | 05/20, CHG 2: 11/21 | UNDERWRITERS LABORATORIES | UL | UL 916 | UL Standard for Safety Energy Management Equipment | 2015; Reprint Oct 2021
11553 | 26 51 00 | INTERIOR LIGHTING | 05/20, CHG 2: 11/21 | UNDERWRITERS LABORATORIES | UL | UL 917 | UL Standard for Safety Clock-Operated Switches | 2006; Reprint Aug 2013
11554 | 26 51 00 | INTERIOR LIGHTING | 05/20, CHG 2: 11/21 | UNDERWRITERS LABORATORIES | UL | UL 924 | UL Standard for Safety Emergency Lighting and Power Equipment | 2016; Reprint Dec 2022
11555 | 26 51 00 | INTERIOR LIGHTING | 05/20, CHG 2: 11/21 | UNDERWRITERS LABORATORIES | UL | UL 1472 | UL Standard for Safety Solid-State Dimming Controls | 2015
11556 | 26 51 00 | INTERIOR LIGHTING | 05/20, CHG 2: 11/21 | UNDERWRITERS LABORATORIES | UL | UL 1598 | UL Standard for Safety Luminaires | 2021; Reprint Jan 2024
11557 | 26 51 00 | INTERIOR LIGHTING | 05/20, CHG 2: 11/21 | UNDERWRITERS LABORATORIES | UL | UL 1598C | Standard for Light-Emitting Diode (LED) Retrofit Luminaire Conversion Kits | 2014
11558 | 26 51 00 | INTERIOR LIGHTING | 05/20, CHG 2: 11/21 | UNDERWRITERS LABORATORIES | UL | UL 1993 | Self-Ballasted Lamps and Lamp Adapters | 2017
11559 | 26 51 00 | INTERIOR LIGHTING | 05/20, CHG 2: 11/21 | UNDERWRITERS LABORATORIES | UL | UL 2043 | Fire Test for Heat and Visible Smoke Release for Discrete Products and Their Accessories Installed in Air-Handling Spaces | 2023
11560 | 26 51 00 | INTERIOR LIGHTING | 05/20, CHG 2: 11/21 | UNDERWRITERS LABORATORIES | UL | UL 8750 | UL Standard for Safety Light Emitting Diode (LED) Equipment for Use in Lighting Products | 2020; Reprint Jul 2024
11561 | 26 55 53 | SECURITY LIGHTING | 11/23 | ASTM INTERNATIONAL | ASTM | ASTM A48/A48M | Standard Specification for Gray Iron Castings | 2022
11562 | 26 55 53 | SECURITY LIGHTING | 11/23 | ASTM INTERNATIONAL | ASTM | ASTM A123/A123M | Standard Specification for Zinc (Hot-Dip Galvanized) Coatings on Iron and Steel Products | 2017
11563 | 26 55 53 | SECURITY LIGHTING | 11/23 | ASTM INTERNATIONAL | ASTM | ASTM A153/A153M | Standard Specification for Zinc Coating (Hot-Dip) on Iron and Steel Hardware | 2023
11564 | 26 55 53 | SECURITY LIGHTING | 11/23 | ASTM INTERNATIONAL | ASTM | ASTM A575 | Standard Specification for Steel Bars, Carbon, Merchant Quality, M-Grades | 2020
11565 | 26 55 53 | SECURITY LIGHTING | 11/23 | ASTM INTERNATIONAL | ASTM | ASTM A576 | Standard Specification for Steel Bars, Carbon, Hot-Wrought, Special Quality | 2023
11566 | 26 55 53 | SECURITY LIGHTING | 11/23 | ASTM INTERNATIONAL | ASTM | ASTM B2 | Standard Specification for Medium-Hard-Drawn Copper Wire | 2013
11567 | 26 55 53 | SECURITY LIGHTING | 11/23 | ASTM INTERNATIONAL | ASTM | ASTM B8 | Standard Specification for Concentric-Lay-Stranded Copper Conductors, Hard, Medium-Hard, or Soft | 2023
11568 | 26 55 53 | SECURITY LIGHTING | 11/23 | ASTM INTERNATIONAL | ASTM | ASTM B117 | Standard Practice for Operating Salt Spray (Fog) Apparatus | 2019
11569 | 26 55 53 | SECURITY LIGHTING | 11/23 | ASTM INTERNATIONAL | ASTM | ASTM C478 | Standard Specification for Circular Precast Reinforced Concrete Manhole Sections | 2018
11570 | 26 55 53 | SECURITY LIGHTING | 11/23 | ASTM INTERNATIONAL | ASTM | ASTM D1654 | Standard Test Method for Evaluation of Painted or Coated Specimens Subjected to Corrosive Environments | 2008; R 2016; E 2017
11571 | 26 55 53 | SECURITY LIGHTING | 11/23 | ILLUMINATING ENGINEERING SOCIETY | IES | ANSI/IES RP-8 | Recommended Practice for Design and Maintenance of Roadway and Parking Facility Lighting | 2018; Addenda 1 2020; Errata 1-2 2021
11572 | 26 55 53 | SECURITY LIGHTING | 11/23 | INSTITUTE OF ELECTRICAL AND ELECTRONICS ENGINEERS | IEEE | IEEE 81 | Guide for Measuring Earth Resistivity, Ground Impedance, and Earth Surface Potentials of a Ground System | 2012
11573 | 26 55 53 | SECURITY LIGHTING | 11/23 | INSTITUTE OF ELECTRICAL AND ELECTRONICS ENGINEERS | IEEE | IEEE C2 | National Electrical Safety Code | 2023
11574 | 26 55 53 | SECURITY LIGHTING | 11/23 | INSTITUTE OF ELECTRICAL AND ELECTRONICS ENGINEERS | IEEE | IEEE C62.41.1 | Guide on the Surges Environment in Low-Voltage (1000 V and Less) AC Power Circuits | 2002; R 2008
11575 | 26 55 53 | SECURITY LIGHTING | 11/23 | INSTITUTE OF ELECTRICAL AND ELECTRONICS ENGINEERS | IEEE | IEEE C62.41.2 | Recommended Practice on Characterization of Surges in Low-Voltage (1000 V and Less) AC Power Circuits | 2002
11576 | 26 55 53 | SECURITY LIGHTING | 11/23 | INSTITUTE OF ELECTRICAL AND ELECTRONICS ENGINEERS | IEEE | IEEE C135.1 | Standard for Zinc-Coated Steel Bolts and Nuts for Overhead Line Construction | 1999
11577 | 26 55 53 | SECURITY LIGHTING | 11/23 | INSTITUTE OF ELECTRICAL AND ELECTRONICS ENGINEERS | IEEE | IEEE C135.30 | Standard for Zinc-Coated Ferrous Ground Rods for Overhead or Underground Line Construction | 1988
11578 | 26 55 53 | SECURITY LIGHTING | 11/23 | NATIONAL ELECTRICAL MANUFACTURERS ASSOCIATION | NEMA | ANSI ANSLG C78.42 | For Electric Lamps: High-Pressure Sodium Lamps | 2009; S 2022
11579 | 26 55 53 | SECURITY LIGHTING | 11/23 | NATIONAL ELECTRICAL MANUFACTURERS ASSOCIATION | NEMA | ANSI C78.40 | American National Standard for Mercury Lamps--Specifications | 2011
11580 | 26 55 53 | SECURITY LIGHTING | 11/23 | NATIONAL ELECTRICAL MANUFACTURERS ASSOCIATION | NEMA | ANSI C80.1 | American National Standard for Electrical Rigid Steel Conduit (ERSC) | 2020
11581 | 26 55 53 | SECURITY LIGHTING | 11/23 | NATIONAL ELECTRICAL MANUFACTURERS ASSOCIATION | NEMA | ANSI C82.4 | Lamp Ballasts - Ballasts for High- Intensity-Discharge and Low-Pressure Sodium Lamps | 2017; R 2022
11582 | 26 55 53 | SECURITY LIGHTING | 11/23 | NATIONAL ELECTRICAL MANUFACTURERS ASSOCIATION | NEMA | ANSI C119.1 | Electric Connectors - Sealed Insulated Underground Connector Systems Rated 600 Volts | 2023
11583 | 26 55 53 | SECURITY LIGHTING | 11/23 | NATIONAL ELECTRICAL MANUFACTURERS ASSOCIATION | NEMA | ANSI C136.2 | American National Standard for Roadway and Area Lighting Equipment: Luminaires Voltage Classification | 2015
11584 | 26 55 53 | SECURITY LIGHTING | 11/23 | NATIONAL ELECTRICAL MANUFACTURERS ASSOCIATION | NEMA | ANSI C136.3 | Roadway and Area Lighting Equipment - Luminaire Attachments | 2020
11585 | 26 55 53 | SECURITY LIGHTING | 11/23 | NATIONAL ELECTRICAL MANUFACTURERS ASSOCIATION | NEMA | ANSI C136.6 | American National Standard for Roadway Lighting Equipment - Metal Heads and Reflector Assemblies - Mechanical and Optical Interchangeability | 2004
11586 | 26 55 53 | SECURITY LIGHTING | 11/23 | NATIONAL ELECTRICAL MANUFACTURERS ASSOCIATION | NEMA | ANSI C136.9 | American National Standard for Roadway and Area Lighting Equipment - Socket Support Assemblies for Metal Heads - Mechanical Interchangeability | 2003
11587 | 26 55 53 | SECURITY LIGHTING | 11/23 | NATIONAL ELECTRICAL MANUFACTURERS ASSOCIATION | NEMA | ANSI C136.11 | Roadway Lighting Equipment - Multiple Parallel Wired Sockets | 2011; R 2016; STBL 2021
11588 | 26 55 53 | SECURITY LIGHTING | 11/23 | NATIONAL ELECTRICAL MANUFACTURERS ASSOCIATION | NEMA | ANSI C136.15 | American National Standard for Roadway and Area Lighting Equipment - Luminaire Field Identification | 2020
11589 | 26 55 53 | SECURITY LIGHTING | 11/23 | NATIONAL ELECTRICAL MANUFACTURERS ASSOCIATION | NEMA | ANSI/ANSLG C78.43 | American National Standard for Electric Lamps - Single-Ended Metal-Halide Lamps | 2013
11590 | 26 55 53 | SECURITY LIGHTING | 11/23 | NATIONAL ELECTRICAL MANUFACTURERS ASSOCIATION | NEMA | ANSI/NEMA OS 1 | Sheet-Steel Outlet Boxes, Device Boxes, Covers, and Box Supports | 2013; R 2020
11591 | 26 55 53 | SECURITY LIGHTING | 11/23 | NATIONAL ELECTRICAL MANUFACTURERS ASSOCIATION | NEMA | NEMA 250 | Enclosures for Electrical Equipment (1000 Volts Maximum) | 2020
11592 | 26 55 53 | SECURITY LIGHTING | 11/23 | NATIONAL ELECTRICAL MANUFACTURERS ASSOCIATION | NEMA | NEMA ICS 6 | Industrial Control and Systems: Enclosures | 1993; R 2016
11593 | 26 55 53 | SECURITY LIGHTING | 11/23 | NATIONAL ELECTRICAL MANUFACTURERS ASSOCIATION | NEMA | NEMA RN 1 | Polyvinyl-Chloride (PVC) Externally Coated Galvanized Rigid Steel Conduit and Intermediate Metal Conduit | 2005; R 2013
11594 | 26 55 53 | SECURITY LIGHTING | 11/23 | NATIONAL ELECTRICAL MANUFACTURERS ASSOCIATION | NEMA | NEMA TC 6 & 8 | Standard for Polyvinyl Chloride (PVC) Plastic Utilities Duct for Underground Installations | 2020
11595 | 26 55 53 | SECURITY LIGHTING | 11/23 | NATIONAL ELECTRICAL MANUFACTURERS ASSOCIATION | NEMA | NEMA TC 9 | Standard for Fittings for Polyvinyl Chloride (PVC) Plastic Utilities Duct for Underground Installation | 2020
11596 | 26 55 53 | SECURITY LIGHTING | 11/23 | NATIONAL FIRE PROTECTION ASSOCIATION | NFPA | NFPA 70 | National Electrical Code | 2023
11597 | 26 55 53 | SECURITY LIGHTING | 11/23 | TELECOMMUNICATIONS INDUSTRY ASSOCIATION | TIA | TIA-232 | Interface Between Data Terminal Equipment and Data Circuit-Terminating Equipment Employing Serial Binary Data Interchange | 1997f; R 2012
11598 | 26 55 53 | SECURITY LIGHTING | 11/23 | UNDERWRITERS LABORATORIES | UL | UL 6 | UL Standard for Safety Electrical Rigid Metal Conduit-Steel | 2022
11599 | 26 55 53 | SECURITY LIGHTING | 11/23 | UNDERWRITERS LABORATORIES | UL | UL 44 | UL Standard for Safety Thermoset-Insulated Wires and Cables | 2018; Reprint May 2021
11600 | 26 55 53 | SECURITY LIGHTING | 11/23 | UNDERWRITERS LABORATORIES | UL | UL 98 | UL Standard for Safety Enclosed and Dead-Front Switches | 2016; Reprint Jan 2022
11601 | 26 55 53 | SECURITY LIGHTING | 11/23 | UNDERWRITERS LABORATORIES | UL | UL 467 | UL Standard for Safety Grounding and Bonding Equipment | 2022
11602 | 26 55 53 | SECURITY LIGHTING | 11/23 | UNDERWRITERS LABORATORIES | UL | UL 486A-486B | UL Standard for Safety Wire Connectors | 2018; Reprint Jul 2023
11603 | 26 55 53 | SECURITY LIGHTING | 11/23 | UNDERWRITERS LABORATORIES | UL | UL 506 | UL Standard for Safety Specialty Transformers | 2017; Reprint Jan 2022
11604 | 26 55 53 | SECURITY LIGHTING | 11/23 | UNDERWRITERS LABORATORIES | UL | UL 514A | UL Standard for Safety Metallic Outlet Boxes | 2013; Reprint Jun 2022
11605 | 26 55 53 | SECURITY LIGHTING | 11/23 | UNDERWRITERS LABORATORIES | UL | UL 514B | UL Standard for Safety Conduit, Tubing and Cable Fittings | 2012; Reprint Mar 2024
11606 | 26 55 53 | SECURITY LIGHTING | 11/23 | UNDERWRITERS LABORATORIES | UL | UL 514C | UL Standard for Safety Nonmetallic Outlet Boxes, Flush-Device Boxes, and Covers | 2014; Reprint Apr 2024
11607 | 26 55 53 | SECURITY LIGHTING | 11/23 | UNDERWRITERS LABORATORIES | UL | UL 651 | UL Standard for Safety Schedule 40, 80, Type EB and A Rigid PVC Conduit and Fittings | 2011; Reprint May 2022
11608 | 26 55 53 | SECURITY LIGHTING | 11/23 | UNDERWRITERS LABORATORIES | UL | UL 651A | UL Standard for Safety Schedule 40 and 80 High Density Polyethylene (HDPE) Conduit | 2023; Reprint Jan 2024
11609 | 26 55 53 | SECURITY LIGHTING | 11/23 | UNDERWRITERS LABORATORIES | UL | UL 854 | Standard for Service-Entrance Cables | 2020; Reprint Jul 2024
11610 | 26 55 53 | SECURITY LIGHTING | 11/23 | UNDERWRITERS LABORATORIES | UL | UL 870 | UL Standard for Safety Wireways, Auxiliary Gutters, and Associated Fittings | 2016; Reprint Nov 2023
11611 | 26 55 53 | SECURITY LIGHTING | 11/23 | UNDERWRITERS LABORATORIES | UL | UL 1029 | UL Standard for Safety High-Intensity-Discharge Lamp Ballasts | 1994; Reprint Jul 2022
11612 | 26 55 53 | SECURITY LIGHTING | 11/23 | UNDERWRITERS LABORATORIES | UL | UL 1203 | UL Standard for Safety Explosion-Proof and Dust-Ignition-Proof Electrical Equipment for Use in Hazardous (Classified) Locations | 2023; Reprint May 2024
11613 | 26 55 53 | SECURITY LIGHTING | 11/23 | UNDERWRITERS LABORATORIES | UL | UL 1449 | UL Standard for Safety Surge Protective Devices | 2021; Reprint Dec 2022
11614 | 26 55 53 | SECURITY LIGHTING | 11/23 | UNDERWRITERS LABORATORIES | UL | UL 1598 | UL Standard for Safety Luminaires | 2021; Reprint Jan 2024
11615 | 26 55 80 | SURGICAL, PROCEDURE AND EXAM LIGHTING FIXTURES | 11/20 | ASSOCIATION FOR THE ADVANCEMENT OF MEDICAL INSTRUMENTATION | AAMI | ANSI/AAMI ES60601-1 | Medical Electrical Equipment - Part 1: General Requirements for Basic Safety and Essential Performance | 2005; R 2012
11616 | 26 55 80 | SURGICAL, PROCEDURE AND EXAM LIGHTING FIXTURES | 11/20 | INTERNATIONAL ELECTROTECHNICAL COMMISSION | IEC | IEC 60601-2-41 | Medical Electrical Equipment – Part 2-41: Particular Requirements for the Basic Safety and Essential Performance of Surgical Luminaires and Luminaires for Diagnosis | 2013
11617 | 26 55 80 | SURGICAL, PROCEDURE AND EXAM LIGHTING FIXTURES | 11/20 | NATIONAL FIRE PROTECTION ASSOCIATION | NFPA | NFPA 70 | National Electrical Code | 2023
11618 | 26 55 80 | SURGICAL, PROCEDURE AND EXAM LIGHTING FIXTURES | 11/20 | NATIONAL FIRE PROTECTION ASSOCIATION | NFPA | NFPA 99 | Health Care Facilities Code | 2024
11619 | 26 56 00 | EXTERIOR LIGHTING | 08/21 | ALLIANCE FOR TELECOMMUNICATIONS INDUSTRY SOLUTIONS | ATIS | ATIS ANSI O5.1 | Wood Poles -- Specifications & Dimensions | 2017
11620 | 26 56 00 | EXTERIOR LIGHTING | 08/21 | AMERICAN ASSOCIATION OF STATE HIGHWAY AND TRANSPORTATION OFFICIALS | AASHTO | AASHTO LTS | Standard Specifications for Structural Supports for Highway Signs, Luminaires and Traffic Signals | 2013; Errata 2013
11621 | 26 56 00 | EXTERIOR LIGHTING | 08/21 | AMERICAN SOCIETY OF CIVIL ENGINEERS | ASCE | ASCE 7-16 | Minimum Design Loads and Associated Criteria for Buildings and Other Structures | 2017; Errata 2018; Supp 1 2018
11622 | 26 56 00 | EXTERIOR LIGHTING | 08/21 | AMERICAN WOOD PROTECTION ASSOCIATION | AWPA | AWPA U1 | Use Category System: User Specification for Treated Wood | 2024
11623 | 26 56 00 | EXTERIOR LIGHTING | 08/21 | ASTM INTERNATIONAL | ASTM | ASTM A123/A123M | Standard Specification for Zinc (Hot-Dip Galvanized) Coatings on Iron and Steel Products | 2017
11624 | 26 56 00 | EXTERIOR LIGHTING | 08/21 | ASTM INTERNATIONAL | ASTM | ASTM A153/A153M | Standard Specification for Zinc Coating (Hot-Dip) on Iron and Steel Hardware | 2023
11625 | 26 56 00 | EXTERIOR LIGHTING | 08/21 | ASTM INTERNATIONAL | ASTM | ASTM B108/B108M | Standard Specification for Aluminum-Alloy Permanent Mold Castings | 2019
11626 | 26 56 00 | EXTERIOR LIGHTING | 08/21 | ASTM INTERNATIONAL | ASTM | ASTM B117 | Standard Practice for Operating Salt Spray (Fog) Apparatus | 2019
11627 | 26 56 00 | EXTERIOR LIGHTING | 08/21 | ASTM INTERNATIONAL | ASTM | ASTM C1089 | Standard Specification for Spun Cast Prestressed Concrete Poles | 2013
11628 | 26 56 00 | EXTERIOR LIGHTING | 08/21 | ASTM INTERNATIONAL | ASTM | ASTM G154 | Standard Practice for Operating Fluorescent Ultraviolet (UV) Lamp Apparatus for Exposure of Materials | 2023
11629 | 26 56 00 | EXTERIOR LIGHTING | 08/21 | CALIFORNIA ENERGY COMMISSION | CEC | CEC Title 24 | Building Energy Efficiency Standards For Residential and Nonresidential Buildings | 2016
11630 | 26 56 00 | EXTERIOR LIGHTING | 08/21 | EUROPEAN UNION | EU | Directive 2011/65/EU | Restriction of the Use of Certain Hazardous Substances in Electrical and Electronic Equipment | 2011
11631 | 26 56 00 | EXTERIOR LIGHTING | 08/21 | ILLUMINATING ENGINEERING SOCIETY | IES | ANSI/IES LM-79 | Approved Method: Electrical and Photometric Measurements of Solid State Lighting Products | 2019
11632 | 26 56 00 | EXTERIOR LIGHTING | 08/21 | ILLUMINATING ENGINEERING SOCIETY | IES | ANSI/IES LM-80 | Approved Method: Measuring Luminous Flux and Color Maintenance of LED Packages, Arrays and Modules | 2020
11633 | 26 56 00 | EXTERIOR LIGHTING | 08/21 | ILLUMINATING ENGINEERING SOCIETY | IES | ANSI/IES LP-11 | Lighting Practice: Environmental Considerations for Outdoor Lighting | 2020
11634 | 26 56 00 | EXTERIOR LIGHTING | 08/21 | ILLUMINATING ENGINEERING SOCIETY | IES | ANSI/IES LS-1 | Lighting Science: Nomenclature and Definitions for Illuminating Engineering | 2020
11635 | 26 56 00 | EXTERIOR LIGHTING | 08/21 | ILLUMINATING ENGINEERING SOCIETY | IES | ANSI/IES RP-8 | Recommended Practice for Design and Maintenance of Roadway and Parking Facility Lighting | 2018; Addenda 1 2020; Errata 1-2 2021
11636 | 26 56 00 | EXTERIOR LIGHTING | 08/21 | ILLUMINATING ENGINEERING SOCIETY | IES | ANSI/IES TM-15 | Technical Memorandum: Luminaire Classification System for Outdoor Luminaires | 2020
11637 | 26 56 00 | EXTERIOR LIGHTING | 08/21 | ILLUMINATING ENGINEERING SOCIETY | IES | ANSI/IES TM-21 | Technical Memorandum: Projecting Long-TermLuminous, Photon, and Radiant Flux Maintenance of LED Light Sources | 2021
11638 | 26 56 00 | EXTERIOR LIGHTING | 08/21 | ILLUMINATING ENGINEERING SOCIETY | IES | IES Lighting Library | IES Lighting Library
11639 | 26 56 00 | EXTERIOR LIGHTING | 08/21 | INSTITUTE OF ELECTRICAL AND ELECTRONICS ENGINEERS | IEEE | IEEE 100 | The Authoritative Dictionary of IEEE Standards Terms | 2000; Archived
11640 | 26 56 00 | EXTERIOR LIGHTING | 08/21 | INSTITUTE OF ELECTRICAL AND ELECTRONICS ENGINEERS | IEEE | IEEE C62.41.2 | Recommended Practice on Characterization of Surges in Low-Voltage (1000 V and Less) AC Power Circuits | 2002
11641 | 26 56 00 | EXTERIOR LIGHTING | 08/21 | NATIONAL ELECTRICAL MANUFACTURERS ASSOCIATION | NEMA | ANSI C136.3 | Roadway and Area Lighting Equipment - Luminaire Attachments | 2020
11642 | 26 56 00 | EXTERIOR LIGHTING | 08/21 | NATIONAL ELECTRICAL MANUFACTURERS ASSOCIATION | NEMA | ANSI C136.13 | Roadway and Area Lighting Equipment - Metal Brackets for Wood Poles | 2020
11643 | 26 56 00 | EXTERIOR LIGHTING | 08/21 | NATIONAL ELECTRICAL MANUFACTURERS ASSOCIATION | NEMA | ANSI C136.21 | American National Standard for Roadway and Area Lighting Equipment - Vertical Tenons Used with Post-Top-Mounted Luminaires | 2014
11644 | 26 56 00 | EXTERIOR LIGHTING | 08/21 | NATIONAL ELECTRICAL MANUFACTURERS ASSOCIATION | NEMA | ANSI C136.41 | Roadway and Area Lighting Equipment-Dimming Control Between an External Locking Type Photocontrol and Ballast or Driver | 2013
11645 | 26 56 00 | EXTERIOR LIGHTING | 08/21 | NATIONAL ELECTRICAL MANUFACTURERS ASSOCIATION | NEMA | NEMA 250 | Enclosures for Electrical Equipment (1000 Volts Maximum) | 2020
11646 | 26 56 00 | EXTERIOR LIGHTING | 08/21 | NATIONAL ELECTRICAL MANUFACTURERS ASSOCIATION | NEMA | NEMA ANSLG C78.377 | Electric Lamps— Specifications for the Chromaticity of Solid State Lighting Products | 2017
11647 | 26 56 00 | EXTERIOR LIGHTING | 08/21 | NATIONAL ELECTRICAL MANUFACTURERS ASSOCIATION | NEMA | NEMA C82.77-10 | Harmonic Emission Limits - Related Power Quality Requirements | 2020
11648 | 26 56 00 | EXTERIOR LIGHTING | 08/21 | NATIONAL ELECTRICAL MANUFACTURERS ASSOCIATION | NEMA | NEMA C136.10 | American National Standard for Roadway and Area Lighting Equipment-Locking-Type Photocontrol Devices and Mating Receptacles--Physical and Electrical Interchangeability and Testing | 2023
11649 | 26 56 00 | EXTERIOR LIGHTING | 08/21 | NATIONAL ELECTRICAL MANUFACTURERS ASSOCIATION | NEMA | NEMA C136.20 | Roadway and Area Lighting Equipment - Fiber Reinforced Composite (FRC) Lighting Poles | 2012; R 2021
11650 | 26 56 00 | EXTERIOR LIGHTING | 08/21 | NATIONAL ELECTRICAL MANUFACTURERS ASSOCIATION | NEMA | NEMA C136.31 | Roadway and Area Lighting Equipment - Luminaire Vibration | 2023
11651 | 26 56 00 | EXTERIOR LIGHTING | 08/21 | NATIONAL ELECTRICAL MANUFACTURERS ASSOCIATION | NEMA | NEMA ICS 2 | Industrial Control and Systems Controllers, Contactors, and Overload Relays Rated 600 V | 2000; R 2020
11652 | 26 56 00 | EXTERIOR LIGHTING | 08/21 | NATIONAL ELECTRICAL MANUFACTURERS ASSOCIATION | NEMA | NEMA ICS 6 | Industrial Control and Systems: Enclosures | 1993; R 2016
11653 | 26 56 00 | EXTERIOR LIGHTING | 08/21 | NATIONAL ELECTRICAL MANUFACTURERS ASSOCIATION | NEMA | NEMA IEC 60529 | Degrees of Protection Provided by Enclosures (IP Code) | 2004
11654 | 26 56 00 | EXTERIOR LIGHTING | 08/21 | NATIONAL ELECTRICAL MANUFACTURERS ASSOCIATION | NEMA | NEMA SSL 1 | Electronic Drivers for LED Devices, Arrays, or Systems | 2016
11655 | 26 56 00 | EXTERIOR LIGHTING | 08/21 | NATIONAL ELECTRICAL MANUFACTURERS ASSOCIATION | NEMA | NEMA SSL 3 | High-Power White LED Binning for General Illumination | 2011
11656 | 26 56 00 | EXTERIOR LIGHTING | 08/21 | NATIONAL ELECTRICAL MANUFACTURERS ASSOCIATION | NEMA | NEMA WD 7 | Occupancy Motion Sensors Standard | 2011; R 2016; R 2021
11657 | 26 56 00 | EXTERIOR LIGHTING | 08/21 | NATIONAL FIRE PROTECTION ASSOCIATION | NFPA | NFPA 70 | National Electrical Code | 2023
11658 | 26 56 00 | EXTERIOR LIGHTING | 08/21 | U.S. DEPARTMENT OF AGRICULTURE | USDA | RUS Bull 1728F-700 | Specification for Wood Poles, Stubs, and Anchor Logs | 2011
11659 | 26 56 00 | EXTERIOR LIGHTING | 08/21 | U.S. NATIONAL ARCHIVES AND RECORDS ADMINISTRATION | NARA | 47 CFR 15 | Radio Frequency Devices
11660 | 26 56 00 | EXTERIOR LIGHTING | 08/21 | UNDERWRITERS LABORATORIES | UL | UL 773 | UL Standard for Safety Plug-In, Locking Type Photocontrols for Use with Area Lighting | 2016; Reprint Jul 2020
11661 | 26 56 00 | EXTERIOR LIGHTING | 08/21 | UNDERWRITERS LABORATORIES | UL | UL 773A | UL Standard for Safety Nonindustrial Photoelectric Switches for Lighting Control | 2016; Reprint Jan 2024
11662 | 26 56 00 | EXTERIOR LIGHTING | 08/21 | UNDERWRITERS LABORATORIES | UL | UL 916 | UL Standard for Safety Energy Management Equipment | 2015; Reprint Oct 2021
11663 | 26 56 00 | EXTERIOR LIGHTING | 08/21 | UNDERWRITERS LABORATORIES | UL | UL 924 | UL Standard for Safety Emergency Lighting and Power Equipment | 2016; Reprint Dec 2022
11664 | 26 56 00 | EXTERIOR LIGHTING | 08/21 | UNDERWRITERS LABORATORIES | UL | UL 1310 | UL Standard for Safety Class 2 Power Units | 2018; Reprint Jun 2022
11665 | 26 56 00 | EXTERIOR LIGHTING | 08/21 | UNDERWRITERS LABORATORIES | UL | UL 1598 | UL Standard for Safety Luminaires | 2021; Reprint Jan 2024
11666 | 26 56 00 | EXTERIOR LIGHTING | 08/21 | UNDERWRITERS LABORATORIES | UL | UL 8750 | UL Standard for Safety Light Emitting Diode (LED) Equipment for Use in Lighting Products | 2020; Reprint Jul 2024
11667 | 26 56 20 | AIRFIELD AND HELIPORT LIGHTING AND VISUAL NAVIGATION AIDS | 02/19 | ASTM INTERNATIONAL | ASTM | ASTM A123/A123M | Standard Specification for Zinc (Hot-Dip Galvanized) Coatings on Iron and Steel Products | 2017
11668 | 26 56 20 | AIRFIELD AND HELIPORT LIGHTING AND VISUAL NAVIGATION AIDS | 02/19 | ASTM INTERNATIONAL | ASTM | ASTM A153/A153M | Standard Specification for Zinc Coating (Hot-Dip) on Iron and Steel Hardware | 2023
11669 | 26 56 20 | AIRFIELD AND HELIPORT LIGHTING AND VISUAL NAVIGATION AIDS | 02/19 | ASTM INTERNATIONAL | ASTM | ASTM A447/A447M | Standard Specification for Steel Castings, Chromium-Nickel-Iron Alloy (25-12 Class), for High-Temperature Service | 2011; R 2021
11670 | 26 56 20 | AIRFIELD AND HELIPORT LIGHTING AND VISUAL NAVIGATION AIDS | 02/19 | ASTM INTERNATIONAL | ASTM | ASTM B209 | Standard Specification for Aluminum and Aluminum-Alloy Sheet and Plate | 2014
11671 | 26 56 20 | AIRFIELD AND HELIPORT LIGHTING AND VISUAL NAVIGATION AIDS | 02/19 | ASTM INTERNATIONAL | ASTM | ASTM D1248 | Standard Specification for Polyethylene Plastics Extrusion Materials for Wire and Cable | 2016
11672 | 26 56 20 | AIRFIELD AND HELIPORT LIGHTING AND VISUAL NAVIGATION AIDS | 02/19 | ASTM INTERNATIONAL | ASTM | ASTM D1535 | Standard Practice for Specifying Color by the Munsell System | 2014; R 2018
11673 | 26 56 20 | AIRFIELD AND HELIPORT LIGHTING AND VISUAL NAVIGATION AIDS | 02/19 | INSTITUTE OF ELECTRICAL AND ELECTRONICS ENGINEERS | IEEE | IEEE C2 | National Electrical Safety Code | 2023
11674 | 26 56 20 | AIRFIELD AND HELIPORT LIGHTING AND VISUAL NAVIGATION AIDS | 02/19 | INSTITUTE OF ELECTRICAL AND ELECTRONICS ENGINEERS | IEEE | IEEE C62.11 | Standard for Metal-Oxide Surge Arresters for Alternating Current Power Circuits (>1kV) | 2020
11675 | 26 56 20 | AIRFIELD AND HELIPORT LIGHTING AND VISUAL NAVIGATION AIDS | 02/19 | INSTITUTE OF ELECTRICAL AND ELECTRONICS ENGINEERS | IEEE | IEEE C62.41.1 | Guide on the Surges Environment in Low-Voltage (1000 V and Less) AC Power Circuits | 2002; R 2008
11676 | 26 56 20 | AIRFIELD AND HELIPORT LIGHTING AND VISUAL NAVIGATION AIDS | 02/19 | INSTITUTE OF ELECTRICAL AND ELECTRONICS ENGINEERS | IEEE | IEEE C62.41.2 | Recommended Practice on Characterization of Surges in Low-Voltage (1000 V and Less) AC Power Circuits | 2002
11677 | 26 56 20 | AIRFIELD AND HELIPORT LIGHTING AND VISUAL NAVIGATION AIDS | 02/19 | NATIONAL ELECTRICAL MANUFACTURERS ASSOCIATION | NEMA | ANSI/NEMA WC 71/ICEA S-96-659 | Standard for Nonshielded Cables Rated 2001-5000 Volts for use in the Distribution of Electric Energy | 2014; R 2022
11678 | 26 56 20 | AIRFIELD AND HELIPORT LIGHTING AND VISUAL NAVIGATION AIDS | 02/19 | NATIONAL ELECTRICAL MANUFACTURERS ASSOCIATION | NEMA | NEMA 250 | Enclosures for Electrical Equipment (1000 Volts Maximum) | 2020
11679 | 26 56 20 | AIRFIELD AND HELIPORT LIGHTING AND VISUAL NAVIGATION AIDS | 02/19 | NATIONAL ELECTRICAL MANUFACTURERS ASSOCIATION | NEMA | NEMA C119.1 | Electric Connectors - Sealed Insulated Underground Connector Systems Rated 600 Volts | 2023
11680 | 26 56 20 | AIRFIELD AND HELIPORT LIGHTING AND VISUAL NAVIGATION AIDS | 02/19 | NATIONAL ELECTRICAL MANUFACTURERS ASSOCIATION | NEMA | NEMA ICS 2 | Industrial Control and Systems Controllers, Contactors, and Overload Relays Rated 600 V | 2000; R 2020
11681 | 26 56 20 | AIRFIELD AND HELIPORT LIGHTING AND VISUAL NAVIGATION AIDS | 02/19 | NATIONAL ELECTRICAL MANUFACTURERS ASSOCIATION | NEMA | NEMA ICS 4 | Application Guideline for Terminal Blocks | 2015
11682 | 26 56 20 | AIRFIELD AND HELIPORT LIGHTING AND VISUAL NAVIGATION AIDS | 02/19 | NATIONAL ELECTRICAL MANUFACTURERS ASSOCIATION | NEMA | NEMA ICS 6 | Industrial Control and Systems: Enclosures | 1993; R 2016
11683 | 26 56 20 | AIRFIELD AND HELIPORT LIGHTING AND VISUAL NAVIGATION AIDS | 02/19 | NATIONAL ELECTRICAL MANUFACTURERS ASSOCIATION | NEMA | NEMA PB 1 | Panelboards | 2011
11684 | 26 56 20 | AIRFIELD AND HELIPORT LIGHTING AND VISUAL NAVIGATION AIDS | 02/19 | NATIONAL ELECTRICAL MANUFACTURERS ASSOCIATION | NEMA | NEMA WC 70 | Power Cable Rated 2000 Volts or Less for the Distribution of Electrical Energy | 2021
11685 | 26 56 20 | AIRFIELD AND HELIPORT LIGHTING AND VISUAL NAVIGATION AIDS | 02/19 | NATIONAL ELECTRICAL MANUFACTURERS ASSOCIATION | NEMA | NEMA WC 74/ICEA S-93-639 | 5-46 kV Shielded Power Cable for Use in the Transmission and Distribution of Electric Energy | 2022
11686 | 26 56 20 | AIRFIELD AND HELIPORT LIGHTING AND VISUAL NAVIGATION AIDS | 02/19 | NATIONAL FIRE PROTECTION ASSOCIATION | NFPA | NFPA 70 | National Electrical Code | 2023
11687 | 26 56 20 | AIRFIELD AND HELIPORT LIGHTING AND VISUAL NAVIGATION AIDS | 02/19 | NATIONAL FIRE PROTECTION ASSOCIATION | NFPA | NFPA 70B | Recommended Practice for Electrical Equipment Maintenance | 2023
11688 | 26 56 20 | AIRFIELD AND HELIPORT LIGHTING AND VISUAL NAVIGATION AIDS | 02/19 | SOCIETY FOR PROTECTIVE COATINGS | SSPC | SSPC SP 1 | Solvent Cleaning | 2015
11689 | 26 56 20 | AIRFIELD AND HELIPORT LIGHTING AND VISUAL NAVIGATION AIDS | 02/19 | SOCIETY OF AUTOMOTIVE ENGINEERS INTERNATIONAL | SAE | SAE AMS5351 | Steel Castings, Sand, Corrosion and Moderate Hear Resistant, 13Cr, Normalized and Tempered | 1987; Rev F; R 2006
11690 | 26 56 20 | AIRFIELD AND HELIPORT LIGHTING AND VISUAL NAVIGATION AIDS | 02/19 | U.S. DEPARTMENT OF AGRICULTURE | USDA | REA Bull 1753F-205 | Filled Telephone Cables (PE-39) | 1993
11691 | 26 56 20 | AIRFIELD AND HELIPORT LIGHTING AND VISUAL NAVIGATION AIDS | 02/19 | U.S. DEPARTMENT OF DEFENSE | DOD | MIL-L-26764 | Light, Marker, Airport Approach, High Intensity, Type MB-2 | 2018; Rev C; Notice 1 2023
11692 | 26 56 20 | AIRFIELD AND HELIPORT LIGHTING AND VISUAL NAVIGATION AIDS | 02/19 | U.S. DEPARTMENT OF DEFENSE | DOD | MIL-L-29575 | Light, Wave-Off, Flashing, Capacitance-Discharge | 1989
11693 | 26 56 20 | AIRFIELD AND HELIPORT LIGHTING AND VISUAL NAVIGATION AIDS | 02/19 | U.S. DEPARTMENT OF DEFENSE | DOD | MIL-STD-108 | Definitions of and Basic Requirements for Enclosures for Electric and Electronic Equipment | 1966; Rev E; Am 1 1985; Notice 2 1990; Notice 3 2020
11694 | 26 56 20 | AIRFIELD AND HELIPORT LIGHTING AND VISUAL NAVIGATION AIDS | 02/19 | U.S. DEPARTMENT OF DEFENSE | DOD | UFC 3-535-01 | Visual Air Navigation Facilities | 2017; with Change 4, 2023
11695 | 26 56 20 | AIRFIELD AND HELIPORT LIGHTING AND VISUAL NAVIGATION AIDS | 02/19 | U.S. FEDERAL AVIATION ADMINISTRATION | FAA | FAA AC 70/7460-1 | Obstruction Marking and Lighting | 2016; Rev L; Change 2
11696 | 26 56 20 | AIRFIELD AND HELIPORT LIGHTING AND VISUAL NAVIGATION AIDS | 02/19 | U.S. FEDERAL AVIATION ADMINISTRATION | FAA | FAA AC 150/5345-3 | Specification for L-821 Panels for Control to Airport Lighting | 2007; Rev F
11697 | 26 56 20 | AIRFIELD AND HELIPORT LIGHTING AND VISUAL NAVIGATION AIDS | 02/19 | U.S. FEDERAL AVIATION ADMINISTRATION | FAA | FAA AC 150/5345-5 | Specification for Airport Lighting Circuit Selector Switch | 2006; Rev B
11698 | 26 56 20 | AIRFIELD AND HELIPORT LIGHTING AND VISUAL NAVIGATION AIDS | 02/19 | U.S. FEDERAL AVIATION ADMINISTRATION | FAA | FAA AC 150/5345-7 | Specification for L-824 Underground Electrical Cable for Airport Lighting Circuits | 2013; Rev F
11699 | 26 56 20 | AIRFIELD AND HELIPORT LIGHTING AND VISUAL NAVIGATION AIDS | 02/19 | U.S. FEDERAL AVIATION ADMINISTRATION | FAA | FAA AC 150/5345-10 | Specification for Constant Current Regulators Regulator Monitors | 2014; Rev H
11700 | 26 56 20 | AIRFIELD AND HELIPORT LIGHTING AND VISUAL NAVIGATION AIDS | 02/19 | U.S. FEDERAL AVIATION ADMINISTRATION | FAA | FAA AC 150/5345-12 | Specification for Airport and Heliport Beacon | 2005; Rev E
11701 | 26 56 20 | AIRFIELD AND HELIPORT LIGHTING AND VISUAL NAVIGATION AIDS | 02/19 | U.S. FEDERAL AVIATION ADMINISTRATION | FAA | FAA AC 150/5345-13 | Specification for L-841 Auxiliary Relay Cabinet Assembly for Pilot Control of Airport Lighting Circuits | 2007; Rev B
11702 | 26 56 20 | AIRFIELD AND HELIPORT LIGHTING AND VISUAL NAVIGATION AIDS | 02/19 | U.S. FEDERAL AVIATION ADMINISTRATION | FAA | FAA AC 150/5345-26 | FAA Specification for L-823 Plug and Receptacle, Cable Connectors | 2021; Rev E
11703 | 26 56 20 | AIRFIELD AND HELIPORT LIGHTING AND VISUAL NAVIGATION AIDS | 02/19 | U.S. FEDERAL AVIATION ADMINISTRATION | FAA | FAA AC 150/5345-27 | FAA Specification for Wind Cone Assemblies | 2021; Rev F
11704 | 26 56 20 | AIRFIELD AND HELIPORT LIGHTING AND VISUAL NAVIGATION AIDS | 02/19 | U.S. FEDERAL AVIATION ADMINISTRATION | FAA | FAA AC 150/5345-28 | Precision Approach Path Indicator (PAPI) Systems | 2005; Rev F
11705 | 26 56 20 | AIRFIELD AND HELIPORT LIGHTING AND VISUAL NAVIGATION AIDS | 02/19 | U.S. FEDERAL AVIATION ADMINISTRATION | FAA | FAA AC 150/5345-42 | Specification for Airport Light Bases, Transformer Housings, Junction Boxes and Accessories | 2019; Rev J
11706 | 26 56 20 | AIRFIELD AND HELIPORT LIGHTING AND VISUAL NAVIGATION AIDS | 02/19 | U.S. FEDERAL AVIATION ADMINISTRATION | FAA | FAA AC 150/5345-43 | Specification for Obstruction Lighting Equipment | 2019; Rev J
11707 | 26 56 20 | AIRFIELD AND HELIPORT LIGHTING AND VISUAL NAVIGATION AIDS | 02/19 | U.S. FEDERAL AVIATION ADMINISTRATION | FAA | FAA AC 150/5345-44 | Specification for Runway and Taxiway Signs | 2015; Rev K; Errata 2022
11708 | 26 56 20 | AIRFIELD AND HELIPORT LIGHTING AND VISUAL NAVIGATION AIDS | 02/19 | U.S. FEDERAL AVIATION ADMINISTRATION | FAA | FAA AC 150/5345-45 | Low-Impact Resistant (LIR) Structures | 2007; Rev C
11709 | 26 56 20 | AIRFIELD AND HELIPORT LIGHTING AND VISUAL NAVIGATION AIDS | 02/19 | U.S. FEDERAL AVIATION ADMINISTRATION | FAA | FAA AC 150/5345-46 | Specification for Runway and Taxiway Light Fixtures | 2016; Rev E; Errata 1 2023
11710 | 26 56 20 | AIRFIELD AND HELIPORT LIGHTING AND VISUAL NAVIGATION AIDS | 02/19 | U.S. FEDERAL AVIATION ADMINISTRATION | FAA | FAA AC 150/5345-47 | Specification for Series to Series Isolation Transformers for Airport Lighting Systems | 2005; Rev B
11711 | 26 56 20 | AIRFIELD AND HELIPORT LIGHTING AND VISUAL NAVIGATION AIDS | 02/19 | U.S. FEDERAL AVIATION ADMINISTRATION | FAA | FAA AC 150/5345-51 | Specification for Discharge-Type Flashing Light Equipment | 2005; Rev A
11712 | 26 56 20 | AIRFIELD AND HELIPORT LIGHTING AND VISUAL NAVIGATION AIDS | 02/19 | U.S. FEDERAL AVIATION ADMINISTRATION | FAA | FAA AC 150/5345-53 | Airport Lighting Equipment Certification Program | 2012; Rev D
11713 | 26 56 20 | AIRFIELD AND HELIPORT LIGHTING AND VISUAL NAVIGATION AIDS | 02/19 | U.S. FEDERAL AVIATION ADMINISTRATION | FAA | FAA AC 150/5345-56B | Specification for L-890 Airport Lighting Control and Monitoring System (ALCMS) | 2011; Rev B
11714 | 26 56 20 | AIRFIELD AND HELIPORT LIGHTING AND VISUAL NAVIGATION AIDS | 02/19 | U.S. FEDERAL AVIATION ADMINISTRATION | FAA | FAA AC 150/5370-10 | Standard Specifications for Construction of Airports | 2018; Rev H; Errata 1 2019
11715 | 26 56 20 | AIRFIELD AND HELIPORT LIGHTING AND VISUAL NAVIGATION AIDS | 02/19 | U.S. FEDERAL AVIATION ADMINISTRATION | FAA | FAA E-982 | PAR-56 Lampholder | 2003; Rev J
11716 | 26 56 20 | AIRFIELD AND HELIPORT LIGHTING AND VISUAL NAVIGATION AIDS | 02/19 | U.S. FEDERAL AVIATION ADMINISTRATION | FAA | FAA E-2159 | Runway End Identifier Lighting System (REIL) | 2004; Rev E
11717 | 26 56 20 | AIRFIELD AND HELIPORT LIGHTING AND VISUAL NAVIGATION AIDS | 02/19 | U.S. FEDERAL AVIATION ADMINISTRATION | FAA | FAA E-2519 | Types I and II | 1972; Rev A
11718 | 26 56 20 | AIRFIELD AND HELIPORT LIGHTING AND VISUAL NAVIGATION AIDS | 02/19 | U.S. FEDERAL AVIATION ADMINISTRATION | FAA | FAA E-2628 | Sequenced Flashing Lighting System, Elevated and Semiflush with Dimming and Monitoring | 1979; Rev B
11719 | 26 56 20 | AIRFIELD AND HELIPORT LIGHTING AND VISUAL NAVIGATION AIDS | 02/19 | U.S. FEDERAL AVIATION ADMINISTRATION | FAA | FAA E-2690 | Isolation Transformer (1500 watt) for High Intensity Approach Lighting Systems | 2000; Rev A
11720 | 26 56 20 | AIRFIELD AND HELIPORT LIGHTING AND VISUAL NAVIGATION AIDS | 02/19 | U.S. FEDERAL AVIATION ADMINISTRATION | FAA | FAA E-2702 | Low Impact Resistant (LIR) Structures | 2007; Rev A
11721 | 26 56 20 | AIRFIELD AND HELIPORT LIGHTING AND VISUAL NAVIGATION AIDS | 02/19 | U.S. FEDERAL AVIATION ADMINISTRATION | FAA | FAA FO 6850.19 | Frangible Coupling | 1978
11722 | 26 56 20 | AIRFIELD AND HELIPORT LIGHTING AND VISUAL NAVIGATION AIDS | 02/19 | UNDERWRITERS LABORATORIES | UL | UL 6 | UL Standard for Safety Electrical Rigid Metal Conduit-Steel | 2022
11723 | 26 56 20 | AIRFIELD AND HELIPORT LIGHTING AND VISUAL NAVIGATION AIDS | 02/19 | UNDERWRITERS LABORATORIES | UL | UL 44 | UL Standard for Safety Thermoset-Insulated Wires and Cables | 2018; Reprint May 2021
11724 | 26 56 20 | AIRFIELD AND HELIPORT LIGHTING AND VISUAL NAVIGATION AIDS | 02/19 | UNDERWRITERS LABORATORIES | UL | UL 50 | UL Standard for Safety Enclosures for Electrical Equipment, Non-Environmental Considerations | 2024
11725 | 26 56 20 | AIRFIELD AND HELIPORT LIGHTING AND VISUAL NAVIGATION AIDS | 02/19 | UNDERWRITERS LABORATORIES | UL | UL 83 | UL Standard for Safety Thermoplastic-Insulated Wires and Cables | 2017; Reprint Mar 2020
11726 | 26 56 20 | AIRFIELD AND HELIPORT LIGHTING AND VISUAL NAVIGATION AIDS | 02/19 | UNDERWRITERS LABORATORIES | UL | UL 360 | UL Standard for Safety Liquid-Tight Flexible Metal Conduit | 2013; Reprint Jan 2024
11727 | 26 56 20 | AIRFIELD AND HELIPORT LIGHTING AND VISUAL NAVIGATION AIDS | 02/19 | UNDERWRITERS LABORATORIES | UL | UL 486A-486B | UL Standard for Safety Wire Connectors | 2018; Reprint Jul 2023
11728 | 26 56 20 | AIRFIELD AND HELIPORT LIGHTING AND VISUAL NAVIGATION AIDS | 02/19 | UNDERWRITERS LABORATORIES | UL | UL 773 | UL Standard for Safety Plug-In, Locking Type Photocontrols for Use with Area Lighting | 2016; Reprint Jul 2020
11729 | 26 56 20 | AIRFIELD AND HELIPORT LIGHTING AND VISUAL NAVIGATION AIDS | 02/19 | UNDERWRITERS LABORATORIES | UL | UL 773A | UL Standard for Safety Nonindustrial Photoelectric Switches for Lighting Control | 2016; Reprint Jan 2024
11730 | 26 56 20 | AIRFIELD AND HELIPORT LIGHTING AND VISUAL NAVIGATION AIDS | 02/19 | UNDERWRITERS LABORATORIES | UL | UL 797 | UL Standard for Safety Electrical Metallic Tubing -- Steel | 2007; Reprint Apr 2023
11731 | 26 56 20 | AIRFIELD AND HELIPORT LIGHTING AND VISUAL NAVIGATION AIDS | 02/19 | UNDERWRITERS LABORATORIES | UL | UL Electrical Construction | Electrical Construction Equipment Directory | 2012
11732 | 27 05 13.43 | TELEVISION DISTRIBUTION SYSTEM | 05/20 | INSTITUTE OF ELECTRICAL AND ELECTRONICS ENGINEERS | IEEE | IEEE C2 | National Electrical Safety Code | 2023
11733 | 27 05 13.43 | TELEVISION DISTRIBUTION SYSTEM | 05/20 | INSTITUTE OF ELECTRICAL AND ELECTRONICS ENGINEERS | IEEE | IEEE C62.41.1 | Guide on the Surges Environment in Low-Voltage (1000 V and Less) AC Power Circuits | 2002; R 2008
11734 | 27 05 13.43 | TELEVISION DISTRIBUTION SYSTEM | 05/20 | INSTITUTE OF ELECTRICAL AND ELECTRONICS ENGINEERS | IEEE | IEEE C62.41.2 | Recommended Practice on Characterization of Surges in Low-Voltage (1000 V and Less) AC Power Circuits | 2002
11735 | 27 05 13.43 | TELEVISION DISTRIBUTION SYSTEM | 05/20 | INSULATED CABLE ENGINEERS ASSOCIATION | ICEA | ICEA S-83-596 | Indoor Optical Cable | 2021
11736 | 27 05 13.43 | TELEVISION DISTRIBUTION SYSTEM | 05/20 | NATIONAL CABLE AND TELECOMMUNICATIONS ASSOCIATION | NCTA | NCTA RP | NCTA Recommended Practices for Measurements on Cable Television Systems | 1989
11737 | 27 05 13.43 | TELEVISION DISTRIBUTION SYSTEM | 05/20 | NATIONAL FIRE PROTECTION ASSOCIATION | NFPA | NFPA 70 | National Electrical Code | 2023
11738 | 27 05 13.43 | TELEVISION DISTRIBUTION SYSTEM | 05/20 | TELECOMMUNICATIONS INDUSTRY ASSOCIATION | TIA | TIA-568.3 | Optical Fiber Cabling Components Standard | 2022e
11739 | 27 05 13.43 | TELEVISION DISTRIBUTION SYSTEM | 05/20 | U.S. NATIONAL ARCHIVES AND RECORDS ADMINISTRATION | NARA | 47 CFR 76.605 | Technical Standards
11740 | 27 05 13.43 | TELEVISION DISTRIBUTION SYSTEM | 05/20 | UNDERWRITERS LABORATORIES | UL | UL 969 | UL Standard for Safety Marking and Labeling Systems | 2017; Reprint May 2023
11741 | 27 05 13.43 | TELEVISION DISTRIBUTION SYSTEM | 05/20 | UNDERWRITERS LABORATORIES | UL | UL 1581 | UL Standard for Safety Reference Standard for Electrical Wires, Cables, and Flexible Cords | 2019; Reprint Nov 2023
11742 | 27 05 13.43 | TELEVISION DISTRIBUTION SYSTEM | 05/20 | UNDERWRITERS LABORATORIES | UL | UL 1666 | UL Standard for Safety Test for Flame Propagation Height of Electrical and Optical-Fiber Cables Installed Vertically in Shafts | 2007; Reprint Sep 2021
11743 | 27 05 29.00 10 | PROTECTIVE DISTRIBUTION SYSTEM (PDS) FOR SIPRNET COMMUNICATION SYSTEMS | 08/11 | NATIONAL ELECTRICAL MANUFACTURERS ASSOCIATION | NEMA | ANSI C80.3 | American National Standard for Electrical Metallic Tubing (EMT) | 2020
11744 | 27 05 29.00 10 | PROTECTIVE DISTRIBUTION SYSTEM (PDS) FOR SIPRNET COMMUNICATION SYSTEMS | 08/11 | NATIONAL FIRE PROTECTION ASSOCIATION | NFPA | NFPA 70 | National Electrical Code | 2023
11745 | 27 05 29.00 10 | PROTECTIVE DISTRIBUTION SYSTEM (PDS) FOR SIPRNET COMMUNICATION SYSTEMS | 08/11 | NATIONAL SECURITY TELECOMMUNICATIONS AND INFORMATION SYSTEMS SECURITY | NSTISS | NSTISSAM TEMPEST/2-95 | RED/BLACK Installation Guidance | 1995; Am A 2000
11746 | 27 05 29.00 10 | PROTECTIVE DISTRIBUTION SYSTEM (PDS) FOR SIPRNET COMMUNICATION SYSTEMS | 08/11 | NATIONAL SECURITY TELECOMMUNICATIONS AND INFORMATION SYSTEMS SECURITY | NSTISS | NSTISSI-7003 | Protective Distribution Systems (PDS) | 1996
11747 | 27 05 29.00 10 | PROTECTIVE DISTRIBUTION SYSTEM (PDS) FOR SIPRNET COMMUNICATION SYSTEMS | 08/11 | TELECOMMUNICATIONS INDUSTRY ASSOCIATION | TIA | TIA-569 | Telecommunications Pathways and Spaces | 2019e; Add 1 2022
11748 | 27 10 00 | BUILDING TELECOMMUNICATIONS CABLING SYSTEM | 08/11 | ASTM INTERNATIONAL | ASTM | ASTM D709 | Standard Specification for Laminated Thermosetting Materials | 2017
11749 | 27 10 00 | BUILDING TELECOMMUNICATIONS CABLING SYSTEM | 08/11 | ELECTRONIC COMPONENTS INDUSTRY ASSOCIATION | ECIA | ECIA EIA/ECA 310-E | Cabinets, Racks, Panels, and Associated Equipment | 2005
11750 | 27 10 00 | BUILDING TELECOMMUNICATIONS CABLING SYSTEM | 08/11 | INSTITUTE OF ELECTRICAL AND ELECTRONICS ENGINEERS | IEEE | IEEE 100 | The Authoritative Dictionary of IEEE Standards Terms | 2000; Archived
11751 | 27 10 00 | BUILDING TELECOMMUNICATIONS CABLING SYSTEM | 08/11 | INSULATED CABLE ENGINEERS ASSOCIATION | ICEA | ICEA S-83-596 | Indoor Optical Cable | 2021
11752 | 27 10 00 | BUILDING TELECOMMUNICATIONS CABLING SYSTEM | 08/11 | INSULATED CABLE ENGINEERS ASSOCIATION | ICEA | ICEA S-90-661 | Category 3 and 5E Individually Unshielded Twisted Pairs, Indoor Cables (With or Without an Overall Shield) for Use in General Purpose and LAN Communications Wiring Systems | 2021
11753 | 27 10 00 | BUILDING TELECOMMUNICATIONS CABLING SYSTEM | 08/11 | NATIONAL ELECTRICAL CONTRACTORS ASSOCIATION | NECA | NECA/BICSI 568 | Standard for Installing Building Telecommunications Cabling | 2006
11754 | 27 10 00 | BUILDING TELECOMMUNICATIONS CABLING SYSTEM | 08/11 | NATIONAL ELECTRICAL MANUFACTURERS ASSOCIATION | NEMA | ANSI/NEMA WC 66 | Performance Standard for Category 6 and Category 7 100 Ohm Shielded and Unshielded Twisted Pairs | 2019
11755 | 27 10 00 | BUILDING TELECOMMUNICATIONS CABLING SYSTEM | 08/11 | NATIONAL FIRE PROTECTION ASSOCIATION | NFPA | NFPA 70 | National Electrical Code | 2023
11756 | 27 10 00 | BUILDING TELECOMMUNICATIONS CABLING SYSTEM | 08/11 | TELECOMMUNICATIONS INDUSTRY ASSOCIATION | TIA | TIA-455-21 | FOTP-21 - Mating Durability of Fiber Optic Interconnecting Devices | 1988a; R 2012
11757 | 27 10 00 | BUILDING TELECOMMUNICATIONS CABLING SYSTEM | 08/11 | TELECOMMUNICATIONS INDUSTRY ASSOCIATION | TIA | TIA-526-7 | Measurement of Optical Power Loss of Installed Single-Mode Fiber Cable Plant, Adoption of IEC 61280-4-2 edition 2: Fibre-Optic Communications Subsystem Test Procedures - Part 4-2: Installed Cable Plant - Single-Mode Attenuation and Optical Return Loss Measurement | 2015a; R 2022
11758 | 27 10 00 | BUILDING TELECOMMUNICATIONS CABLING SYSTEM | 08/11 | TELECOMMUNICATIONS INDUSTRY ASSOCIATION | TIA | TIA-526-14 | OFSTP-14A Optical Power Loss Measurements of Installed Multimode Fiber Cable Plant | 2023d
11759 | 27 10 00 | BUILDING TELECOMMUNICATIONS CABLING SYSTEM | 08/11 | TELECOMMUNICATIONS INDUSTRY ASSOCIATION | TIA | TIA-568.0 | Generic Telecommunications Cabling for Customer Premises | 2020e
11760 | 27 10 00 | BUILDING TELECOMMUNICATIONS CABLING SYSTEM | 08/11 | TELECOMMUNICATIONS INDUSTRY ASSOCIATION | TIA | TIA-568.1 | Commercial Building Telecommunications Infrastructure Standard | 2020e
11761 | 27 10 00 | BUILDING TELECOMMUNICATIONS CABLING SYSTEM | 08/11 | TELECOMMUNICATIONS INDUSTRY ASSOCIATION | TIA | TIA-568.2 | Balanced Twisted-Pair Telecommunications Cabling and Components Standards | 2018d
11762 | 27 10 00 | BUILDING TELECOMMUNICATIONS CABLING SYSTEM | 08/11 | TELECOMMUNICATIONS INDUSTRY ASSOCIATION | TIA | TIA-568.3 | Optical Fiber Cabling Components Standard | 2022e
11763 | 27 10 00 | BUILDING TELECOMMUNICATIONS CABLING SYSTEM | 08/11 | TELECOMMUNICATIONS INDUSTRY ASSOCIATION | TIA | TIA-569 | Telecommunications Pathways and Spaces | 2019e; Add 1 2022
11764 | 27 10 00 | BUILDING TELECOMMUNICATIONS CABLING SYSTEM | 08/11 | TELECOMMUNICATIONS INDUSTRY ASSOCIATION | TIA | TIA-570 | Residential Telecommunications Infrastructure Standard | 2024e
11765 | 27 10 00 | BUILDING TELECOMMUNICATIONS CABLING SYSTEM | 08/11 | TELECOMMUNICATIONS INDUSTRY ASSOCIATION | TIA | TIA-606 | Administration Standard for Telecommunications Infrastructure | 2021d
11766 | 27 10 00 | BUILDING TELECOMMUNICATIONS CABLING SYSTEM | 08/11 | TELECOMMUNICATIONS INDUSTRY ASSOCIATION | TIA | TIA-607 | Generic Telecommunications Bonding and Grounding (Earthing) for Customer Premises | 2019d
11767 | 27 10 00 | BUILDING TELECOMMUNICATIONS CABLING SYSTEM | 08/11 | TELECOMMUNICATIONS INDUSTRY ASSOCIATION | TIA | TIA-1152 | Requirements for Field Test Instruments and Measurements for Balanced Twisted-Pair Cabling | 2016; R 2021
11768 | 27 10 00 | BUILDING TELECOMMUNICATIONS CABLING SYSTEM | 08/11 | TELECOMMUNICATIONS INDUSTRY ASSOCIATION | TIA | TIA/EIA-598 | Optical Fiber Cable Color Coding | 2014D; Add 2 2018
11769 | 27 10 00 | BUILDING TELECOMMUNICATIONS CABLING SYSTEM | 08/11 | TELECOMMUNICATIONS INDUSTRY ASSOCIATION | TIA | TIA/EIA-604-2 | FOCIS 2 Fiber Optic Connector Intermateability Standard | 2004b; R 2014
11770 | 27 10 00 | BUILDING TELECOMMUNICATIONS CABLING SYSTEM | 08/11 | TELECOMMUNICATIONS INDUSTRY ASSOCIATION | TIA | TIA/EIA-604-3 | Fiber Optic Connector Intermateability Standard (FOCIS), Type SC and SC-APC, FOCIS-3 | 2004b; R 2014
11771 | 27 10 00 | BUILDING TELECOMMUNICATIONS CABLING SYSTEM | 08/11 | TELECOMMUNICATIONS INDUSTRY ASSOCIATION | TIA | TIA/EIA-604-10 | FOCIS 10 Fiber Optic Connector Intermateability Standard - Type LC | 2002a
11772 | 27 10 00 | BUILDING TELECOMMUNICATIONS CABLING SYSTEM | 08/11 | TELECOMMUNICATIONS INDUSTRY ASSOCIATION | TIA | TIA/EIA-604-12 | FOCIS 12 Fiber Optic Connector Intermateability Standard Type MT-RJ | 2000
11773 | 27 10 00 | BUILDING TELECOMMUNICATIONS CABLING SYSTEM | 08/11 | U.S. FEDERAL COMMUNICATIONS COMMISSION | FCC | FCC Part 68 | Connection of Terminal Equipment to the Telephone Network (47 CFR 68)
11774 | 27 10 00 | BUILDING TELECOMMUNICATIONS CABLING SYSTEM | 08/11 | UNDERWRITERS LABORATORIES | UL | UL 50 | UL Standard for Safety Enclosures for Electrical Equipment, Non-Environmental Considerations | 2024
11775 | 27 10 00 | BUILDING TELECOMMUNICATIONS CABLING SYSTEM | 08/11 | UNDERWRITERS LABORATORIES | UL | UL 444 | UL Standard for Safety Communications Cables | 2017; Reprint Jun 2021
11776 | 27 10 00 | BUILDING TELECOMMUNICATIONS CABLING SYSTEM | 08/11 | UNDERWRITERS LABORATORIES | UL | UL 467 | UL Standard for Safety Grounding and Bonding Equipment | 2022
11777 | 27 10 00 | BUILDING TELECOMMUNICATIONS CABLING SYSTEM | 08/11 | UNDERWRITERS LABORATORIES | UL | UL 514C | UL Standard for Safety Nonmetallic Outlet Boxes, Flush-Device Boxes, and Covers | 2014; Reprint Apr 2024
11778 | 27 10 00 | BUILDING TELECOMMUNICATIONS CABLING SYSTEM | 08/11 | UNDERWRITERS LABORATORIES | UL | UL 723 | UL Standard for Safety Test for Surface Burning Characteristics of Building Materials | 2020
11779 | 27 10 00 | BUILDING TELECOMMUNICATIONS CABLING SYSTEM | 08/11 | UNDERWRITERS LABORATORIES | UL | UL 969 | UL Standard for Safety Marking and Labeling Systems | 2017; Reprint May 2023
11780 | 27 10 00 | BUILDING TELECOMMUNICATIONS CABLING SYSTEM | 08/11 | UNDERWRITERS LABORATORIES | UL | UL 1286 | UL Standard for Safety Office Furnishings | 2022; Reprint Mar 2024
11781 | 27 10 00 | BUILDING TELECOMMUNICATIONS CABLING SYSTEM | 08/11 | UNDERWRITERS LABORATORIES | UL | UL 1666 | UL Standard for Safety Test for Flame Propagation Height of Electrical and Optical-Fiber Cables Installed Vertically in Shafts | 2007; Reprint Sep 2021
11782 | 27 10 00 | BUILDING TELECOMMUNICATIONS CABLING SYSTEM | 08/11 | UNDERWRITERS LABORATORIES | UL | UL 1863 | UL Standard for Safety Communication Circuit Accessories | 2004; Reprint Oct 2019
11783 | 27 41 00 | AUDIO-VISUAL SYSTEMS | 11/21 | AUDIOVISUAL AND INTEGRATED EXPERIENCE ASSOCIATION | AVIXA | ANSI/INFOCOMM 2M | Standard Guide for Audiovisual Design and Coordination Processes | 2010
11784 | 27 41 00 | AUDIO-VISUAL SYSTEMS | 11/21 | AUDIOVISUAL AND INTEGRATED EXPERIENCE ASSOCIATION | AVIXA | ANSI/INFOCOMM 10 | Audiovisual Systems Performance Verification | 2013
11785 | 27 41 00 | AUDIO-VISUAL SYSTEMS | 11/21 | AUDIOVISUAL AND INTEGRATED EXPERIENCE ASSOCIATION | AVIXA | ANSI/INFOCOMM A102.01 | Audio Coverage Uniformity in Listener Areas | 2017
11786 | 27 41 00 | AUDIO-VISUAL SYSTEMS | 11/21 | AUDIOVISUAL AND INTEGRATED EXPERIENCE ASSOCIATION | AVIXA | AVIXA F502.01 | Rack Building for Audiovisual Systems | 2018
11787 | 27 41 00 | AUDIO-VISUAL SYSTEMS | 11/21 | AUDIOVISUAL AND INTEGRATED EXPERIENCE ASSOCIATION | AVIXA | AVIXA F502.02 | Rack Design for Audiovisual Systems | 2020
11788 | 27 41 00 | AUDIO-VISUAL SYSTEMS | 11/21 | AUDIOVISUAL AND INTEGRATED EXPERIENCE ASSOCIATION | AVIXA | INFOCOMM F501.01 | Cable Labeling for Audiovisual Systems | 2015
11789 | 27 41 00 | AUDIO-VISUAL SYSTEMS | 11/21 | BICSI International Standards Program | BICSI | ANSI/BICSI 001 | Information and Communication Technology Systems Design and Implementation Best Practices for Educational Institutions and Facilities | 2017
11790 | 27 41 00 | AUDIO-VISUAL SYSTEMS | 11/21 | BICSI International Standards Program | BICSI | ANSI/BICSI N1 | Installation Practices for Telecommunications and ICT Cabling and Related Cabling Infrastructure | 2019
11791 | 27 41 00 | AUDIO-VISUAL SYSTEMS | 11/21 | BICSI International Standards Program | BICSI | ANSI/BICSI N3 | Planning and Installation Methods for the Bonding and Grounding of Telecommunication and ICT Systems and Infrastructure | 2020
11792 | 27 41 00 | AUDIO-VISUAL SYSTEMS | 11/21 | ELECTRONIC COMPONENTS INDUSTRY ASSOCIATION | ECIA | ECIA EIA/ECA 310-E | Cabinets, Racks, Panels, and Associated Equipment | 2005
11793 | 27 41 00 | AUDIO-VISUAL SYSTEMS | 11/21 | EXTRON ELECTRONICS | EE | EE GUI Design Guide | Graphical User Interface Design Guide | 2020; 4th Edition
11794 | 27 41 00 | AUDIO-VISUAL SYSTEMS | 11/21 | MIDDLE ATLANTIC PRODUCTS | MA | MA Whitepaper | Controlling the Temperature Inside Equipment Enclosures | 2018
11795 | 27 41 00 | AUDIO-VISUAL SYSTEMS | 11/21 | NATIONAL FIRE PROTECTION ASSOCIATION | NFPA | NFPA 70 | National Electrical Code | 2023
11796 | 27 41 00 | AUDIO-VISUAL SYSTEMS | 11/21 | TELECOMMUNICATIONS INDUSTRY ASSOCIATION | TIA | TIA-568.0 | Generic Telecommunications Cabling for Customer Premises | 2020e
11797 | 27 41 00 | AUDIO-VISUAL SYSTEMS | 11/21 | TELECOMMUNICATIONS INDUSTRY ASSOCIATION | TIA | TIA-568.1 | Commercial Building Telecommunications Infrastructure Standard | 2020e
11798 | 27 41 00 | AUDIO-VISUAL SYSTEMS | 11/21 | TELECOMMUNICATIONS INDUSTRY ASSOCIATION | TIA | TIA-568.2 | Balanced Twisted-Pair Telecommunications Cabling and Components Standards | 2018d
11799 | 27 41 00 | AUDIO-VISUAL SYSTEMS | 11/21 | TELECOMMUNICATIONS INDUSTRY ASSOCIATION | TIA | TIA-568.3 | Optical Fiber Cabling Components Standard | 2022e
11800 | 27 41 00 | AUDIO-VISUAL SYSTEMS | 11/21 | TELECOMMUNICATIONS INDUSTRY ASSOCIATION | TIA | TIA-568.4 | Broadband Coaxial Cabling and Components Standard | 2022e
11801 | 27 41 00 | AUDIO-VISUAL SYSTEMS | 11/21 | TELECOMMUNICATIONS INDUSTRY ASSOCIATION | TIA | TIA-569 | Telecommunications Pathways and Spaces | 2019e; Add 1 2022
11802 | 27 41 00 | AUDIO-VISUAL SYSTEMS | 11/21 | TELECOMMUNICATIONS INDUSTRY ASSOCIATION | TIA | TIA-606 | Administration Standard for Telecommunications Infrastructure | 2021d
11803 | 27 41 00 | AUDIO-VISUAL SYSTEMS | 11/21 | TELECOMMUNICATIONS INDUSTRY ASSOCIATION | TIA | TIA-607 | Generic Telecommunications Bonding and Grounding (Earthing) for Customer Premises | 2019d
11804 | 27 41 00 | AUDIO-VISUAL SYSTEMS | 11/21 | U.S. Code | USC | 19 USC 13 | Trade Agreements Act of 1979
11805 | 27 41 00 | AUDIO-VISUAL SYSTEMS | 11/21 | U.S. Code | USC | 41 USC 83 | Buy American Act
11806 | 27 41 00 | AUDIO-VISUAL SYSTEMS | 11/21 | U.S. DEPARTMENT OF DEFENSE | DOD | DODI 8100.04 | DOD Unified Capabilities (UC) | 2010
11807 | 27 41 00 | AUDIO-VISUAL SYSTEMS | 11/21 | U.S. NATIONAL ARCHIVES AND RECORDS ADMINISTRATION | NARA | 36 CFR 1191 | Americans with Disabilities Act (ADA) Accessibility Guidelines for Buildings and Facilities; Architectural Barriers Act (ABA) Accessibility Guidelines
11808 | 27 41 00 | AUDIO-VISUAL SYSTEMS | 11/21 | UNDERWRITERS LABORATORIES | UL | UL 2043 | Fire Test for Heat and Visible Smoke Release for Discrete Products and Their Accessories Installed in Air-Handling Spaces | 2023
11809 | 27 41 00 | AUDIO-VISUAL SYSTEMS | 11/21 | UNDERWRITERS LABORATORIES | UL | UL 62368-1 | UL Standard for Audio/Video, Information, and Communication Technology Equipment - Part 1: Safety Requirements | 2019
11810 | 27 51 16 | PUBLIC ADDRESS SYSTEMS | 05/20, CHG 1: 05/22 | ACOUSTICAL SOCIETY OF AMERICA | ASA | ASA S3.2 | American National Standard Method for Measuring the Intelligibility of Speech Over Communication Systems (ASA 85) | 2020
11811 | 27 51 16 | PUBLIC ADDRESS SYSTEMS | 05/20, CHG 1: 05/22 | ELECTRONIC COMPONENTS INDUSTRY ASSOCIATION | ECIA | ECIA EIA/ECA 310-E | Cabinets, Racks, Panels, and Associated Equipment | 2005
11812 | 27 51 16 | PUBLIC ADDRESS SYSTEMS | 05/20, CHG 1: 05/22 | INSTITUTE OF ELECTRICAL AND ELECTRONICS ENGINEERS | IEEE | IEEE C62.41.1 | Guide on the Surges Environment in Low-Voltage (1000 V and Less) AC Power Circuits | 2002; R 2008
11813 | 27 51 16 | PUBLIC ADDRESS SYSTEMS | 05/20, CHG 1: 05/22 | INSTITUTE OF ELECTRICAL AND ELECTRONICS ENGINEERS | IEEE | IEEE C62.41.2 | Recommended Practice on Characterization of Surges in Low-Voltage (1000 V and Less) AC Power Circuits | 2002
11814 | 27 51 16 | PUBLIC ADDRESS SYSTEMS | 05/20, CHG 1: 05/22 | NATIONAL FIRE PROTECTION ASSOCIATION | NFPA | NFPA 70 | National Electrical Code | 2023
11815 | 27 51 16 | PUBLIC ADDRESS SYSTEMS | 05/20, CHG 1: 05/22 | NATIONAL INSTITUTE OF STANDARDS AND TECHNOLOGY | NIST | NIST SP 800-82 | Guide to Industrial Control Systems (ICS) Security | 2015; Rev 2
11816 | 27 51 16 | PUBLIC ADDRESS SYSTEMS | 05/20, CHG 1: 05/22 | U.S. DEPARTMENT OF DEFENSE | DOD | DOD 8510.01 | Risk Management Framework (RMF) for DoD Systems | 2022
11817 | 27 51 16 | PUBLIC ADDRESS SYSTEMS | 05/20, CHG 1: 05/22 | U.S. DEPARTMENT OF DEFENSE | DOD | UFC 4-010-06 | Cybersecurity of Facility-Related Control Systems | 2023
11818 | 27 51 16 | PUBLIC ADDRESS SYSTEMS | 05/20, CHG 1: 05/22 | U.S. FEDERAL COMMUNICATIONS COMMISSION | FCC | FCC Part 15 | Radio Frequency Devices (47 CFR 15)
11819 | 27 51 16 | PUBLIC ADDRESS SYSTEMS | 05/20, CHG 1: 05/22 | UNDERWRITERS LABORATORIES | UL | UL 1449 | UL Standard for Safety Surge Protective Devices | 2021; Reprint Dec 2022
11820 | 27 51 16 | PUBLIC ADDRESS SYSTEMS | 05/20, CHG 1: 05/22 | UNDERWRITERS LABORATORIES | UL | UL 1778 | UL Standard for Safety Uninterruptible Power Systems | 2014; Reprint Apr 2023
11821 | 27 51 23 | INTERCOMMUNICATION SYSTEM | 11/21 | ACOUSTICAL SOCIETY OF AMERICA | ASA | ASA S3.2 | American National Standard Method for Measuring the Intelligibility of Speech Over Communication Systems (ASA 85) | 2020
11822 | 27 51 23 | INTERCOMMUNICATION SYSTEM | 11/21 | ELECTRONIC COMPONENTS INDUSTRY ASSOCIATION | ECIA | ECIA EIA/ECA 310-E | Cabinets, Racks, Panels, and Associated Equipment | 2005
11823 | 27 51 23 | INTERCOMMUNICATION SYSTEM | 11/21 | NATIONAL FIRE PROTECTION ASSOCIATION | NFPA | NFPA 70 | National Electrical Code | 2023
11824 | 27 51 23 | INTERCOMMUNICATION SYSTEM | 11/21 | TELECOMMUNICATIONS INDUSTRY ASSOCIATION | TIA | TIA-568.0 | Generic Telecommunications Cabling for Customer Premises | 2020e
11825 | 27 51 23 | INTERCOMMUNICATION SYSTEM | 11/21 | TELECOMMUNICATIONS INDUSTRY ASSOCIATION | TIA | TIA-568.1 | Commercial Building Telecommunications Infrastructure Standard | 2020e
11826 | 27 51 23 | INTERCOMMUNICATION SYSTEM | 11/21 | TELECOMMUNICATIONS INDUSTRY ASSOCIATION | TIA | TIA-568.2 | Balanced Twisted-Pair Telecommunications Cabling and Components Standards | 2018d
11827 | 27 51 23 | INTERCOMMUNICATION SYSTEM | 11/21 | TELECOMMUNICATIONS INDUSTRY ASSOCIATION | TIA | TIA-568.3 | Optical Fiber Cabling Components Standard | 2022e
11828 | 27 51 23 | INTERCOMMUNICATION SYSTEM | 11/21 | UNDERWRITERS LABORATORIES | UL | UL 50 | UL Standard for Safety Enclosures for Electrical Equipment, Non-Environmental Considerations | 2024
11829 | 27 51 23 | INTERCOMMUNICATION SYSTEM | 11/21 | UNDERWRITERS LABORATORIES | UL | UL 1449 | UL Standard for Safety Surge Protective Devices | 2021; Reprint Dec 2022
11830 | 27 52 24 | NURSE CALL SYSTEM | 11/20 | NATIONAL FIRE PROTECTION ASSOCIATION | NFPA | NFPA 70 | National Electrical Code | 2023
11831 | 27 52 24 | NURSE CALL SYSTEM | 11/20 | NATIONAL FIRE PROTECTION ASSOCIATION | NFPA | NFPA 99 | Health Care Facilities Code | 2024
11832 | 27 52 24 | NURSE CALL SYSTEM | 11/20 | TELECOMMUNICATIONS INDUSTRY ASSOCIATION | TIA | TIA-569 | Telecommunications Pathways and Spaces | 2019e; Add 1 2022
11833 | 27 52 24 | NURSE CALL SYSTEM | 11/20 | U.S. DEPARTMENT OF DEFENSE | DOD | UFC 4-010-06 | Cybersecurity of Facility-Related Control Systems | 2023
11834 | 27 52 24 | NURSE CALL SYSTEM | 11/20 | U.S. DEPARTMENT OF DEFENSE | DOD | UFC 4-510-01 | Design: Military Medical Facilities | 2023; with Change 3, 2023
11835 | 27 52 24 | NURSE CALL SYSTEM | 11/20 | UNDERWRITERS LABORATORIES | UL | UL 1069 | UL Standard for Safety Hospital Signaling and Nurse Call Equipment | 2024
11836 | 27 53 19.13 | FIRST RESPONDER DISTRIBUTED ANTENNAE SYSTEMS (DAS) | 05/20 | NATIONAL FIRE PROTECTION ASSOCIATION | NFPA | NFPA 70 | National Electrical Code | 2023
11837 | 27 53 19.13 | FIRST RESPONDER DISTRIBUTED ANTENNAE SYSTEMS (DAS) | 05/20 | NATIONAL FIRE PROTECTION ASSOCIATION | NFPA | NFPA 72 | National Fire Alarm and Signaling Code | 2022; ERTA 22-1
11838 | 27 53 19.13 | FIRST RESPONDER DISTRIBUTED ANTENNAE SYSTEMS (DAS) | 05/20 | NATIONAL FIRE PROTECTION ASSOCIATION | NFPA | NFPA 99 | Health Care Facilities Code | 2024
11839 | 27 53 19.13 | FIRST RESPONDER DISTRIBUTED ANTENNAE SYSTEMS (DAS) | 05/20 | NATIONAL FIRE PROTECTION ASSOCIATION | NFPA | NFPA 780 | Standard for the Installation of Lightning Protection Systems | 2023
11840 | 27 53 19.13 | FIRST RESPONDER DISTRIBUTED ANTENNAE SYSTEMS (DAS) | 05/20 | NATIONAL FIRE PROTECTION ASSOCIATION | NFPA | NFPA 1221 | Standard for the Installation, Maintenance and Use of Emergency Services Communications Systems | 2019; TIA 21-1
11841 | 27 53 19.13 | FIRST RESPONDER DISTRIBUTED ANTENNAE SYSTEMS (DAS) | 05/20 | NATIONAL INSTITUTE OF STANDARDS AND TECHNOLOGY | NIST | NIST SP 800-82 | Guide to Industrial Control Systems (ICS) Security | 2015; Rev 2
11842 | 27 53 19.13 | FIRST RESPONDER DISTRIBUTED ANTENNAE SYSTEMS (DAS) | 05/20 | TELECOMMUNICATIONS INDUSTRY ASSOCIATION | TIA | TIA-329.1-D | Minimum Standards for Communication Antennas Base Station Antennas | 2009; R 2013
11843 | 27 53 19.13 | FIRST RESPONDER DISTRIBUTED ANTENNAE SYSTEMS (DAS) | 05/20 | TELECOMMUNICATIONS INDUSTRY ASSOCIATION | TIA | TIA-455-13 | FOTP-13 Visual and Mechanical Inspection of Fiber Optic Components, Devices, and Assemblies | 1996a; R 2012
11844 | 27 53 19.13 | FIRST RESPONDER DISTRIBUTED ANTENNAE SYSTEMS (DAS) | 05/20 | TELECOMMUNICATIONS INDUSTRY ASSOCIATION | TIA | TIA-569 | Telecommunications Pathways and Spaces | 2019e; Add 1 2022
11845 | 27 53 19.13 | FIRST RESPONDER DISTRIBUTED ANTENNAE SYSTEMS (DAS) | 05/20 | U.S. DEPARTMENT OF DEFENSE | DOD | DOD 8510.01 | Risk Management Framework (RMF) for DoD Systems | 2022
11846 | 27 53 19.13 | FIRST RESPONDER DISTRIBUTED ANTENNAE SYSTEMS (DAS) | 05/20 | U.S. DEPARTMENT OF DEFENSE | DOD | UFC 4-010-06 | Cybersecurity of Facility-Related Control Systems | 2023
11847 | 27 53 19.13 | FIRST RESPONDER DISTRIBUTED ANTENNAE SYSTEMS (DAS) | 05/20 | U.S. FEDERAL COMMUNICATIONS COMMISSION | FCC | FCC EMC | FCC Electromagnetic Compliance Requirements | 2002
11848 | 27 53 19.13 | FIRST RESPONDER DISTRIBUTED ANTENNAE SYSTEMS (DAS) | 05/20 | U.S. FEDERAL COMMUNICATIONS COMMISSION | FCC | FCC Part 15 | Radio Frequency Devices (47 CFR 15)
11849 | 27 53 19.13 | FIRST RESPONDER DISTRIBUTED ANTENNAE SYSTEMS (DAS) | 05/20 | U.S. FEDERAL COMMUNICATIONS COMMISSION | FCC | FCC Part 95 | Personal Radio Services (47 CFR 95)
11850 | 27 53 19.13 | FIRST RESPONDER DISTRIBUTED ANTENNAE SYSTEMS (DAS) | 05/20 | UNDERWRITERS LABORATORIES | UL | UL 924 | UL Standard for Safety Emergency Lighting and Power Equipment | 2016; Reprint Dec 2022
11851 | 28 10 05 | ELECTRONIC SECURITY SYSTEMS (ESS) | 05/24 | AMERICAN NATIONAL STANDARDS INSTITUTE | ANSI | ASC/X9 X9.52 | Triple Data Encryption Algorithm Modes of Operation | 1998
11852 | 28 10 05 | ELECTRONIC SECURITY SYSTEMS (ESS) | 05/24 | ASTM INTERNATIONAL | ASTM | ASTM A123/A123M | Standard Specification for Zinc (Hot-Dip Galvanized) Coatings on Iron and Steel Products | 2017
11853 | 28 10 05 | ELECTRONIC SECURITY SYSTEMS (ESS) | 05/24 | ASTM INTERNATIONAL | ASTM | ASTM B32 | Standard Specification for Solder Metal | 2020
11854 | 28 10 05 | ELECTRONIC SECURITY SYSTEMS (ESS) | 05/24 | ASTM INTERNATIONAL | ASTM | ASTM D709 | Standard Specification for Laminated Thermosetting Materials | 2017
11855 | 28 10 05 | ELECTRONIC SECURITY SYSTEMS (ESS) | 05/24 | ASTM INTERNATIONAL | ASTM | ASTM E84 | Standard Test Method for Surface Burning Characteristics of Building Materials | 2023
11856 | 28 10 05 | ELECTRONIC SECURITY SYSTEMS (ESS) | 05/24 | BUILDERS HARDWARE MANUFACTURERS ASSOCIATION | BHMA | ANSI/BHMA A156.23 | Electromagnetic Locks | 2010
11857 | 28 10 05 | ELECTRONIC SECURITY SYSTEMS (ESS) | 05/24 | ELECTRONIC COMPONENTS INDUSTRY ASSOCIATION | ECIA | ECIA EIA/ECA 310-E | Cabinets, Racks, Panels, and Associated Equipment | 2005
11858 | 28 10 05 | ELECTRONIC SECURITY SYSTEMS (ESS) | 05/24 | INSTITUTE OF ELECTRICAL AND ELECTRONICS ENGINEERS | IEEE | IEEE 802.3 | Ethernet | 2022
11859 | 28 10 05 | ELECTRONIC SECURITY SYSTEMS (ESS) | 05/24 | INSTITUTE OF ELECTRICAL AND ELECTRONICS ENGINEERS | IEEE | IEEE C62.41.1 | Guide on the Surges Environment in Low-Voltage (1000 V and Less) AC Power Circuits | 2002; R 2008
11860 | 28 10 05 | ELECTRONIC SECURITY SYSTEMS (ESS) | 05/24 | INSTITUTE OF ELECTRICAL AND ELECTRONICS ENGINEERS | IEEE | IEEE C62.41.2 | Recommended Practice on Characterization of Surges in Low-Voltage (1000 V and Less) AC Power Circuits | 2002
11861 | 28 10 05 | ELECTRONIC SECURITY SYSTEMS (ESS) | 05/24 | INTELLIGENCE COMMUNITY STANDARD | ICS | ICS 705-1 | Physical and Technical Security Standard for Sensitive Compartmented Information Facilities | 2010
11862 | 28 10 05 | ELECTRONIC SECURITY SYSTEMS (ESS) | 05/24 | INTERNATIONAL ORGANIZATION FOR STANDARDIZATION | ISO | ANSI ISO/IEC 7816 | Identification Cards - Integrated Circuit Cards | R 2009
11863 | 28 10 05 | ELECTRONIC SECURITY SYSTEMS (ESS) | 05/24 | NATIONAL ELECTRICAL MANUFACTURERS ASSOCIATION | NEMA | NEMA 250 | Enclosures for Electrical Equipment (1000 Volts Maximum) | 2020
11864 | 28 10 05 | ELECTRONIC SECURITY SYSTEMS (ESS) | 05/24 | NATIONAL ELECTRICAL MANUFACTURERS ASSOCIATION | NEMA | NEMA ICS 1 | Standard for Industrial Control and Systems: General Requirements | 2022
11865 | 28 10 05 | ELECTRONIC SECURITY SYSTEMS (ESS) | 05/24 | NATIONAL ELECTRICAL MANUFACTURERS ASSOCIATION | NEMA | NEMA ICS 2 | Industrial Control and Systems Controllers, Contactors, and Overload Relays Rated 600 V | 2000; R 2020
11866 | 28 10 05 | ELECTRONIC SECURITY SYSTEMS (ESS) | 05/24 | NATIONAL ELECTRICAL MANUFACTURERS ASSOCIATION | NEMA | NEMA ICS 6 | Industrial Control and Systems: Enclosures | 1993; R 2016
11867 | 28 10 05 | ELECTRONIC SECURITY SYSTEMS (ESS) | 05/24 | NATIONAL FIRE PROTECTION ASSOCIATION | NFPA | NFPA 70 | National Electrical Code | 2023
11868 | 28 10 05 | ELECTRONIC SECURITY SYSTEMS (ESS) | 05/24 | NATIONAL INSTITUTE OF STANDARDS AND TECHNOLOGY | NIST | NIST FIPS 140-2 | Security Requirements for Cryptographic Modules | 2001
11869 | 28 10 05 | ELECTRONIC SECURITY SYSTEMS (ESS) | 05/24 | NATIONAL INSTITUTE OF STANDARDS AND TECHNOLOGY | NIST | NIST FIPS 197 | Advance Encryption Standard | 2001
11870 | 28 10 05 | ELECTRONIC SECURITY SYSTEMS (ESS) | 05/24 | NATIONAL INSTITUTE OF STANDARDS AND TECHNOLOGY | NIST | NIST FIPS 201-2 | Personal Identity Verification (PIV) of Federal Employees and Contractors | 2013
11871 | 28 10 05 | ELECTRONIC SECURITY SYSTEMS (ESS) | 05/24 | NATIONAL INSTITUTE OF STANDARDS AND TECHNOLOGY | NIST | NIST SP 800-116 | Guidelines for the Use of PIV Credentials in Facility Access | 2018; Rev 1
11872 | 28 10 05 | ELECTRONIC SECURITY SYSTEMS (ESS) | 05/24 | OPEN NETWORK VIDEO INTERFACE FORUM | ONVIF | ONVIF | Core Specification Version 17.06 | 2017
11873 | 28 10 05 | ELECTRONIC SECURITY SYSTEMS (ESS) | 05/24 | TELECOMMUNICATIONS INDUSTRY ASSOCIATION | TIA | TIA-222 | Structural Standard for Antenna Supporting Structures and Antennas and Small Wind Turbine Support Structures | 2018H; Add 1 2019
11874 | 28 10 05 | ELECTRONIC SECURITY SYSTEMS (ESS) | 05/24 | TELECOMMUNICATIONS INDUSTRY ASSOCIATION | TIA | TIA-568.2 | Balanced Twisted-Pair Telecommunications Cabling and Components Standards | 2018d
11875 | 28 10 05 | ELECTRONIC SECURITY SYSTEMS (ESS) | 05/24 | TELECOMMUNICATIONS INDUSTRY ASSOCIATION | TIA | TIA-606 | Administration Standard for Telecommunications Infrastructure | 2021d
11876 | 28 10 05 | ELECTRONIC SECURITY SYSTEMS (ESS) | 05/24 | TELECOMMUNICATIONS INDUSTRY ASSOCIATION | TIA | TIA-607 | Generic Telecommunications Bonding and Grounding (Earthing) for Customer Premises | 2019d
11877 | 28 10 05 | ELECTRONIC SECURITY SYSTEMS (ESS) | 05/24 | U.S. DEPARTMENT OF DEFENSE | DOD | MIL-HDBK-419 | Grounding, Bonding, and Shielding for Electronic Equipments and Facilities Volumes 1 of 2 Basic Theory | 1987; Rev A
11878 | 28 10 05 | ELECTRONIC SECURITY SYSTEMS (ESS) | 05/24 | U.S. DEPARTMENT OF DEFENSE | DOD | MIL-STD-188-124 | Grounding, Bonding and Shielding for Common Long Haul/Tactical Communications Systems, Including Ground Based Communications - Electronics Facilities and Equipments | 1998; Rev B; Notice 2 1998; Notice 3 2000; Notice 4 2013
11879 | 28 10 05 | ELECTRONIC SECURITY SYSTEMS (ESS) | 05/24 | U.S. NATIONAL ARCHIVES AND RECORDS ADMINISTRATION | NARA | 21 CFR 1020 | Performance Standards for Ionizing Radiation Emitting Products
11880 | 28 10 05 | ELECTRONIC SECURITY SYSTEMS (ESS) | 05/24 | U.S. NATIONAL ARCHIVES AND RECORDS ADMINISTRATION | NARA | 47 CFR 15 | Radio Frequency Devices
11881 | 28 10 05 | ELECTRONIC SECURITY SYSTEMS (ESS) | 05/24 | UNDERWRITERS LABORATORIES | UL | UL 50 | UL Standard for Safety Enclosures for Electrical Equipment, Non-Environmental Considerations | 2024
11882 | 28 10 05 | ELECTRONIC SECURITY SYSTEMS (ESS) | 05/24 | UNDERWRITERS LABORATORIES | UL | UL 294 | UL Standard for Safety Access Control System Units | 2023
11883 | 28 10 05 | ELECTRONIC SECURITY SYSTEMS (ESS) | 05/24 | UNDERWRITERS LABORATORIES | UL | UL 437 | UL Standard for Safety Key Locks | 2013; Reprint Jan 2022
11884 | 28 10 05 | ELECTRONIC SECURITY SYSTEMS (ESS) | 05/24 | UNDERWRITERS LABORATORIES | UL | UL 634 | Connectors and Switches for Use with Burglar-Alarm Systems | 2007; Reprint Mar 2015
11885 | 28 10 05 | ELECTRONIC SECURITY SYSTEMS (ESS) | 05/24 | UNDERWRITERS LABORATORIES | UL | UL 636 | UL Standard for Safety Holdup Alarm Units and Systems | 2018
11886 | 28 10 05 | ELECTRONIC SECURITY SYSTEMS (ESS) | 05/24 | UNDERWRITERS LABORATORIES | UL | UL 639 | Standard for Intrusion Detection Units | 2007; Reprint Jun 2024
11887 | 28 10 05 | ELECTRONIC SECURITY SYSTEMS (ESS) | 05/24 | UNDERWRITERS LABORATORIES | UL | UL 681 | UL Standard for Safety Installation and Classification of Burglar and Holdup Alarm Systems | 2014; Reprint Jan 2021
11888 | 28 10 05 | ELECTRONIC SECURITY SYSTEMS (ESS) | 05/24 | UNDERWRITERS LABORATORIES | UL | UL 796 | UL Standard for Safety Printed Wiring Boards | 2020; Reprint Oct 2023
11889 | 28 10 05 | ELECTRONIC SECURITY SYSTEMS (ESS) | 05/24 | UNDERWRITERS LABORATORIES | UL | UL 969 | UL Standard for Safety Marking and Labeling Systems | 2017; Reprint May 2023
11890 | 28 10 05 | ELECTRONIC SECURITY SYSTEMS (ESS) | 05/24 | UNDERWRITERS LABORATORIES | UL | UL 972 | UL Standard for Safety Burglary Resisting Glazing Material Type | 2006; Reprint Nov 2020
11891 | 28 10 05 | ELECTRONIC SECURITY SYSTEMS (ESS) | 05/24 | UNDERWRITERS LABORATORIES | UL | UL 1037 | UL Standard for Safety Antitheft Alarms and Devices | 2016; Reprint Aug 2023
11892 | 28 10 05 | ELECTRONIC SECURITY SYSTEMS (ESS) | 05/24 | UNDERWRITERS LABORATORIES | UL | UL 1076 | UL Standard for Safety Proprietary Burglar Alarm Units and Systems | 2018; Reprint Feb 2021
11893 | 28 10 05 | ELECTRONIC SECURITY SYSTEMS (ESS) | 05/24 | UNDERWRITERS LABORATORIES | UL | UL 1610 | UL Standard for Safety Central-Station Burglar-Alarm Units | 2016; Reprint Apr 2021
11894 | 28 10 05 | ELECTRONIC SECURITY SYSTEMS (ESS) | 05/24 | UNDERWRITERS LABORATORIES | UL | UL 2050 | Standard for National Industrial Security Systems for the Protection of Classified Materials (limited distribution publication, direct purchase request with justification to UL) | 2003; 4th Edition
11895 | 28 10 05 | ELECTRONIC SECURITY SYSTEMS (ESS) | 05/24 | UNDERWRITERS LABORATORIES | UL | UL 2802 | UL Standard for Safety Performance Testing of Camera Image Quality | 2013; Reprint Apr 7 2020
11896 | 28 10 05 | ELECTRONIC SECURITY SYSTEMS (ESS) | 05/24 | UNDERWRITERS LABORATORIES | UL | UL 62368-1 | UL Standard for Audio/Video, Information, and Communication Technology Equipment - Part 1: Safety Requirements | 2019
11897 | 28 20 02 | CENTRAL MONITORING SERVICES FOR ELECTRONIC SECURITY SYSTEMS | 11/08 | U.S. DEFENSE INTELLIGENCE AGENCY | DIA | DIA DCID 6/9 | Physical Security Standards for Sensitive Compartmented Information Facilities | 2002
11898 | 28 20 02 | CENTRAL MONITORING SERVICES FOR ELECTRONIC SECURITY SYSTEMS | 11/08 | U.S. DEPARTMENT OF DEFENSE | DOD | DOD 5100.76-M | Physical Security of Sensitive Conventional Arms, Ammunition, and Explosives | 2012; Change 1-2018; Change 2-2020
11899 | 28 20 02 | CENTRAL MONITORING SERVICES FOR ELECTRONIC SECURITY SYSTEMS | 11/08 | U.S. DEPARTMENT OF DEFENSE | DOD | DOD 5220.22-M | National Industrial Security Program Operating Manual (NISPOM) | 2006; Change 1-2013; Change 2-2016
11900 | 28 20 02 | CENTRAL MONITORING SERVICES FOR ELECTRONIC SECURITY SYSTEMS | 11/08 | UNDERWRITERS LABORATORIES | UL | UL 827 | UL Standard for Safety Central-Station Alarm Services | 2022; Reprint Oct 2023
11901 | 28 20 02 | CENTRAL MONITORING SERVICES FOR ELECTRONIC SECURITY SYSTEMS | 11/08 | UNDERWRITERS LABORATORIES | UL | UL 1981 | Standard for Central Station Automation Systems | 2014; Reprint Mar 2023
11902 | 28 20 02 | CENTRAL MONITORING SERVICES FOR ELECTRONIC SECURITY SYSTEMS | 11/08 | UNDERWRITERS LABORATORIES | UL | UL 2050 | Standard for National Industrial Security Systems for the Protection of Classified Materials (limited distribution publication, direct purchase request with justification to UL) | 2003; 4th Edition
11903 | 28 31 32 | FIRE ALARM REPORTING SYSTEM, DIGITAL COMMUNICATOR TYPE | 08/23 | INSTITUTE OF ELECTRICAL AND ELECTRONICS ENGINEERS | IEEE | IEEE C62.41.1 | Guide on the Surges Environment in Low-Voltage (1000 V and Less) AC Power Circuits | 2002; R 2008
11904 | 28 31 32 | FIRE ALARM REPORTING SYSTEM, DIGITAL COMMUNICATOR TYPE | 08/23 | INSTITUTE OF ELECTRICAL AND ELECTRONICS ENGINEERS | IEEE | IEEE C62.41.2 | Recommended Practice on Characterization of Surges in Low-Voltage (1000 V and Less) AC Power Circuits | 2002
11905 | 28 31 32 | FIRE ALARM REPORTING SYSTEM, DIGITAL COMMUNICATOR TYPE | 08/23 | NATIONAL ELECTRICAL MANUFACTURERS ASSOCIATION | NEMA | NEMA ICS 6 | Industrial Control and Systems: Enclosures | 1993; R 2016
11906 | 28 31 32 | FIRE ALARM REPORTING SYSTEM, DIGITAL COMMUNICATOR TYPE | 08/23 | NATIONAL FIRE PROTECTION ASSOCIATION | NFPA | NFPA 11 | Standard for Low-, Medium- and High- Expansion Foam | 2024
11907 | 28 31 32 | FIRE ALARM REPORTING SYSTEM, DIGITAL COMMUNICATOR TYPE | 08/23 | NATIONAL FIRE PROTECTION ASSOCIATION | NFPA | NFPA 12 | Standard on Carbon Dioxide Extinguishing Systems | 2022
11908 | 28 31 32 | FIRE ALARM REPORTING SYSTEM, DIGITAL COMMUNICATOR TYPE | 08/23 | NATIONAL FIRE PROTECTION ASSOCIATION | NFPA | NFPA 12A | Standard on Halon 1301 Fire Extinguishing Systems | 2022
11909 | 28 31 32 | FIRE ALARM REPORTING SYSTEM, DIGITAL COMMUNICATOR TYPE | 08/23 | NATIONAL FIRE PROTECTION ASSOCIATION | NFPA | NFPA 13 | Standard for the Installation of Sprinkler Systems | 2022; TIA 24-1
11910 | 28 31 32 | FIRE ALARM REPORTING SYSTEM, DIGITAL COMMUNICATOR TYPE | 08/23 | NATIONAL FIRE PROTECTION ASSOCIATION | NFPA | NFPA 17 | Standard for Dry Chemical Extinguishing Systems | 2024
11911 | 28 31 32 | FIRE ALARM REPORTING SYSTEM, DIGITAL COMMUNICATOR TYPE | 08/23 | NATIONAL FIRE PROTECTION ASSOCIATION | NFPA | NFPA 17A | Standard for Wet Chemical Extinguishing Systems | 2024
11912 | 28 31 32 | FIRE ALARM REPORTING SYSTEM, DIGITAL COMMUNICATOR TYPE | 08/23 | NATIONAL FIRE PROTECTION ASSOCIATION | NFPA | NFPA 20 | Standard for the Installation of Stationary Pumps for Fire Protection | 2022;TIA 21-1; TIA 21-2
11913 | 28 31 32 | FIRE ALARM REPORTING SYSTEM, DIGITAL COMMUNICATOR TYPE | 08/23 | NATIONAL FIRE PROTECTION ASSOCIATION | NFPA | NFPA 70 | National Electrical Code | 2023
11914 | 28 31 32 | FIRE ALARM REPORTING SYSTEM, DIGITAL COMMUNICATOR TYPE | 08/23 | NATIONAL FIRE PROTECTION ASSOCIATION | NFPA | NFPA 72 | National Fire Alarm and Signaling Code | 2022; ERTA 22-1
11915 | 28 31 32 | FIRE ALARM REPORTING SYSTEM, DIGITAL COMMUNICATOR TYPE | 08/23 | NATIONAL FIRE PROTECTION ASSOCIATION | NFPA | NFPA 111 | Standard on Stored Electrical Energy Emergency and Standby Power Systems | 2025
11916 | 28 31 32 | FIRE ALARM REPORTING SYSTEM, DIGITAL COMMUNICATOR TYPE | 08/23 | NATIONAL FIRE PROTECTION ASSOCIATION | NFPA | NFPA 170 | Standard for Fire Safety and Emergency Symbols | 2024; ERTA 1 2023
11917 | 28 31 32 | FIRE ALARM REPORTING SYSTEM, DIGITAL COMMUNICATOR TYPE | 08/23 | NATIONAL FIRE PROTECTION ASSOCIATION | NFPA | NFPA 1225 | Standard for Emergency Services Communications | 2021
11918 | 28 31 32 | FIRE ALARM REPORTING SYSTEM, DIGITAL COMMUNICATOR TYPE | 08/23 | NATIONAL FIRE PROTECTION ASSOCIATION | NFPA | NFPA 2001 | Standard on Clean Agent Fire Extinguishing Systems | 2022
11919 | 28 31 32 | FIRE ALARM REPORTING SYSTEM, DIGITAL COMMUNICATOR TYPE | 08/23 | SOCIETY OF AUTOMOTIVE ENGINEERS INTERNATIONAL | SAE | SAE AMS-STD-595A | Colors used in Government Procurement | 2017
11920 | 28 31 32 | FIRE ALARM REPORTING SYSTEM, DIGITAL COMMUNICATOR TYPE | 08/23 | TELECOMMUNICATIONS INDUSTRY ASSOCIATION | TIA | TIA-570 | Residential Telecommunications Infrastructure Standard | 2024e
11921 | 28 31 32 | FIRE ALARM REPORTING SYSTEM, DIGITAL COMMUNICATOR TYPE | 08/23 | UNDERWRITERS LABORATORIES | UL | UL 6 | UL Standard for Safety Electrical Rigid Metal Conduit-Steel | 2022
11922 | 28 31 32 | FIRE ALARM REPORTING SYSTEM, DIGITAL COMMUNICATOR TYPE | 08/23 | UNDERWRITERS LABORATORIES | UL | UL 467 | UL Standard for Safety Grounding and Bonding Equipment | 2022
11923 | 28 31 32 | FIRE ALARM REPORTING SYSTEM, DIGITAL COMMUNICATOR TYPE | 08/23 | UNDERWRITERS LABORATORIES | UL | UL 497B | UL Standard for Safety Protectors for Data Communications and Fire Alarm Circuits | 2004; Reprint Feb 2022
11924 | 28 31 32 | FIRE ALARM REPORTING SYSTEM, DIGITAL COMMUNICATOR TYPE | 08/23 | UNDERWRITERS LABORATORIES | UL | UL 514A | UL Standard for Safety Metallic Outlet Boxes | 2013; Reprint Jun 2022
11925 | 28 31 32 | FIRE ALARM REPORTING SYSTEM, DIGITAL COMMUNICATOR TYPE | 08/23 | UNDERWRITERS LABORATORIES | UL | UL 514B | UL Standard for Safety Conduit, Tubing and Cable Fittings | 2012; Reprint Mar 2024
11926 | 28 31 32 | FIRE ALARM REPORTING SYSTEM, DIGITAL COMMUNICATOR TYPE | 08/23 | UNDERWRITERS LABORATORIES | UL | UL 797 | UL Standard for Safety Electrical Metallic Tubing -- Steel | 2007; Reprint Apr 2023
11927 | 28 31 32 | FIRE ALARM REPORTING SYSTEM, DIGITAL COMMUNICATOR TYPE | 08/23 | UNDERWRITERS LABORATORIES | UL | UL 1242 | UL Standard for Safety Electrical Intermediate Metal Conduit -- Steel | 2006; Reprint Apr 2022
11928 | 28 31 32 | FIRE ALARM REPORTING SYSTEM, DIGITAL COMMUNICATOR TYPE | 08/23 | UNDERWRITERS LABORATORIES | UL | UL 1449 | UL Standard for Safety Surge Protective Devices | 2021; Reprint Dec 2022
11929 | 28 31 32 | FIRE ALARM REPORTING SYSTEM, DIGITAL COMMUNICATOR TYPE | 08/23 | UNDERWRITERS LABORATORIES | UL | UL Fire Prot Dir | UL Product IQ (updated online) at https://productiq.ulpropsector.com/en
11930 | 28 31 33 | FIRE ALARM REPORTING SYSTEM, RADIO TYPE | 08/23 | AMERICAN SOCIETY OF CIVIL ENGINEERS | ASCE | ASCE 7-22 | Minimum Design Loads and Associated Criteria for Buildings and Other Structures | 2022; Supp 1 2023; Supp 2 2023
11931 | 28 31 33 | FIRE ALARM REPORTING SYSTEM, RADIO TYPE | 08/23 | ASTM INTERNATIONAL | ASTM | ASTM A123/A123M | Standard Specification for Zinc (Hot-Dip Galvanized) Coatings on Iron and Steel Products | 2017
11932 | 28 31 33 | FIRE ALARM REPORTING SYSTEM, RADIO TYPE | 08/23 | ASTM INTERNATIONAL | ASTM | ASTM A153/A153M | Standard Specification for Zinc Coating (Hot-Dip) on Iron and Steel Hardware | 2023
11933 | 28 31 33 | FIRE ALARM REPORTING SYSTEM, RADIO TYPE | 08/23 | ASTM INTERNATIONAL | ASTM | ASTM B695 | Standard Specification for Coatings of Zinc Mechanically Deposited on Iron and Steel | 2021
11934 | 28 31 33 | FIRE ALARM REPORTING SYSTEM, RADIO TYPE | 08/23 | INSTITUTE OF ELECTRICAL AND ELECTRONICS ENGINEERS | IEEE | IEEE C62.11 | Standard for Metal-Oxide Surge Arresters for Alternating Current Power Circuits (>1kV) | 2020
11935 | 28 31 33 | FIRE ALARM REPORTING SYSTEM, RADIO TYPE | 08/23 | INSTITUTE OF ELECTRICAL AND ELECTRONICS ENGINEERS | IEEE | IEEE C62.41.1 | Guide on the Surges Environment in Low-Voltage (1000 V and Less) AC Power Circuits | 2002; R 2008
11936 | 28 31 33 | FIRE ALARM REPORTING SYSTEM, RADIO TYPE | 08/23 | INSTITUTE OF ELECTRICAL AND ELECTRONICS ENGINEERS | IEEE | IEEE C62.41.2 | Recommended Practice on Characterization of Surges in Low-Voltage (1000 V and Less) AC Power Circuits | 2002
11937 | 28 31 33 | FIRE ALARM REPORTING SYSTEM, RADIO TYPE | 08/23 | NATIONAL ELECTRICAL MANUFACTURERS ASSOCIATION | NEMA | NEMA ICS 6 | Industrial Control and Systems: Enclosures | 1993; R 2016
11938 | 28 31 33 | FIRE ALARM REPORTING SYSTEM, RADIO TYPE | 08/23 | NATIONAL FIRE PROTECTION ASSOCIATION | NFPA | NFPA 11 | Standard for Low-, Medium- and High- Expansion Foam | 2024
11939 | 28 31 33 | FIRE ALARM REPORTING SYSTEM, RADIO TYPE | 08/23 | NATIONAL FIRE PROTECTION ASSOCIATION | NFPA | NFPA 12 | Standard on Carbon Dioxide Extinguishing Systems | 2022
11940 | 28 31 33 | FIRE ALARM REPORTING SYSTEM, RADIO TYPE | 08/23 | NATIONAL FIRE PROTECTION ASSOCIATION | NFPA | NFPA 12A | Standard on Halon 1301 Fire Extinguishing Systems | 2022
11941 | 28 31 33 | FIRE ALARM REPORTING SYSTEM, RADIO TYPE | 08/23 | NATIONAL FIRE PROTECTION ASSOCIATION | NFPA | NFPA 13 | Standard for the Installation of Sprinkler Systems | 2022; TIA 24-1
11942 | 28 31 33 | FIRE ALARM REPORTING SYSTEM, RADIO TYPE | 08/23 | NATIONAL FIRE PROTECTION ASSOCIATION | NFPA | NFPA 17 | Standard for Dry Chemical Extinguishing Systems | 2024
11943 | 28 31 33 | FIRE ALARM REPORTING SYSTEM, RADIO TYPE | 08/23 | NATIONAL FIRE PROTECTION ASSOCIATION | NFPA | NFPA 17A | Standard for Wet Chemical Extinguishing Systems | 2024
11944 | 28 31 33 | FIRE ALARM REPORTING SYSTEM, RADIO TYPE | 08/23 | NATIONAL FIRE PROTECTION ASSOCIATION | NFPA | NFPA 20 | Standard for the Installation of Stationary Pumps for Fire Protection | 2022;TIA 21-1; TIA 21-2
11945 | 28 31 33 | FIRE ALARM REPORTING SYSTEM, RADIO TYPE | 08/23 | NATIONAL FIRE PROTECTION ASSOCIATION | NFPA | NFPA 70 | National Electrical Code | 2023
11946 | 28 31 33 | FIRE ALARM REPORTING SYSTEM, RADIO TYPE | 08/23 | NATIONAL FIRE PROTECTION ASSOCIATION | NFPA | NFPA 72 | National Fire Alarm and Signaling Code | 2022; ERTA 22-1
11947 | 28 31 33 | FIRE ALARM REPORTING SYSTEM, RADIO TYPE | 08/23 | NATIONAL FIRE PROTECTION ASSOCIATION | NFPA | NFPA 111 | Standard on Stored Electrical Energy Emergency and Standby Power Systems | 2025
11948 | 28 31 33 | FIRE ALARM REPORTING SYSTEM, RADIO TYPE | 08/23 | NATIONAL FIRE PROTECTION ASSOCIATION | NFPA | NFPA 170 | Standard for Fire Safety and Emergency Symbols | 2024; ERTA 1 2023
11949 | 28 31 33 | FIRE ALARM REPORTING SYSTEM, RADIO TYPE | 08/23 | NATIONAL FIRE PROTECTION ASSOCIATION | NFPA | NFPA 780 | Standard for the Installation of Lightning Protection Systems | 2023
11950 | 28 31 33 | FIRE ALARM REPORTING SYSTEM, RADIO TYPE | 08/23 | NATIONAL FIRE PROTECTION ASSOCIATION | NFPA | NFPA 1225 | Standard for Emergency Services Communications | 2021
11951 | 28 31 33 | FIRE ALARM REPORTING SYSTEM, RADIO TYPE | 08/23 | NATIONAL FIRE PROTECTION ASSOCIATION | NFPA | NFPA 2001 | Standard on Clean Agent Fire Extinguishing Systems | 2022
11952 | 28 31 33 | FIRE ALARM REPORTING SYSTEM, RADIO TYPE | 08/23 | SOCIETY OF AUTOMOTIVE ENGINEERS INTERNATIONAL | SAE | SAE AMS-STD-595A | Colors used in Government Procurement | 2017
11953 | 28 31 33 | FIRE ALARM REPORTING SYSTEM, RADIO TYPE | 08/23 | TELECOMMUNICATIONS INDUSTRY ASSOCIATION | TIA | TIA-222 | Structural Standard for Antenna Supporting Structures and Antennas and Small Wind Turbine Support Structures | 2018H; Add 1 2019
11954 | 28 31 33 | FIRE ALARM REPORTING SYSTEM, RADIO TYPE | 08/23 | U.S. NATIONAL ARCHIVES AND RECORDS ADMINISTRATION | NARA | 47 CFR 15 | Radio Frequency Devices
11955 | 28 31 33 | FIRE ALARM REPORTING SYSTEM, RADIO TYPE | 08/23 | UNDERWRITERS LABORATORIES | UL | UL 6 | UL Standard for Safety Electrical Rigid Metal Conduit-Steel | 2022
11956 | 28 31 33 | FIRE ALARM REPORTING SYSTEM, RADIO TYPE | 08/23 | UNDERWRITERS LABORATORIES | UL | UL 96 | UL Standard for Safety Lightning Protection Components | 2016; May 2023
11957 | 28 31 33 | FIRE ALARM REPORTING SYSTEM, RADIO TYPE | 08/23 | UNDERWRITERS LABORATORIES | UL | UL 96A | UL Standard for Safety Installation Requirements for Lightning Protection Systems | 2023
11958 | 28 31 33 | FIRE ALARM REPORTING SYSTEM, RADIO TYPE | 08/23 | UNDERWRITERS LABORATORIES | UL | UL 467 | UL Standard for Safety Grounding and Bonding Equipment | 2022
11959 | 28 31 33 | FIRE ALARM REPORTING SYSTEM, RADIO TYPE | 08/23 | UNDERWRITERS LABORATORIES | UL | UL 497B | UL Standard for Safety Protectors for Data Communications and Fire Alarm Circuits | 2004; Reprint Feb 2022
11960 | 28 31 33 | FIRE ALARM REPORTING SYSTEM, RADIO TYPE | 08/23 | UNDERWRITERS LABORATORIES | UL | UL 514A | UL Standard for Safety Metallic Outlet Boxes | 2013; Reprint Jun 2022
11961 | 28 31 33 | FIRE ALARM REPORTING SYSTEM, RADIO TYPE | 08/23 | UNDERWRITERS LABORATORIES | UL | UL 514B | UL Standard for Safety Conduit, Tubing and Cable Fittings | 2012; Reprint Mar 2024
11962 | 28 31 33 | FIRE ALARM REPORTING SYSTEM, RADIO TYPE | 08/23 | UNDERWRITERS LABORATORIES | UL | UL 797 | UL Standard for Safety Electrical Metallic Tubing -- Steel | 2007; Reprint Apr 2023
11963 | 28 31 33 | FIRE ALARM REPORTING SYSTEM, RADIO TYPE | 08/23 | UNDERWRITERS LABORATORIES | UL | UL 1242 | UL Standard for Safety Electrical Intermediate Metal Conduit -- Steel | 2006; Reprint Apr 2022
11964 | 28 31 33 | FIRE ALARM REPORTING SYSTEM, RADIO TYPE | 08/23 | UNDERWRITERS LABORATORIES | UL | UL 1449 | UL Standard for Safety Surge Protective Devices | 2021; Reprint Dec 2022
11965 | 28 31 33 | FIRE ALARM REPORTING SYSTEM, RADIO TYPE | 08/23 | UNDERWRITERS LABORATORIES | UL | UL Fire Prot Dir | UL Product IQ (updated online) at https://productiq.ulpropsector.com/en
11966 | 28 31 60 | INTERIOR FIRE ALARM SYSTEM, NON-ADDRESSABLE | 08/20 | AMERICAN SOCIETY OF MECHANICAL ENGINEERS | ASME | ASME A17.1/CSA B44 | Safety Code for Elevators and Escalators | 2019
11967 | 28 31 60 | INTERIOR FIRE ALARM SYSTEM, NON-ADDRESSABLE | 08/20 | ASTM INTERNATIONAL | ASTM | ASTM F402 | Standard Practice for Safe Handling of Solvent Cements, Primers, and Cleaners Used for Joining Thermoplastic Pipe and Fittings | 2018
11968 | 28 31 60 | INTERIOR FIRE ALARM SYSTEM, NON-ADDRESSABLE | 08/20 | FM GLOBAL | FM | FM APP GUIDE | Approval Guide https://www.approvalguide.com/ | updated on-line
11969 | 28 31 60 | INTERIOR FIRE ALARM SYSTEM, NON-ADDRESSABLE | 08/20 | INSTITUTE OF ELECTRICAL AND ELECTRONICS ENGINEERS | IEEE | IEEE C62.41.1 | Guide on the Surges Environment in Low-Voltage (1000 V and Less) AC Power Circuits | 2002; R 2008
11970 | 28 31 60 | INTERIOR FIRE ALARM SYSTEM, NON-ADDRESSABLE | 08/20 | INSTITUTE OF ELECTRICAL AND ELECTRONICS ENGINEERS | IEEE | IEEE C62.41.2 | Recommended Practice on Characterization of Surges in Low-Voltage (1000 V and Less) AC Power Circuits | 2002
11971 | 28 31 60 | INTERIOR FIRE ALARM SYSTEM, NON-ADDRESSABLE | 08/20 | NATIONAL FIRE PROTECTION ASSOCIATION | NFPA | NFPA 4 | Standard for Integrated Fire Protection and Life Safety System Testing | 2018
11972 | 28 31 60 | INTERIOR FIRE ALARM SYSTEM, NON-ADDRESSABLE | 08/20 | NATIONAL FIRE PROTECTION ASSOCIATION | NFPA | NFPA 70 | National Electrical Code | 2023
11973 | 28 31 60 | INTERIOR FIRE ALARM SYSTEM, NON-ADDRESSABLE | 08/20 | NATIONAL FIRE PROTECTION ASSOCIATION | NFPA | NFPA 72 | National Fire Alarm and Signaling Code | 2022; ERTA 22-1
11974 | 28 31 60 | INTERIOR FIRE ALARM SYSTEM, NON-ADDRESSABLE | 08/20 | NATIONAL FIRE PROTECTION ASSOCIATION | NFPA | NFPA 90A | Standard for the Installation of Air Conditioning and Ventilating Systems | 2024
11975 | 28 31 60 | INTERIOR FIRE ALARM SYSTEM, NON-ADDRESSABLE | 08/20 | NATIONAL FIRE PROTECTION ASSOCIATION | NFPA | NFPA 170 | Standard for Fire Safety and Emergency Symbols | 2024; ERTA 1 2023
11976 | 28 31 60 | INTERIOR FIRE ALARM SYSTEM, NON-ADDRESSABLE | 08/20 | U.S. DEPARTMENT OF DEFENSE | DOD | UFC 3-601-02 | Fire Protection Systems Inspection, Testing, and Maintenance | 2021
11977 | 28 31 60 | INTERIOR FIRE ALARM SYSTEM, NON-ADDRESSABLE | 08/20 | U.S. DEPARTMENT OF DEFENSE | DOD | UFC 4-010-06 | Cybersecurity of Facility-Related Control Systems | 2023
11978 | 28 31 60 | INTERIOR FIRE ALARM SYSTEM, NON-ADDRESSABLE | 08/20 | U.S. NATIONAL ARCHIVES AND RECORDS ADMINISTRATION | NARA | 47 CFR 15 | Radio Frequency Devices
11979 | 28 31 60 | INTERIOR FIRE ALARM SYSTEM, NON-ADDRESSABLE | 08/20 | U.S. NATIONAL ARCHIVES AND RECORDS ADMINISTRATION | NARA | 47 CFR 90 | Private Land Mobile Radio Services
11980 | 28 31 60 | INTERIOR FIRE ALARM SYSTEM, NON-ADDRESSABLE | 08/20 | UNDERWRITERS LABORATORIES | UL | UL 228 | UL Standard for Safety Door Closers-Holders, With or Without Integral Smoke Detectors | 2006; Reprint Mar 2022
11981 | 28 31 60 | INTERIOR FIRE ALARM SYSTEM, NON-ADDRESSABLE | 08/20 | UNDERWRITERS LABORATORIES | UL | UL 268 | UL Standard for Safety Smoke Detectors for Fire Alarm Systems | 2023
11982 | 28 31 60 | INTERIOR FIRE ALARM SYSTEM, NON-ADDRESSABLE | 08/20 | UNDERWRITERS LABORATORIES | UL | UL 268A | Smoke Detectors for Duct Application | 2008; Reprint Aug 2023
11983 | 28 31 60 | INTERIOR FIRE ALARM SYSTEM, NON-ADDRESSABLE | 08/20 | UNDERWRITERS LABORATORIES | UL | UL 464 | UL Standard for Safety Audible Signaling Devices for Fire Alarm and Signaling Systems, Including Accessories | 2023
11984 | 28 31 60 | INTERIOR FIRE ALARM SYSTEM, NON-ADDRESSABLE | 08/20 | UNDERWRITERS LABORATORIES | UL | UL 497A | UL Standard for Safety Secondary Protectors for Communications Circuits | 2001; Bul. 2019
11985 | 28 31 60 | INTERIOR FIRE ALARM SYSTEM, NON-ADDRESSABLE | 08/20 | UNDERWRITERS LABORATORIES | UL | UL 497B | UL Standard for Safety Protectors for Data Communications and Fire Alarm Circuits | 2004; Reprint Feb 2022
11986 | 28 31 60 | INTERIOR FIRE ALARM SYSTEM, NON-ADDRESSABLE | 08/20 | UNDERWRITERS LABORATORIES | UL | UL 521 | UL Standard for Safety Heat Detectors for Fire Protective Signaling Systems | 1999; Reprint Feb 2023
11987 | 28 31 60 | INTERIOR FIRE ALARM SYSTEM, NON-ADDRESSABLE | 08/20 | UNDERWRITERS LABORATORIES | UL | UL 864 | UL Standard for Safety Control Units and Accessories for Fire Alarm Systems | 2023
11988 | 28 31 60 | INTERIOR FIRE ALARM SYSTEM, NON-ADDRESSABLE | 08/20 | UNDERWRITERS LABORATORIES | UL | UL 1283 | UL Standard for Safety Electromagnetic Interference Filters | 2017; Reprint Feb 2024
11989 | 28 31 60 | INTERIOR FIRE ALARM SYSTEM, NON-ADDRESSABLE | 08/20 | UNDERWRITERS LABORATORIES | UL | UL 1449 | UL Standard for Safety Surge Protective Devices | 2021; Reprint Dec 2022
11990 | 28 31 60 | INTERIOR FIRE ALARM SYSTEM, NON-ADDRESSABLE | 08/20 | UNDERWRITERS LABORATORIES | UL | UL 1638 | UL Standard for Safety Visible Signaling Devices for Fire Alarm and Signaling Systems, Including Accessories | 2023
11991 | 28 31 60 | INTERIOR FIRE ALARM SYSTEM, NON-ADDRESSABLE | 08/20 | UNDERWRITERS LABORATORIES | UL | UL 1971 | UL Standard for Safety Signaling Devices for the Deaf and Hard of Hearing | 2002; Reprint Feb 2024
11992 | 28 31 60 | INTERIOR FIRE ALARM SYSTEM, NON-ADDRESSABLE | 08/20 | UNDERWRITERS LABORATORIES | UL | UL 2034 | UL Standard for Safety Single and Multiple Station Carbon Monoxide Alarms | 2024; Reprint Aug 2024
11993 | 28 31 60 | INTERIOR FIRE ALARM SYSTEM, NON-ADDRESSABLE | 08/20 | UNDERWRITERS LABORATORIES | UL | UL 2075 | UL Standard for Safety Gas and Vapor Detectors and Sensors | 2013; Bul. 2019
11994 | 28 31 60 | INTERIOR FIRE ALARM SYSTEM, NON-ADDRESSABLE | 08/20 | UNDERWRITERS LABORATORIES | UL | UL Fire Prot Dir | UL Product IQ (updated online) at https://productiq.ulpropsector.com/en
11995 | 28 31 66 | INTERIOR FIRE ALARM AND MASS NOTIFICATION SYSTEM, NON-ADDRESSABLE | 08/20 | ACOUSTICAL SOCIETY OF AMERICA | ASA | ASA S3.2 | American National Standard Method for Measuring the Intelligibility of Speech Over Communication Systems (ASA 85) | 2020
11996 | 28 31 66 | INTERIOR FIRE ALARM AND MASS NOTIFICATION SYSTEM, NON-ADDRESSABLE | 08/20 | AMERICAN SOCIETY OF MECHANICAL ENGINEERS | ASME | ASME A17.1/CSA B44 | Safety Code for Elevators and Escalators | 2019
11997 | 28 31 66 | INTERIOR FIRE ALARM AND MASS NOTIFICATION SYSTEM, NON-ADDRESSABLE | 08/20 | ASTM INTERNATIONAL | ASTM | ASTM F402 | Standard Practice for Safe Handling of Solvent Cements, Primers, and Cleaners Used for Joining Thermoplastic Pipe and Fittings | 2018
11998 | 28 31 66 | INTERIOR FIRE ALARM AND MASS NOTIFICATION SYSTEM, NON-ADDRESSABLE | 08/20 | FM GLOBAL | FM | FM APP GUIDE | Approval Guide https://www.approvalguide.com/ | updated on-line
11999 | 28 31 66 | INTERIOR FIRE ALARM AND MASS NOTIFICATION SYSTEM, NON-ADDRESSABLE | 08/20 | INSTITUTE OF ELECTRICAL AND ELECTRONICS ENGINEERS | IEEE | IEEE C62.41.1 | Guide on the Surges Environment in Low-Voltage (1000 V and Less) AC Power Circuits | 2002; R 2008
12000 | 28 31 66 | INTERIOR FIRE ALARM AND MASS NOTIFICATION SYSTEM, NON-ADDRESSABLE | 08/20 | INSTITUTE OF ELECTRICAL AND ELECTRONICS ENGINEERS | IEEE | IEEE C62.41.2 | Recommended Practice on Characterization of Surges in Low-Voltage (1000 V and Less) AC Power Circuits | 2002
12001 | 28 31 66 | INTERIOR FIRE ALARM AND MASS NOTIFICATION SYSTEM, NON-ADDRESSABLE | 08/20 | NATIONAL FIRE PROTECTION ASSOCIATION | NFPA | NFPA 4 | Standard for Integrated Fire Protection and Life Safety System Testing | 2018
12002 | 28 31 66 | INTERIOR FIRE ALARM AND MASS NOTIFICATION SYSTEM, NON-ADDRESSABLE | 08/20 | NATIONAL FIRE PROTECTION ASSOCIATION | NFPA | NFPA 70 | National Electrical Code | 2023
12003 | 28 31 66 | INTERIOR FIRE ALARM AND MASS NOTIFICATION SYSTEM, NON-ADDRESSABLE | 08/20 | NATIONAL FIRE PROTECTION ASSOCIATION | NFPA | NFPA 72 | National Fire Alarm and Signaling Code | 2022; ERTA 22-1
12004 | 28 31 66 | INTERIOR FIRE ALARM AND MASS NOTIFICATION SYSTEM, NON-ADDRESSABLE | 08/20 | NATIONAL FIRE PROTECTION ASSOCIATION | NFPA | NFPA 90A | Standard for the Installation of Air Conditioning and Ventilating Systems | 2024
12005 | 28 31 66 | INTERIOR FIRE ALARM AND MASS NOTIFICATION SYSTEM, NON-ADDRESSABLE | 08/20 | NATIONAL FIRE PROTECTION ASSOCIATION | NFPA | NFPA 170 | Standard for Fire Safety and Emergency Symbols | 2024; ERTA 1 2023
12006 | 28 31 66 | INTERIOR FIRE ALARM AND MASS NOTIFICATION SYSTEM, NON-ADDRESSABLE | 08/20 | U.S. DEPARTMENT OF DEFENSE | DOD | UFC 3-601-02 | Fire Protection Systems Inspection, Testing, and Maintenance | 2021
12007 | 28 31 66 | INTERIOR FIRE ALARM AND MASS NOTIFICATION SYSTEM, NON-ADDRESSABLE | 08/20 | U.S. DEPARTMENT OF DEFENSE | DOD | UFC 4-010-06 | Cybersecurity of Facility-Related Control Systems | 2023
12008 | 28 31 66 | INTERIOR FIRE ALARM AND MASS NOTIFICATION SYSTEM, NON-ADDRESSABLE | 08/20 | U.S. NATIONAL ARCHIVES AND RECORDS ADMINISTRATION | NARA | 47 CFR 15 | Radio Frequency Devices
12009 | 28 31 66 | INTERIOR FIRE ALARM AND MASS NOTIFICATION SYSTEM, NON-ADDRESSABLE | 08/20 | U.S. NATIONAL ARCHIVES AND RECORDS ADMINISTRATION | NARA | 47 CFR 90 | Private Land Mobile Radio Services
12010 | 28 31 66 | INTERIOR FIRE ALARM AND MASS NOTIFICATION SYSTEM, NON-ADDRESSABLE | 08/20 | UNDERWRITERS LABORATORIES | UL | UL 228 | UL Standard for Safety Door Closers-Holders, With or Without Integral Smoke Detectors | 2006; Reprint Mar 2022
12011 | 28 31 66 | INTERIOR FIRE ALARM AND MASS NOTIFICATION SYSTEM, NON-ADDRESSABLE | 08/20 | UNDERWRITERS LABORATORIES | UL | UL 268 | UL Standard for Safety Smoke Detectors for Fire Alarm Systems | 2023
12012 | 28 31 66 | INTERIOR FIRE ALARM AND MASS NOTIFICATION SYSTEM, NON-ADDRESSABLE | 08/20 | UNDERWRITERS LABORATORIES | UL | UL 268A | Smoke Detectors for Duct Application | 2008; Reprint Aug 2023
12013 | 28 31 66 | INTERIOR FIRE ALARM AND MASS NOTIFICATION SYSTEM, NON-ADDRESSABLE | 08/20 | UNDERWRITERS LABORATORIES | UL | UL 464 | UL Standard for Safety Audible Signaling Devices for Fire Alarm and Signaling Systems, Including Accessories | 2023
12014 | 28 31 66 | INTERIOR FIRE ALARM AND MASS NOTIFICATION SYSTEM, NON-ADDRESSABLE | 08/20 | UNDERWRITERS LABORATORIES | UL | UL 497A | UL Standard for Safety Secondary Protectors for Communications Circuits | 2001; Bul. 2019
12015 | 28 31 66 | INTERIOR FIRE ALARM AND MASS NOTIFICATION SYSTEM, NON-ADDRESSABLE | 08/20 | UNDERWRITERS LABORATORIES | UL | UL 497B | UL Standard for Safety Protectors for Data Communications and Fire Alarm Circuits | 2004; Reprint Feb 2022
12016 | 28 31 66 | INTERIOR FIRE ALARM AND MASS NOTIFICATION SYSTEM, NON-ADDRESSABLE | 08/20 | UNDERWRITERS LABORATORIES | UL | UL 521 | UL Standard for Safety Heat Detectors for Fire Protective Signaling Systems | 1999; Reprint Feb 2023
12017 | 28 31 66 | INTERIOR FIRE ALARM AND MASS NOTIFICATION SYSTEM, NON-ADDRESSABLE | 08/20 | UNDERWRITERS LABORATORIES | UL | UL 864 | UL Standard for Safety Control Units and Accessories for Fire Alarm Systems | 2023
12018 | 28 31 66 | INTERIOR FIRE ALARM AND MASS NOTIFICATION SYSTEM, NON-ADDRESSABLE | 08/20 | UNDERWRITERS LABORATORIES | UL | UL 1283 | UL Standard for Safety Electromagnetic Interference Filters | 2017; Reprint Feb 2024
12019 | 28 31 66 | INTERIOR FIRE ALARM AND MASS NOTIFICATION SYSTEM, NON-ADDRESSABLE | 08/20 | UNDERWRITERS LABORATORIES | UL | UL 1449 | UL Standard for Safety Surge Protective Devices | 2021; Reprint Dec 2022
12020 | 28 31 66 | INTERIOR FIRE ALARM AND MASS NOTIFICATION SYSTEM, NON-ADDRESSABLE | 08/20 | UNDERWRITERS LABORATORIES | UL | UL 1480 | UL Standard for Safety Speakers for Fire Alarm and Signaling Systems, Including Accessories | 2023
12021 | 28 31 66 | INTERIOR FIRE ALARM AND MASS NOTIFICATION SYSTEM, NON-ADDRESSABLE | 08/20 | UNDERWRITERS LABORATORIES | UL | UL 1638 | UL Standard for Safety Visible Signaling Devices for Fire Alarm and Signaling Systems, Including Accessories | 2023
12022 | 28 31 66 | INTERIOR FIRE ALARM AND MASS NOTIFICATION SYSTEM, NON-ADDRESSABLE | 08/20 | UNDERWRITERS LABORATORIES | UL | UL 1971 | UL Standard for Safety Signaling Devices for the Deaf and Hard of Hearing | 2002; Reprint Feb 2024
12023 | 28 31 66 | INTERIOR FIRE ALARM AND MASS NOTIFICATION SYSTEM, NON-ADDRESSABLE | 08/20 | UNDERWRITERS LABORATORIES | UL | UL 2034 | UL Standard for Safety Single and Multiple Station Carbon Monoxide Alarms | 2024; Reprint Aug 2024
12024 | 28 31 66 | INTERIOR FIRE ALARM AND MASS NOTIFICATION SYSTEM, NON-ADDRESSABLE | 08/20 | UNDERWRITERS LABORATORIES | UL | UL 2075 | UL Standard for Safety Gas and Vapor Detectors and Sensors | 2013; Bul. 2019
12025 | 28 31 66 | INTERIOR FIRE ALARM AND MASS NOTIFICATION SYSTEM, NON-ADDRESSABLE | 08/20 | UNDERWRITERS LABORATORIES | UL | UL 2572 | UL Standard for Safety Mass Notification Systems | 2016; Bul. 2018
12026 | 28 31 66 | INTERIOR FIRE ALARM AND MASS NOTIFICATION SYSTEM, NON-ADDRESSABLE | 08/20 | UNDERWRITERS LABORATORIES | UL | UL Fire Prot Dir | UL Product IQ (updated online) at https://productiq.ulpropsector.com/en
12027 | 28 31 70 | INTERIOR FIRE ALARM SYSTEM, ADDRESSABLE | 08/20 | AMERICAN SOCIETY OF MECHANICAL ENGINEERS | ASME | ASME A17.1/CSA B44 | Safety Code for Elevators and Escalators | 2019
12028 | 28 31 70 | INTERIOR FIRE ALARM SYSTEM, ADDRESSABLE | 08/20 | ASTM INTERNATIONAL | ASTM | ASTM F402 | Standard Practice for Safe Handling of Solvent Cements, Primers, and Cleaners Used for Joining Thermoplastic Pipe and Fittings | 2018
12029 | 28 31 70 | INTERIOR FIRE ALARM SYSTEM, ADDRESSABLE | 08/20 | FM GLOBAL | FM | FM APP GUIDE | Approval Guide https://www.approvalguide.com/ | updated on-line
12030 | 28 31 70 | INTERIOR FIRE ALARM SYSTEM, ADDRESSABLE | 08/20 | INSTITUTE OF ELECTRICAL AND ELECTRONICS ENGINEERS | IEEE | IEEE C62.41.1 | Guide on the Surges Environment in Low-Voltage (1000 V and Less) AC Power Circuits | 2002; R 2008
12031 | 28 31 70 | INTERIOR FIRE ALARM SYSTEM, ADDRESSABLE | 08/20 | INSTITUTE OF ELECTRICAL AND ELECTRONICS ENGINEERS | IEEE | IEEE C62.41.2 | Recommended Practice on Characterization of Surges in Low-Voltage (1000 V and Less) AC Power Circuits | 2002
12032 | 28 31 70 | INTERIOR FIRE ALARM SYSTEM, ADDRESSABLE | 08/20 | NATIONAL FIRE PROTECTION ASSOCIATION | NFPA | NFPA 4 | Standard for Integrated Fire Protection and Life Safety System Testing | 2018
12033 | 28 31 70 | INTERIOR FIRE ALARM SYSTEM, ADDRESSABLE | 08/20 | NATIONAL FIRE PROTECTION ASSOCIATION | NFPA | NFPA 70 | National Electrical Code | 2023
12034 | 28 31 70 | INTERIOR FIRE ALARM SYSTEM, ADDRESSABLE | 08/20 | NATIONAL FIRE PROTECTION ASSOCIATION | NFPA | NFPA 72 | National Fire Alarm and Signaling Code | 2022; ERTA 22-1
12035 | 28 31 70 | INTERIOR FIRE ALARM SYSTEM, ADDRESSABLE | 08/20 | NATIONAL FIRE PROTECTION ASSOCIATION | NFPA | NFPA 90A | Standard for the Installation of Air Conditioning and Ventilating Systems | 2024
12036 | 28 31 70 | INTERIOR FIRE ALARM SYSTEM, ADDRESSABLE | 08/20 | NATIONAL FIRE PROTECTION ASSOCIATION | NFPA | NFPA 170 | Standard for Fire Safety and Emergency Symbols | 2024; ERTA 1 2023
12037 | 28 31 70 | INTERIOR FIRE ALARM SYSTEM, ADDRESSABLE | 08/20 | U.S. DEPARTMENT OF DEFENSE | DOD | UFC 3-601-02 | Fire Protection Systems Inspection, Testing, and Maintenance | 2021
12038 | 28 31 70 | INTERIOR FIRE ALARM SYSTEM, ADDRESSABLE | 08/20 | U.S. DEPARTMENT OF DEFENSE | DOD | UFC 4-010-06 | Cybersecurity of Facility-Related Control Systems | 2023
12039 | 28 31 70 | INTERIOR FIRE ALARM SYSTEM, ADDRESSABLE | 08/20 | U.S. NATIONAL ARCHIVES AND RECORDS ADMINISTRATION | NARA | 47 CFR 15 | Radio Frequency Devices
12040 | 28 31 70 | INTERIOR FIRE ALARM SYSTEM, ADDRESSABLE | 08/20 | U.S. NATIONAL ARCHIVES AND RECORDS ADMINISTRATION | NARA | 47 CFR 90 | Private Land Mobile Radio Services
12041 | 28 31 70 | INTERIOR FIRE ALARM SYSTEM, ADDRESSABLE | 08/20 | UNDERWRITERS LABORATORIES | UL | UL 228 | UL Standard for Safety Door Closers-Holders, With or Without Integral Smoke Detectors | 2006; Reprint Mar 2022
12042 | 28 31 70 | INTERIOR FIRE ALARM SYSTEM, ADDRESSABLE | 08/20 | UNDERWRITERS LABORATORIES | UL | UL 268 | UL Standard for Safety Smoke Detectors for Fire Alarm Systems | 2023
12043 | 28 31 70 | INTERIOR FIRE ALARM SYSTEM, ADDRESSABLE | 08/20 | UNDERWRITERS LABORATORIES | UL | UL 268A | Smoke Detectors for Duct Application | 2008; Reprint Aug 2023
12044 | 28 31 70 | INTERIOR FIRE ALARM SYSTEM, ADDRESSABLE | 08/20 | UNDERWRITERS LABORATORIES | UL | UL 464 | UL Standard for Safety Audible Signaling Devices for Fire Alarm and Signaling Systems, Including Accessories | 2023
12045 | 28 31 70 | INTERIOR FIRE ALARM SYSTEM, ADDRESSABLE | 08/20 | UNDERWRITERS LABORATORIES | UL | UL 497A | UL Standard for Safety Secondary Protectors for Communications Circuits | 2001; Bul. 2019
12046 | 28 31 70 | INTERIOR FIRE ALARM SYSTEM, ADDRESSABLE | 08/20 | UNDERWRITERS LABORATORIES | UL | UL 497B | UL Standard for Safety Protectors for Data Communications and Fire Alarm Circuits | 2004; Reprint Feb 2022
12047 | 28 31 70 | INTERIOR FIRE ALARM SYSTEM, ADDRESSABLE | 08/20 | UNDERWRITERS LABORATORIES | UL | UL 521 | UL Standard for Safety Heat Detectors for Fire Protective Signaling Systems | 1999; Reprint Feb 2023
12048 | 28 31 70 | INTERIOR FIRE ALARM SYSTEM, ADDRESSABLE | 08/20 | UNDERWRITERS LABORATORIES | UL | UL 864 | UL Standard for Safety Control Units and Accessories for Fire Alarm Systems | 2023
12049 | 28 31 70 | INTERIOR FIRE ALARM SYSTEM, ADDRESSABLE | 08/20 | UNDERWRITERS LABORATORIES | UL | UL 1283 | UL Standard for Safety Electromagnetic Interference Filters | 2017; Reprint Feb 2024
12050 | 28 31 70 | INTERIOR FIRE ALARM SYSTEM, ADDRESSABLE | 08/20 | UNDERWRITERS LABORATORIES | UL | UL 1449 | UL Standard for Safety Surge Protective Devices | 2021; Reprint Dec 2022
12051 | 28 31 70 | INTERIOR FIRE ALARM SYSTEM, ADDRESSABLE | 08/20 | UNDERWRITERS LABORATORIES | UL | UL 1638 | UL Standard for Safety Visible Signaling Devices for Fire Alarm and Signaling Systems, Including Accessories | 2023
12052 | 28 31 70 | INTERIOR FIRE ALARM SYSTEM, ADDRESSABLE | 08/20 | UNDERWRITERS LABORATORIES | UL | UL 1971 | UL Standard for Safety Signaling Devices for the Deaf and Hard of Hearing | 2002; Reprint Feb 2024
12053 | 28 31 70 | INTERIOR FIRE ALARM SYSTEM, ADDRESSABLE | 08/20 | UNDERWRITERS LABORATORIES | UL | UL 2034 | UL Standard for Safety Single and Multiple Station Carbon Monoxide Alarms | 2024; Reprint Aug 2024
12054 | 28 31 70 | INTERIOR FIRE ALARM SYSTEM, ADDRESSABLE | 08/20 | UNDERWRITERS LABORATORIES | UL | UL 2075 | UL Standard for Safety Gas and Vapor Detectors and Sensors | 2013; Bul. 2019
12055 | 28 31 70 | INTERIOR FIRE ALARM SYSTEM, ADDRESSABLE | 08/20 | UNDERWRITERS LABORATORIES | UL | UL Fire Prot Dir | UL Product IQ (updated online) at https://productiq.ulpropsector.com/en
12056 | 28 31 76 | INTERIOR FIRE ALARM AND MASS NOTIFICATION SYSTEM, ADDRESSABLE | 08/20 | ACOUSTICAL SOCIETY OF AMERICA | ASA | ASA S3.2 | American National Standard Method for Measuring the Intelligibility of Speech Over Communication Systems (ASA 85) | 2020
12057 | 28 31 76 | INTERIOR FIRE ALARM AND MASS NOTIFICATION SYSTEM, ADDRESSABLE | 08/20 | AMERICAN SOCIETY OF MECHANICAL ENGINEERS | ASME | ASME A17.1/CSA B44 | Safety Code for Elevators and Escalators | 2019
12058 | 28 31 76 | INTERIOR FIRE ALARM AND MASS NOTIFICATION SYSTEM, ADDRESSABLE | 08/20 | ASTM INTERNATIONAL | ASTM | ASTM F402 | Standard Practice for Safe Handling of Solvent Cements, Primers, and Cleaners Used for Joining Thermoplastic Pipe and Fittings | 2018
12059 | 28 31 76 | INTERIOR FIRE ALARM AND MASS NOTIFICATION SYSTEM, ADDRESSABLE | 08/20 | FM GLOBAL | FM | FM APP GUIDE | Approval Guide https://www.approvalguide.com/ | updated on-line
12060 | 28 31 76 | INTERIOR FIRE ALARM AND MASS NOTIFICATION SYSTEM, ADDRESSABLE | 08/20 | INSTITUTE OF ELECTRICAL AND ELECTRONICS ENGINEERS | IEEE | IEEE C62.41.1 | Guide on the Surges Environment in Low-Voltage (1000 V and Less) AC Power Circuits | 2002; R 2008
12061 | 28 31 76 | INTERIOR FIRE ALARM AND MASS NOTIFICATION SYSTEM, ADDRESSABLE | 08/20 | INSTITUTE OF ELECTRICAL AND ELECTRONICS ENGINEERS | IEEE | IEEE C62.41.2 | Recommended Practice on Characterization of Surges in Low-Voltage (1000 V and Less) AC Power Circuits | 2002
12062 | 28 31 76 | INTERIOR FIRE ALARM AND MASS NOTIFICATION SYSTEM, ADDRESSABLE | 08/20 | NATIONAL FIRE PROTECTION ASSOCIATION | NFPA | NFPA 4 | Standard for Integrated Fire Protection and Life Safety System Testing | 2018
12063 | 28 31 76 | INTERIOR FIRE ALARM AND MASS NOTIFICATION SYSTEM, ADDRESSABLE | 08/20 | NATIONAL FIRE PROTECTION ASSOCIATION | NFPA | NFPA 70 | National Electrical Code | 2023
12064 | 28 31 76 | INTERIOR FIRE ALARM AND MASS NOTIFICATION SYSTEM, ADDRESSABLE | 08/20 | NATIONAL FIRE PROTECTION ASSOCIATION | NFPA | NFPA 72 | National Fire Alarm and Signaling Code | 2022; ERTA 22-1
12065 | 28 31 76 | INTERIOR FIRE ALARM AND MASS NOTIFICATION SYSTEM, ADDRESSABLE | 08/20 | NATIONAL FIRE PROTECTION ASSOCIATION | NFPA | NFPA 90A | Standard for the Installation of Air Conditioning and Ventilating Systems | 2024
12066 | 28 31 76 | INTERIOR FIRE ALARM AND MASS NOTIFICATION SYSTEM, ADDRESSABLE | 08/20 | NATIONAL FIRE PROTECTION ASSOCIATION | NFPA | NFPA 170 | Standard for Fire Safety and Emergency Symbols | 2024; ERTA 1 2023
12067 | 28 31 76 | INTERIOR FIRE ALARM AND MASS NOTIFICATION SYSTEM, ADDRESSABLE | 08/20 | U.S. DEPARTMENT OF DEFENSE | DOD | UFC 3-601-02 | Fire Protection Systems Inspection, Testing, and Maintenance | 2021
12068 | 28 31 76 | INTERIOR FIRE ALARM AND MASS NOTIFICATION SYSTEM, ADDRESSABLE | 08/20 | U.S. DEPARTMENT OF DEFENSE | DOD | UFC 4-010-06 | Cybersecurity of Facility-Related Control Systems | 2023
12069 | 28 31 76 | INTERIOR FIRE ALARM AND MASS NOTIFICATION SYSTEM, ADDRESSABLE | 08/20 | U.S. NATIONAL ARCHIVES AND RECORDS ADMINISTRATION | NARA | 47 CFR 15 | Radio Frequency Devices
12070 | 28 31 76 | INTERIOR FIRE ALARM AND MASS NOTIFICATION SYSTEM, ADDRESSABLE | 08/20 | U.S. NATIONAL ARCHIVES AND RECORDS ADMINISTRATION | NARA | 47 CFR 90 | Private Land Mobile Radio Services
12071 | 28 31 76 | INTERIOR FIRE ALARM AND MASS NOTIFICATION SYSTEM, ADDRESSABLE | 08/20 | UNDERWRITERS LABORATORIES | UL | UL 228 | UL Standard for Safety Door Closers-Holders, With or Without Integral Smoke Detectors | 2006; Reprint Mar 2022
12072 | 28 31 76 | INTERIOR FIRE ALARM AND MASS NOTIFICATION SYSTEM, ADDRESSABLE | 08/20 | UNDERWRITERS LABORATORIES | UL | UL 268 | UL Standard for Safety Smoke Detectors for Fire Alarm Systems | 2023
12073 | 28 31 76 | INTERIOR FIRE ALARM AND MASS NOTIFICATION SYSTEM, ADDRESSABLE | 08/20 | UNDERWRITERS LABORATORIES | UL | UL 268A | Smoke Detectors for Duct Application | 2008; Reprint Aug 2023
12074 | 28 31 76 | INTERIOR FIRE ALARM AND MASS NOTIFICATION SYSTEM, ADDRESSABLE | 08/20 | UNDERWRITERS LABORATORIES | UL | UL 464 | UL Standard for Safety Audible Signaling Devices for Fire Alarm and Signaling Systems, Including Accessories | 2023
12075 | 28 31 76 | INTERIOR FIRE ALARM AND MASS NOTIFICATION SYSTEM, ADDRESSABLE | 08/20 | UNDERWRITERS LABORATORIES | UL | UL 497A | UL Standard for Safety Secondary Protectors for Communications Circuits | 2001; Bul. 2019
12076 | 28 31 76 | INTERIOR FIRE ALARM AND MASS NOTIFICATION SYSTEM, ADDRESSABLE | 08/20 | UNDERWRITERS LABORATORIES | UL | UL 497B | UL Standard for Safety Protectors for Data Communications and Fire Alarm Circuits | 2004; Reprint Feb 2022
12077 | 28 31 76 | INTERIOR FIRE ALARM AND MASS NOTIFICATION SYSTEM, ADDRESSABLE | 08/20 | UNDERWRITERS LABORATORIES | UL | UL 521 | UL Standard for Safety Heat Detectors for Fire Protective Signaling Systems | 1999; Reprint Feb 2023
12078 | 28 31 76 | INTERIOR FIRE ALARM AND MASS NOTIFICATION SYSTEM, ADDRESSABLE | 08/20 | UNDERWRITERS LABORATORIES | UL | UL 864 | UL Standard for Safety Control Units and Accessories for Fire Alarm Systems | 2023
12079 | 28 31 76 | INTERIOR FIRE ALARM AND MASS NOTIFICATION SYSTEM, ADDRESSABLE | 08/20 | UNDERWRITERS LABORATORIES | UL | UL 1283 | UL Standard for Safety Electromagnetic Interference Filters | 2017; Reprint Feb 2024
12080 | 28 31 76 | INTERIOR FIRE ALARM AND MASS NOTIFICATION SYSTEM, ADDRESSABLE | 08/20 | UNDERWRITERS LABORATORIES | UL | UL 1449 | UL Standard for Safety Surge Protective Devices | 2021; Reprint Dec 2022
12081 | 28 31 76 | INTERIOR FIRE ALARM AND MASS NOTIFICATION SYSTEM, ADDRESSABLE | 08/20 | UNDERWRITERS LABORATORIES | UL | UL 1480 | UL Standard for Safety Speakers for Fire Alarm and Signaling Systems, Including Accessories | 2023
12082 | 28 31 76 | INTERIOR FIRE ALARM AND MASS NOTIFICATION SYSTEM, ADDRESSABLE | 08/20 | UNDERWRITERS LABORATORIES | UL | UL 1638 | UL Standard for Safety Visible Signaling Devices for Fire Alarm and Signaling Systems, Including Accessories | 2023
12083 | 28 31 76 | INTERIOR FIRE ALARM AND MASS NOTIFICATION SYSTEM, ADDRESSABLE | 08/20 | UNDERWRITERS LABORATORIES | UL | UL 1971 | UL Standard for Safety Signaling Devices for the Deaf and Hard of Hearing | 2002; Reprint Feb 2024
12084 | 28 31 76 | INTERIOR FIRE ALARM AND MASS NOTIFICATION SYSTEM, ADDRESSABLE | 08/20 | UNDERWRITERS LABORATORIES | UL | UL 2017 | UL Standard for Safety General-Purpose Signaling Devices and Systems | 2008; Reprint Jan 2024
12085 | 28 31 76 | INTERIOR FIRE ALARM AND MASS NOTIFICATION SYSTEM, ADDRESSABLE | 08/20 | UNDERWRITERS LABORATORIES | UL | UL 2034 | UL Standard for Safety Single and Multiple Station Carbon Monoxide Alarms | 2024; Reprint Aug 2024
12086 | 28 31 76 | INTERIOR FIRE ALARM AND MASS NOTIFICATION SYSTEM, ADDRESSABLE | 08/20 | UNDERWRITERS LABORATORIES | UL | UL 2075 | UL Standard for Safety Gas and Vapor Detectors and Sensors | 2013; Bul. 2019
12087 | 28 31 76 | INTERIOR FIRE ALARM AND MASS NOTIFICATION SYSTEM, ADDRESSABLE | 08/20 | UNDERWRITERS LABORATORIES | UL | UL 2572 | UL Standard for Safety Mass Notification Systems | 2016; Bul. 2018
12088 | 28 31 76 | INTERIOR FIRE ALARM AND MASS NOTIFICATION SYSTEM, ADDRESSABLE | 08/20 | UNDERWRITERS LABORATORIES | UL | UL Fire Prot Dir | UL Product IQ (updated online) at https://productiq.ulpropsector.com/en
12089 | 31 00 00 | EARTHWORK | 08/23 | AMERICAN ASSOCIATION OF STATE HIGHWAY AND TRANSPORTATION OFFICIALS | AASHTO | AASHTO T 180 | Standard Method of Test for Moisture-Density Relations of Soils Using a 4.54-kg (10-lb) Rammer and a 457-mm (18-in.) Drop | 2017
12090 | 31 00 00 | EARTHWORK | 08/23 | AMERICAN WATER WORKS ASSOCIATION | AWWA | AWWA C600 | Installation of Ductile-Iron Mains and Their Appurtenances | 2023
12091 | 31 00 00 | EARTHWORK | 08/23 | AMERICAN WELDING SOCIETY | AWS | AWS D1.1/D1.1M | Structural Welding Code - Steel | 2020; Errata 1 2021
12092 | 31 00 00 | EARTHWORK | 08/23 | ASTM INTERNATIONAL | ASTM | ASTM C33/C33M | Standard Specification for Concrete Aggregates | 2023
12093 | 31 00 00 | EARTHWORK | 08/23 | ASTM INTERNATIONAL | ASTM | ASTM C117 | Standard Test Method for Materials Finer than 75-um (No. 200) Sieve in Mineral Aggregates by Washing | 2023
12094 | 31 00 00 | EARTHWORK | 08/23 | ASTM INTERNATIONAL | ASTM | ASTM C136/C136M | Standard Test Method for Sieve Analysis of Fine and Coarse Aggregates | 2019
12095 | 31 00 00 | EARTHWORK | 08/23 | ASTM INTERNATIONAL | ASTM | ASTM C150/C150M | Standard Specification for Portland Cement | 2022
12096 | 31 00 00 | EARTHWORK | 08/23 | ASTM INTERNATIONAL | ASTM | ASTM C260/C260M | Standard Specification for Air-Entraining Admixtures for Concrete | 2010a; R 2016
12097 | 31 00 00 | EARTHWORK | 08/23 | ASTM INTERNATIONAL | ASTM | ASTM C618 | Standard Specification for Coal Fly Ash and Raw or Calcined Natural Pozzolan for Use in Concrete | 2023; E 2023
12098 | 31 00 00 | EARTHWORK | 08/23 | ASTM INTERNATIONAL | ASTM | ASTM C989/C989M | Standard Specification for Slag Cement for Use in Concrete and Mortars | 2024
12099 | 31 00 00 | EARTHWORK | 08/23 | ASTM INTERNATIONAL | ASTM | ASTM D698 | Laboratory Compaction Characteristics of Soil Using Standard Effort (12,400 ft-lbf/cu. ft. (600 kN-m/cu. m.)) | 2012; E 2014; E 2015
12100 | 31 00 00 | EARTHWORK | 08/23 | ASTM INTERNATIONAL | ASTM | ASTM D1140 | Standard Test Methods for Determining the Amount of Material Finer than 75-µm (No. 200) Sieve in Soils by Washing | 2017
12101 | 31 00 00 | EARTHWORK | 08/23 | ASTM INTERNATIONAL | ASTM | ASTM D1556/D1556M | Standard Test Method for Density and Unit Weight of Soil in Place by Sand-Cone Method | 2015; E 2016
12102 | 31 00 00 | EARTHWORK | 08/23 | ASTM INTERNATIONAL | ASTM | ASTM D1557 | Standard Test Methods for Laboratory Compaction Characteristics of Soil Using Modified Effort (56,000 ft-lbf/ft3) (2700 kN-m/m3) | 2012; E 2015
12103 | 31 00 00 | EARTHWORK | 08/23 | ASTM INTERNATIONAL | ASTM | ASTM D2167 | Density and Unit Weight of Soil in Place by the Rubber Balloon Method | 2015
12104 | 31 00 00 | EARTHWORK | 08/23 | ASTM INTERNATIONAL | ASTM | ASTM D2216 | Standard Test Methods for Laboratory Determination of Water (Moisture) Content of Soil and Rock by Mass | 2019
12105 | 31 00 00 | EARTHWORK | 08/23 | ASTM INTERNATIONAL | ASTM | ASTM D2321 | Standard Practice for Underground Installation of Thermoplastic Pipe for Sewers and Other Gravity-Flow Applications | 2020
12106 | 31 00 00 | EARTHWORK | 08/23 | ASTM INTERNATIONAL | ASTM | ASTM D2487 | Standard Practice for Classification of Soils for Engineering Purposes (Unified Soil Classification System) | 2017; E 2020
12107 | 31 00 00 | EARTHWORK | 08/23 | ASTM INTERNATIONAL | ASTM | ASTM D2974 | Moisture, Ash, and Organic Matter of Peat and Other Organic Soils | 2020; E 2020
12108 | 31 00 00 | EARTHWORK | 08/23 | ASTM INTERNATIONAL | ASTM | ASTM D4253 | Standard Test Methods for Maximum Index Density and Unit Weight of Soils Using a Vibratory Table | 2016; E 2019
12109 | 31 00 00 | EARTHWORK | 08/23 | ASTM INTERNATIONAL | ASTM | ASTM D4254 | Standard Test Methods for Minimum Index Density and Unit Weight of Soils and Calculation of Relative Density | 2016
12110 | 31 00 00 | EARTHWORK | 08/23 | ASTM INTERNATIONAL | ASTM | ASTM D4318 | Standard Test Methods for Liquid Limit, Plastic Limit, and Plasticity Index of Soils | 2017; E 2018
12111 | 31 00 00 | EARTHWORK | 08/23 | ASTM INTERNATIONAL | ASTM | ASTM D4829 | Standard Test Method for Expansion Index of Soils | 2021
12112 | 31 00 00 | EARTHWORK | 08/23 | ASTM INTERNATIONAL | ASTM | ASTM D4832 | Standard Test Method for Preparation and Testing of Controlled Low Strength Material (CLSM) Test Cylinders | 2016; E 2018
12113 | 31 00 00 | EARTHWORK | 08/23 | ASTM INTERNATIONAL | ASTM | ASTM D5268 | Topsoil Used for Landscaping Purposes | 2019
12114 | 31 00 00 | EARTHWORK | 08/23 | ASTM INTERNATIONAL | ASTM | ASTM D6023 | Standard Test Method for Density (Unit Weight), Yield, Cement Content, and Air Content (Gravimetric) of Controlled Low-Strength Material (CLSM) | 2016
12115 | 31 00 00 | EARTHWORK | 08/23 | ASTM INTERNATIONAL | ASTM | ASTM D6103/D6103M | Standard Test Method for Flow Consistency of Controlled Low Strength Material (CLSM) | 2017; E 2021
12116 | 31 00 00 | EARTHWORK | 08/23 | ASTM INTERNATIONAL | ASTM | ASTM D6938 | Standard Test Method for In-Place Density and Water Content of Soil and Soil-Aggregate by Nuclear Methods (Shallow Depth) | 2017a
12117 | 31 00 00 | EARTHWORK | 08/23 | ASTM INTERNATIONAL | ASTM | ASTM D8167/D8167M | Standard Test Method for In-Place Bulk Density of Soil and Soil-Aggregate by a Low-Activity Nuclear Method (Shallow Depth) | 2023
12118 | 31 00 00 | EARTHWORK | 08/23 | U.S. ARMY CORPS OF ENGINEERS | USACE | EM 385-1-1 | Safety -- Safety and Occupational Health (SOH) Requirements | 2024
12119 | 31 00 00 | EARTHWORK | 08/23 | U.S. ENVIRONMENTAL PROTECTION AGENCY | EPA | EPA SW-846.3-3 | Test Methods for Evaluating Solid Waste: Physical/Chemical Methods | 1999, Third Edition, Update III-A
12120 | 31 00 00 | EARTHWORK | 08/23 | U.S. GENERAL SERVICES ADMINISTRATION | GSA | CID A-A-203 | Paper, Kraft, Untreated | Rev C; Notice 3
12121 | 31 05 19.13 | GEOTEXTILES FOR EARTHWORK | 02/21 | ASTM INTERNATIONAL | ASTM | ASTM D123 | Standard Terminology Relating to Textiles | 2015b; R 2017
12122 | 31 05 19.13 | GEOTEXTILES FOR EARTHWORK | 02/21 | ASTM INTERNATIONAL | ASTM | ASTM D4354 | Sampling of Geosynthetics for Testing | 2012; R 2020
12123 | 31 05 19.13 | GEOTEXTILES FOR EARTHWORK | 02/21 | ASTM INTERNATIONAL | ASTM | ASTM D4355/D4355M | Deterioration of Geotextiles from Exposure to Light, Moisture and Heat in a Xenon-Arc Type Apparatus | 2014
12124 | 31 05 19.13 | GEOTEXTILES FOR EARTHWORK | 02/21 | ASTM INTERNATIONAL | ASTM | ASTM D4491/D4491M | Standard Test Methods for Water Permeability of Geotextiles by Permittivity | 2017
12125 | 31 05 19.13 | GEOTEXTILES FOR EARTHWORK | 02/21 | ASTM INTERNATIONAL | ASTM | ASTM D4533/D4533M | Standard Test Method for Trapezoid Tearing Strength of Geotextiles | 2015
12126 | 31 05 19.13 | GEOTEXTILES FOR EARTHWORK | 02/21 | ASTM INTERNATIONAL | ASTM | ASTM D4632/D4632M | Grab Breaking Load and Elongation of Geotextiles | 2015a
12127 | 31 05 19.13 | GEOTEXTILES FOR EARTHWORK | 02/21 | ASTM INTERNATIONAL | ASTM | ASTM D4751 | Standard Test Method for Determining Apparent Opening Size of a Geotextile | 2020
12128 | 31 05 19.13 | GEOTEXTILES FOR EARTHWORK | 02/21 | ASTM INTERNATIONAL | ASTM | ASTM D4873/D4873M | Standard Guide for Identification, Storage, and Handling of Geosynthetic Rolls and Samples | 2017
12129 | 31 05 19.13 | GEOTEXTILES FOR EARTHWORK | 02/21 | ASTM INTERNATIONAL | ASTM | ASTM D4884/D4884M | Strength of Sewn or Thermally Bonded Seams of Geotextiles | 2014a
12130 | 31 05 19.13 | GEOTEXTILES FOR EARTHWORK | 02/21 | ASTM INTERNATIONAL | ASTM | ASTM D6241 | Standard Test Method for the Static Puncture Strength of Geotextiles and Geotextile-Related Products Using a 50-mm Probe | 2014
12131 | 31 05 19.13 | GEOTEXTILES FOR EARTHWORK | 02/21 | U.S. ARMY CORPS OF ENGINEERS | USACE | EM 1110-2-1601 | Engineering and Design -- Hydraulic Design of Flood Control Channels | 1991; 1994 Change 1
12132 | 31 11 00 | CLEARING AND GRUBBING | 11/18 | U.S. DEPARTMENT OF DEFENSE | DOD | DODI 4150.07 | DOD Pest Management Program | 2019
12133 | 31 21 00 | OFF-GASSING MITIGATION | 02/21 | AMERICAN GAS ASSOCIATION | AGA | AGA ANSI B109.2 | Diaphragm Type Gas Displacement Meters (500 cubic ft./hour Capacity and Over) | 2000
12134 | 31 21 00 | OFF-GASSING MITIGATION | 02/21 | AMERICAN GAS ASSOCIATION | AGA | AGA XR0603 | AGA Plastic Pipe Manual for Gas Service | 2006; 8th Ed
12135 | 31 21 00 | OFF-GASSING MITIGATION | 02/21 | AMERICAN NATIONAL STANDARDS INSTITUTE | ANSI | ANSI Z400.1/Z129.1 | Hazardous Workplace Chemicals – Hazard Evaluation and Safety Data Sheet and Precautionary Labeling Preparation | 2010
12136 | 31 21 00 | OFF-GASSING MITIGATION | 02/21 | AMERICAN PETROLEUM INSTITUTE | API | API Spec 5L | Line Pipe | 2018; 46th Ed; ERTA 2018
12137 | 31 21 00 | OFF-GASSING MITIGATION | 02/21 | AMERICAN PETROLEUM INSTITUTE | API | API Spec 6D | Specification for Pipeline and Piping Valves | June 2018, 4th Ed; Errata 1 July 2018; Errata 2 August 2018
12138 | 31 21 00 | OFF-GASSING MITIGATION | 02/21 | AMERICAN SOCIETY OF MECHANICAL ENGINEERS | ASME | ASME B1.20.1 | Pipe Threads, General Purpose (Inch) | 2013; R 2018
12139 | 31 21 00 | OFF-GASSING MITIGATION | 02/21 | AMERICAN SOCIETY OF MECHANICAL ENGINEERS | ASME | ASME B1.20.2M | Pipe Threads, 60 Deg. General Purpose (Metric) | 2006; R 2011
12140 | 31 21 00 | OFF-GASSING MITIGATION | 02/21 | AMERICAN SOCIETY OF MECHANICAL ENGINEERS | ASME | ASME B16.5 | Pipe Flanges and Flanged Fittings NPS 1/2 Through NPS 24 Metric/Inch Standard | 2020
12141 | 31 21 00 | OFF-GASSING MITIGATION | 02/21 | AMERICAN SOCIETY OF MECHANICAL ENGINEERS | ASME | ASME B16.9 | Factory-Made Wrought Buttwelding Fittings | 2018
12142 | 31 21 00 | OFF-GASSING MITIGATION | 02/21 | AMERICAN SOCIETY OF MECHANICAL ENGINEERS | ASME | ASME B16.11 | Forged Fittings, Socket-Welding and Threaded | 2022
12143 | 31 21 00 | OFF-GASSING MITIGATION | 02/21 | AMERICAN SOCIETY OF MECHANICAL ENGINEERS | ASME | ASME B16.21 | Nonmetallic Flat Gaskets for Pipe Flanges | 2021
12144 | 31 21 00 | OFF-GASSING MITIGATION | 02/21 | AMERICAN SOCIETY OF MECHANICAL ENGINEERS | ASME | ASME B16.40 | Manually Operated Thermoplastic Gas Shutoffs and Valves in Gas Distribution Systems | 2019
12145 | 31 21 00 | OFF-GASSING MITIGATION | 02/21 | AMERICAN SOCIETY OF MECHANICAL ENGINEERS | ASME | ASME B31.8 | Gas Transmission and Distribution Piping Systems | 2022; Supplement 2022
12146 | 31 21 00 | OFF-GASSING MITIGATION | 02/21 | AMERICAN WATER WORKS ASSOCIATION | AWWA | AWWA C218 | Liquid Coatings for Aboveground Steel Water Pipe and Fittings | 2023
12147 | 31 21 00 | OFF-GASSING MITIGATION | 02/21 | ASTM INTERNATIONAL | ASTM | ASTM A53/A53M | Standard Specification for Pipe, Steel, Black and Hot-Dipped, Zinc-Coated, Welded and Seamless | 2024
12148 | 31 21 00 | OFF-GASSING MITIGATION | 02/21 | ASTM INTERNATIONAL | ASTM | ASTM A123/A123M | Standard Specification for Zinc (Hot-Dip Galvanized) Coatings on Iron and Steel Products | 2017
12149 | 31 21 00 | OFF-GASSING MITIGATION | 02/21 | ASTM INTERNATIONAL | ASTM | ASTM A153/A153M | Standard Specification for Zinc Coating (Hot-Dip) on Iron and Steel Hardware | 2023
12150 | 31 21 00 | OFF-GASSING MITIGATION | 02/21 | ASTM INTERNATIONAL | ASTM | ASTM A181/A181M | Standard Specification for Carbon Steel Forgings, for General-Purpose Piping | 2014; R 2020
12151 | 31 21 00 | OFF-GASSING MITIGATION | 02/21 | ASTM INTERNATIONAL | ASTM | ASTM A307 | Standard Specification for Carbon Steel Bolts, Studs, and Threaded Rod 60 000 PSI Tensile Strength | 2021
12152 | 31 21 00 | OFF-GASSING MITIGATION | 02/21 | ASTM INTERNATIONAL | ASTM | ASTM B837 | Standard Specification for Seamless Copper Tube for Natural Gas and Liquified Petroleum (LP) Gas Fuel Distribution Systems | 2019
12153 | 31 21 00 | OFF-GASSING MITIGATION | 02/21 | ASTM INTERNATIONAL | ASTM | ASTM C581 | Standard Practice for Determining Chemical Resistance of Thermosetting Resins Used in Glass-Fiber-Reinforced Structures, Intended for Liquid Service | 2020
12154 | 31 21 00 | OFF-GASSING MITIGATION | 02/21 | ASTM INTERNATIONAL | ASTM | ASTM C920 | Standard Specification for Elastomeric Joint Sealants | 2018
12155 | 31 21 00 | OFF-GASSING MITIGATION | 02/21 | ASTM INTERNATIONAL | ASTM | ASTM D1248 | Standard Specification for Polyethylene Plastics Extrusion Materials for Wire and Cable | 2016
12156 | 31 21 00 | OFF-GASSING MITIGATION | 02/21 | ASTM INTERNATIONAL | ASTM | ASTM D1598 | Time-to-Failure of Plastic Pipe Under Constant Internal Pressure | 2015a
12157 | 31 21 00 | OFF-GASSING MITIGATION | 02/21 | ASTM INTERNATIONAL | ASTM | ASTM D1693 | Standard Test Method for Environmental Stress-Cracking of Ethylene Plastics | 2015
12158 | 31 21 00 | OFF-GASSING MITIGATION | 02/21 | ASTM INTERNATIONAL | ASTM | ASTM D1784 | Standard Specification for Rigid Poly(Vinyl Chloride) (PVC) Compounds and Chlorinated Poly(Vinyl Chloride) (CPVC) Compounds | 2020
12159 | 31 21 00 | OFF-GASSING MITIGATION | 02/21 | ASTM INTERNATIONAL | ASTM | ASTM D2241 | Standard Specification for Poly(Vinyl Chloride) (PVC) Pressure-Rated Pipe (SDR Series) | 2020
12160 | 31 21 00 | OFF-GASSING MITIGATION | 02/21 | ASTM INTERNATIONAL | ASTM | ASTM D2466 | Standard Specification for Poly(Vinyl Chloride) (PVC) Plastic Pipe Fittings, Schedule 40 | 2023
12161 | 31 21 00 | OFF-GASSING MITIGATION | 02/21 | ASTM INTERNATIONAL | ASTM | ASTM D2467 | Standard Specification for Poly(Vinyl Chloride) (PVC) Plastic Pipe Fittings, Schedule 80 | 2020
12162 | 31 21 00 | OFF-GASSING MITIGATION | 02/21 | ASTM INTERNATIONAL | ASTM | ASTM D2513 | Standard Specification for Polyethylene (PE) Gas Pressure Pipe, Tubing, and Fittings | 2018a
12163 | 31 21 00 | OFF-GASSING MITIGATION | 02/21 | ASTM INTERNATIONAL | ASTM | ASTM D2517 | Standard Specification for Reinforced Epoxy Resin Gas Pressure Pipe and Fittings | 2018
12164 | 31 21 00 | OFF-GASSING MITIGATION | 02/21 | ASTM INTERNATIONAL | ASTM | ASTM D2564 | Standard Specification for Solvent Cements for Poly(Vinyl Chloride) (PVC) Plastic Piping Systems | 2020
12165 | 31 21 00 | OFF-GASSING MITIGATION | 02/21 | ASTM INTERNATIONAL | ASTM | ASTM D2657 | Heat Fusion Joining Polyolefin Pipe and Fittings | 2007; R 2015
12166 | 31 21 00 | OFF-GASSING MITIGATION | 02/21 | ASTM INTERNATIONAL | ASTM | ASTM D2672 | Joints for IPS PVC Pipe Using Solvent Cement | 2014
12167 | 31 21 00 | OFF-GASSING MITIGATION | 02/21 | ASTM INTERNATIONAL | ASTM | ASTM D2683 | Standard Specification for Socket-Type Polyethylene Fittings for Outside Diameter-Controlled Polyethylene Pipe and Tubing | 2020
12168 | 31 21 00 | OFF-GASSING MITIGATION | 02/21 | ASTM INTERNATIONAL | ASTM | ASTM D2774 | Standard Practice for Underground Installation of Thermoplastic Pressure Piping | 2021a
12169 | 31 21 00 | OFF-GASSING MITIGATION | 02/21 | ASTM INTERNATIONAL | ASTM | ASTM D2855 | Standard Practice for the Two-Step (Primer and Solvent Cement) Method of Joining Poly (Vinyl Chloride) (PVC) or Chlorinated Poly (Vinyl Chloride) (CPVC) Pipe and Piping Components with Tapered Sockets | 2020
12170 | 31 21 00 | OFF-GASSING MITIGATION | 02/21 | ASTM INTERNATIONAL | ASTM | ASTM D2992 | Obtaining Hydrostatic or Pressure Design Basis for "Fiberglass" (Glass-Fiber-Reinforced Thermosetting-Resin) Pipe and Fittings | 2012
12171 | 31 21 00 | OFF-GASSING MITIGATION | 02/21 | ASTM INTERNATIONAL | ASTM | ASTM D3035 | Polyethylene (PE) Plastic Pipe (DR-PR) Based on Controlled Outside Diameter | 2022
12172 | 31 21 00 | OFF-GASSING MITIGATION | 02/21 | ASTM INTERNATIONAL | ASTM | ASTM D3139 | Joints for Plastic Pressure Pipes Using Flexible Elastomeric Seals | 2019
12173 | 31 21 00 | OFF-GASSING MITIGATION | 02/21 | ASTM INTERNATIONAL | ASTM | ASTM D3261 | Standard Specification for Butt Heat Fusion Polyethylene (PE) Plastic Fittings for Polyethylene (PE) Plastic Pipe and Tubing | 2016
12174 | 31 21 00 | OFF-GASSING MITIGATION | 02/21 | ASTM INTERNATIONAL | ASTM | ASTM D3308 | Standard Specification for PTFE Resin Skived Tape | 2012; R 2017
12175 | 31 21 00 | OFF-GASSING MITIGATION | 02/21 | ASTM INTERNATIONAL | ASTM | ASTM D3839 | Standard Guide for Underground Installation of "Fiberglass" (Glass-Fiber-Reinforced Thermosetting-Resin) Pipe | 2014; R 2019
12176 | 31 21 00 | OFF-GASSING MITIGATION | 02/21 | ASTM INTERNATIONAL | ASTM | ASTM D3892 | Standard Practice for Packaging/Packing of Plastics | 2015
12177 | 31 21 00 | OFF-GASSING MITIGATION | 02/21 | ASTM INTERNATIONAL | ASTM | ASTM E515 | Standard Practice for Leaks Using Bubble Emission Techniques | 2011; R 2022
12178 | 31 21 00 | OFF-GASSING MITIGATION | 02/21 | ASTM INTERNATIONAL | ASTM | ASTM F402 | Standard Practice for Safe Handling of Solvent Cements, Primers, and Cleaners Used for Joining Thermoplastic Pipe and Fittings | 2018
12179 | 31 21 00 | OFF-GASSING MITIGATION | 02/21 | ASTM INTERNATIONAL | ASTM | ASTM F442/F442M | Standard Specification for Chlorinated Poly(Vinyl Chloride) (CPVC) Plastic Pipe (SDR-PR) | 2023
12180 | 31 21 00 | OFF-GASSING MITIGATION | 02/21 | ASTM INTERNATIONAL | ASTM | ASTM F656 | Standard Specification for Primers for Use in Solvent Cement Joints of Poly(Vinyl Chloride) (PVC) Plastic Pipe and Fittings | 2021
12181 | 31 21 00 | OFF-GASSING MITIGATION | 02/21 | ASTM INTERNATIONAL | ASTM | ASTM F1055 | Standard Specification for Electrofusion Type Polyethylene Fittings for Outside Diameter Controlled Polyethylene and Crosslinked Polyethylene (PEX)Pipe and Tubing | 2016; R 2022a
12182 | 31 21 00 | OFF-GASSING MITIGATION | 02/21 | MANUFACTURERS STANDARDIZATION SOCIETY OF THE VALVE AND FITTINGS INDUSTRY | MSS | MSS SP-25 | Standard Marking System for Valves, Fittings, Flanges and Unions | 2018
12183 | 31 21 00 | OFF-GASSING MITIGATION | 02/21 | MANUFACTURERS STANDARDIZATION SOCIETY OF THE VALVE AND FITTINGS INDUSTRY | MSS | MSS SP-58 | Pipe Hangers and Supports - Materials, Design and Manufacture, Selection, Application, and Installation | 2018
12184 | 31 21 00 | OFF-GASSING MITIGATION | 02/21 | MANUFACTURERS STANDARDIZATION SOCIETY OF THE VALVE AND FITTINGS INDUSTRY | MSS | MSS SP-72 | Ball Valves with Flanged or Butt-Welding Ends for General Service | 2010a
12185 | 31 21 00 | OFF-GASSING MITIGATION | 02/21 | NACE INTERNATIONAL | NACE | NACE SP0185 | Extruded Polyolefin Resin Coating Systems with Soft Adhesives for Underground or Submerged Pipe | 2024
12186 | 31 21 00 | OFF-GASSING MITIGATION | 02/21 | NACE INTERNATIONAL | NACE | NACE SP0274 | High Voltage Electrical Inspection of Pipeline Coatings | 1974; R 2011
12187 | 31 21 00 | OFF-GASSING MITIGATION | 02/21 | NATIONAL FIRE PROTECTION ASSOCIATION | NFPA | NFPA 58 | Liquefied Petroleum Gas Code | 2024; TIA 23-1
12188 | 31 21 00 | OFF-GASSING MITIGATION | 02/21 | NATIONAL FIRE PROTECTION ASSOCIATION | NFPA | NFPA 704 | Standard System for the Identification of the Hazards of Materials for Emergency Response | 2022
12189 | 31 21 00 | OFF-GASSING MITIGATION | 02/21 | SOCIETY FOR PROTECTIVE COATINGS | SSPC | SSPC SP 6/NACE No.3 | Commercial Blast Cleaning | 2007
12190 | 31 21 00 | OFF-GASSING MITIGATION | 02/21 | U.S. DEPARTMENT OF DEFENSE | DOD | UFC 3-301-01 | Structural Engineering | 2023; with Change 1, 2023
12191 | 31 21 00 | OFF-GASSING MITIGATION | 02/21 | U.S. NATIONAL ARCHIVES AND RECORDS ADMINISTRATION | NARA | 49 CFR 192 | Transportation of Natural and Other Gas by Pipeline: Minimum Federal Safety Standards
12192 | 31 21 00 | OFF-GASSING MITIGATION | 02/21 | UNDERWRITERS LABORATORIES | UL | UL FLAMMABLE & COMBUSTIBLE | Flammable and Combustible Liquids and Gases Equipment Directory | 2012
12193 | 31 21 13 | RADON MITIGATION | 11/18 | AIR MOVEMENT AND CONTROL ASSOCIATION INTERNATIONAL, INC. | AMCA | AMCA 210 | Laboratory Methods of Testing Fans for Aerodynamic Performance Rating | 2016
12194 | 31 21 13 | RADON MITIGATION | 11/18 | AMERICAN ASSOCIATION OF RADON SCIENTISTS AND TECHNOLOGISTS | AARST | ANSI/AARST MA-MFLB | Protocol for Conducting Measurements of Radon and Radon Decay Products in Multifamily, School, Commercial and Mixed-Use Buildings
12195 | 31 21 13 | RADON MITIGATION | 11/18 | AMERICAN ASSOCIATION OF RADON SCIENTISTS AND TECHNOLOGISTS | AARST | ANSI/AARST SGM-MFLB | Soil Gas Mitigation Standards for Existing Multifamily, School, Commercial and Mixed-Use Buildings | 2023
12196 | 31 21 13 | RADON MITIGATION | 11/18 | AMERICAN CONCRETE INSTITUTE | ACI | ACI 301 | Specifications for Structural Concrete | 2020
12197 | 31 21 13 | RADON MITIGATION | 11/18 | ASTM INTERNATIONAL | ASTM | ASTM B209 | Standard Specification for Aluminum and Aluminum-Alloy Sheet and Plate | 2014
12198 | 31 21 13 | RADON MITIGATION | 11/18 | ASTM INTERNATIONAL | ASTM | ASTM B209M | Standard Specification for Aluminum and Aluminum-Alloy Sheet and Plate (Metric) | 2014
12199 | 31 21 13 | RADON MITIGATION | 11/18 | ASTM INTERNATIONAL | ASTM | ASTM C475/C475M | Standard Specification for Joint Compound and Joint Tape for Finishing Gypsum Board | 2017; R 2022
12200 | 31 21 13 | RADON MITIGATION | 11/18 | ASTM INTERNATIONAL | ASTM | ASTM C514 | Standard Specification for Nails for the Application of Gypsum Board | 2004; R 2020
12201 | 31 21 13 | RADON MITIGATION | 11/18 | ASTM INTERNATIONAL | ASTM | ASTM C645 | Standard Specification for Nonstructural Steel Framing Members | 2018
12202 | 31 21 13 | RADON MITIGATION | 11/18 | ASTM INTERNATIONAL | ASTM | ASTM C834 | Standard Specification for Latex Sealants | 2017; R 2023
12203 | 31 21 13 | RADON MITIGATION | 11/18 | ASTM INTERNATIONAL | ASTM | ASTM C840 | Standard Specification for Application and Finishing of Gypsum Board | 2023
12204 | 31 21 13 | RADON MITIGATION | 11/18 | ASTM INTERNATIONAL | ASTM | ASTM C920 | Standard Specification for Elastomeric Joint Sealants | 2018
12205 | 31 21 13 | RADON MITIGATION | 11/18 | ASTM INTERNATIONAL | ASTM | ASTM C1002 | Standard Specification for Steel Self-Piercing Tapping Screws for the Application of Gypsum Panel Products or Metal Plaster Bases to Wood Studs or Steel Studs | 2022
12206 | 31 21 13 | RADON MITIGATION | 11/18 | ASTM INTERNATIONAL | ASTM | ASTM C1047 | Standard Specification for Accessories for Gypsum Wallboard and Gypsum Veneer Base | 2019
12207 | 31 21 13 | RADON MITIGATION | 11/18 | ASTM INTERNATIONAL | ASTM | ASTM C1396/C1396M | Standard Specification for Gypsum Board | 2017
12208 | 31 21 13 | RADON MITIGATION | 11/18 | ASTM INTERNATIONAL | ASTM | ASTM D2665 | Standard Specification for Poly(Vinyl Chloride) (PVC) Plastic Drain, Waste, and Vent Pipe and Fittings | 2014
12209 | 31 21 13 | RADON MITIGATION | 11/18 | ASTM INTERNATIONAL | ASTM | ASTM E2121 | Standard Practice for Installing Radon Mitigation Systems in Existing Low-Rise Residential Buildings | 2013
12210 | 31 21 13 | RADON MITIGATION | 11/18 | COMPRESSED GAS ASSOCIATION | CGA | CGA G-7 | Compressed Air for Human Respiration; 6th Edition | 2014
12211 | 31 21 13 | RADON MITIGATION | 11/18 | GYPSUM ASSOCIATION | GA | GA 216 | Application and Finishing of Gypsum Panel Products | 2016
12212 | 31 21 13 | RADON MITIGATION | 11/18 | INTERNATIONAL CODE COUNCIL | ICC | ICC IMC | International Mechanical Code | 2024
12213 | 31 21 13 | RADON MITIGATION | 11/18 | MASTER PAINTERS INSTITUTE | MPI | MPI 50 | Primer Sealer, Latex, Interior | 2015
12214 | 31 21 13 | RADON MITIGATION | 11/18 | MASTER PAINTERS INSTITUTE | MPI | MPI 114 | Latex, Interior, Gloss (MPI GLoss Level 6) | 2012
12215 | 31 21 13 | RADON MITIGATION | 11/18 | MASTER PAINTERS INSTITUTE | MPI | MPI 139 | Latex, Interior, High Performance Architectural, (MPI Gloss Level 3) | 2016
12216 | 31 21 13 | RADON MITIGATION | 11/18 | MASTER PAINTERS INSTITUTE | MPI | MPI 141 | Latex, Interior, High Performance Architectural, Semi-Gloss (MPI Gloss Level 5) | 2016
12217 | 31 21 13 | RADON MITIGATION | 11/18 | NATIONAL ELECTRICAL MANUFACTURERS ASSOCIATION | NEMA | NEMA MG 1 | Motors and Generators | 2021
12218 | 31 21 13 | RADON MITIGATION | 11/18 | NATIONAL FIRE PROTECTION ASSOCIATION | NFPA | NFPA 70 | National Electrical Code | 2023
12219 | 31 21 13 | RADON MITIGATION | 11/18 | NORTHEASTERN LUMBER MANUFACTURERS ASSOCIATION | NELMA | NELMA Grading Rules | Standard Grading Rules for Northeastern Lumber | 2021
12220 | 31 21 13 | RADON MITIGATION | 11/18 | SHEET METAL AND AIR CONDITIONING CONTRACTORS' NATIONAL ASSOCIATION | SMACNA | SMACNA 1378 | Thermoplastic Duct (PVC) Construction Manual, 2nd Edition | 1995
12221 | 31 21 13 | RADON MITIGATION | 11/18 | SOUTHERN PINE INSPECTION BUREAU | SPIB | SPIB 1003 | Standard Grading Rules for Southern Pine Lumber | 2021
12222 | 31 21 13 | RADON MITIGATION | 11/18 | U.S. ARMY CORPS OF ENGINEERS | USACE | EM 385-1-1 | Safety -- Safety and Occupational Health (SOH) Requirements | 2024
12223 | 31 21 13 | RADON MITIGATION | 11/18 | U.S. DEPARTMENT OF THE NAVY | DON | OPNAV M-5090.1 | Environmental Readiness Manual | 2014
12224 | 31 21 13 | RADON MITIGATION | 11/18 | U.S. ENVIRONMENTAL PROTECTION AGENCY | EPA | EPA 402-R-92-003 | Protocols for Radon and Radon Decay Product Measurements in Homes | 1993
12225 | 31 21 13 | RADON MITIGATION | 11/18 | U.S. ENVIRONMENTAL PROTECTION AGENCY | EPA | EPA 402-R-92-004 | Indoor Radon and Radon Decay Product Measurement Device Protocols | 1992
12226 | 31 21 13 | RADON MITIGATION | 11/18 | U.S. ENVIRONMENTAL PROTECTION AGENCY | EPA | EPA 402-R-92-014 | Radon Measurement in Schools | 1993
12227 | 31 21 13 | RADON MITIGATION | 11/18 | U.S. ENVIRONMENTAL PROTECTION AGENCY | EPA | EPA 402-R-93-078 | Radon Mitigation Standards | 1993; R 1994
12228 | 31 21 13 | RADON MITIGATION | 11/18 | U.S. ENVIRONMENTAL PROTECTION AGENCY | EPA | EPA 625-R-92-016 | Radon Prevention in Design and Construction of Schools and Other Large Buildings | 1993; Am 1994
12229 | 31 21 13 | RADON MITIGATION | 11/18 | U.S. ENVIRONMENTAL PROTECTION AGENCY | EPA | EPA 625-R-93-011 | Radon Reduction Technique for Existing Detached Houses: Technical Guidance for Active Soil Depressurization Systems | 1993
12230 | 31 21 13 | RADON MITIGATION | 11/18 | U.S. NATIONAL ARCHIVES AND RECORDS ADMINISTRATION | NARA | 29 CFR 1910.1096 | Ionizing Radiation | 2017
12231 | 31 21 13 | RADON MITIGATION | 11/18 | U.S. NATIONAL ARCHIVES AND RECORDS ADMINISTRATION | NARA | 29 CFR 1926.59 | Hazard Communication
12232 | 31 21 13 | RADON MITIGATION | 11/18 | U.S. NATIONAL ARCHIVES AND RECORDS ADMINISTRATION | NARA | 29 CFR 1926.103 | Respiratory Protection
12233 | 31 21 13 | RADON MITIGATION | 11/18 | U.S. NATIONAL ARCHIVES AND RECORDS ADMINISTRATION | NARA | 42 CFR 84 | Approval of Respiratory Protective Devices
12234 | 31 21 13 | RADON MITIGATION | 11/18 | WEST COAST LUMBER INSPECTION BUREAU | WCLIB | WCLIB 17 | Standard Grading Rules for West Coast Lumber | 2015; R 2018
12235 | 31 21 13 | RADON MITIGATION | 11/18 | WESTERN WOOD PRODUCTS ASSOCIATION | WWPA | WWPA G-5 | Western Lumber Grading Rules | 2021
12236 | 31 23 00.00 | TUNNEL EXCAVATION - BLASTING | 11/21 | ASTM INTERNATIONAL | ASTM | ASTM D2487 | Standard Practice for Classification of Soils for Engineering Purposes (Unified Soil Classification System) | 2017; E 2020
12237 | 31 23 00.00 | TUNNEL EXCAVATION - BLASTING | 11/21 | ASTM INTERNATIONAL | ASTM | ASTM D5434 | Field Logging of Subsurface Explorations of Soil and Rock | 2012
12238 | 31 23 00.00 | TUNNEL EXCAVATION - BLASTING | 11/21 | ASTM INTERNATIONAL | ASTM | ASTM D6032/D6032M | Standard Test Method for Determining Rock Quality Designation (RQD) of Rock Core | 2017
12239 | 31 23 00.00 | TUNNEL EXCAVATION - BLASTING | 11/21 | U.S. ARMY CORPS OF ENGINEERS | USACE | EM 385-1-1 | Safety -- Safety and Occupational Health (SOH) Requirements | 2024
12240 | 31 23 00.00 | TUNNEL EXCAVATION - BLASTING | 11/21 | U.S. ARMY CORPS OF ENGINEERS | USACE | EM 1110-1-1804 | Engineering and Design -- Geotechnical Investigations | 2001
12241 | 31 23 00.00 | TUNNEL EXCAVATION - BLASTING | 11/21 | U.S. ARMY CORPS OF ENGINEERS | USACE | EM 1110-2-1009 | Engineering and Design -- Structural Deformation Surveying | 2018
12242 | 31 23 00.00 | TUNNEL EXCAVATION - BLASTING | 11/21 | U.S. ARMY CORPS OF ENGINEERS | USACE | EM 1110-2-2901 | Engineering and Design -- Tunnels and Shafts in Rock | 1997
12243 | 31 23 00.00 | TUNNEL EXCAVATION - BLASTING | 11/21 | U.S. NATIONAL ARCHIVES AND RECORDS ADMINISTRATION | NARA | 29 CFR 1910.109 | Explosives and Blasting Agents
12244 | 31 23 00.00 | TUNNEL EXCAVATION - BLASTING | 11/21 | U.S. NATIONAL ARCHIVES AND RECORDS ADMINISTRATION | NARA | 29 CFR 1926-SUBPART U | Blasting and the Use of Explosives
12245 | 31 23 00.00 | TUNNEL EXCAVATION - BLASTING | 11/21 | U.S. NATIONAL ARCHIVES AND RECORDS ADMINISTRATION | NARA | 49 CFR 177 | Carriage by Public Highway
12246 | 31 23 01 | UNDERWATER BLASTING | 02/21; CHG 1: 11/21 | INTERNATIONAL SOCIETY OF AUTOMATION | ISA | ISEE PSBS | ISEE Performance Specification for Blasting Seismographs | 2017
12247 | 31 23 01 | UNDERWATER BLASTING | 02/21; CHG 1: 11/21 | NATIONAL FIRE PROTECTION ASSOCIATION | NFPA | NFPA 495 | Explosives Materials Code | 2018
12248 | 31 23 01 | UNDERWATER BLASTING | 02/21; CHG 1: 11/21 | U.S. ARMY CORPS OF ENGINEERS | USACE | EM 385-1-1 | Safety -- Safety and Occupational Health (SOH) Requirements | 2024
12249 | 31 23 01 | UNDERWATER BLASTING | 02/21; CHG 1: 11/21 | U.S. ARMY CORPS OF ENGINEERS | USACE | EM 1110-2-3800 | Engineering and Design -- Blasting for Rock Excavations | 2018
12250 | 31 23 01 | UNDERWATER BLASTING | 02/21; CHG 1: 11/21 | U.S. Code | USC | 16 USC 470 | National Historic Preservation Act
12251 | 31 23 01 | UNDERWATER BLASTING | 02/21; CHG 1: 11/21 | U.S. Code | USC | 16 USC 668 | Bald and Golden Eagle Protection Act
12252 | 31 23 01 | UNDERWATER BLASTING | 02/21; CHG 1: 11/21 | U.S. Code | USC | 16 USC 1361 | Marine Mammal Protection Act
12253 | 31 23 01 | UNDERWATER BLASTING | 02/21; CHG 1: 11/21 | U.S. Code | USC | 16 USC 1531 | Endangered Species Act
12254 | 31 23 01 | UNDERWATER BLASTING | 02/21; CHG 1: 11/21 | U.S. Code | USC | 16 USC 1801 | Magnuson-Stevens Act
12255 | 31 23 01 | UNDERWATER BLASTING | 02/21; CHG 1: 11/21 | U.S. Code | USC | 33 USC 1251 | Clean Water Act
12256 | 31 23 01 | UNDERWATER BLASTING | 02/21; CHG 1: 11/21 | U.S. Code | USC | 33 USC 1401 | Marine Protection, Research and Sanctuaries Act
12257 | 31 23 01 | UNDERWATER BLASTING | 02/21; CHG 1: 11/21 | U.S. Code | USC | 42 USC 4321 | National Environmental Policy Act
12258 | 31 23 01 | UNDERWATER BLASTING | 02/21; CHG 1: 11/21 | U.S. Code | USC | 42 USC 7401 | Clean Air Act
12259 | 31 23 01 | UNDERWATER BLASTING | 02/21; CHG 1: 11/21 | U.S. NATIONAL ARCHIVES AND RECORDS ADMINISTRATION | NARA | 49 CFR 177 | Carriage by Public Highway
12260 | 31 23 06.00 | BLASTING - SURFACE | 02/21, CHG 1: 11/21 | ASTM INTERNATIONAL | ASTM | ASTM D2487 | Standard Practice for Classification of Soils for Engineering Purposes (Unified Soil Classification System) | 2017; E 2020
12261 | 31 23 06.00 | BLASTING - SURFACE | 02/21, CHG 1: 11/21 | ASTM INTERNATIONAL | ASTM | ASTM D5434 | Field Logging of Subsurface Explorations of Soil and Rock | 2012
12262 | 31 23 06.00 | BLASTING - SURFACE | 02/21, CHG 1: 11/21 | ASTM INTERNATIONAL | ASTM | ASTM D6032/D6032M | Standard Test Method for Determining Rock Quality Designation (RQD) of Rock Core | 2017
12263 | 31 23 06.00 | BLASTING - SURFACE | 02/21, CHG 1: 11/21 | INTERNATIONAL SOCIETY OF AUTOMATION | ISA | ISEE PSBS | ISEE Performance Specification for Blasting Seismographs | 2017
12264 | 31 23 06.00 | BLASTING - SURFACE | 02/21, CHG 1: 11/21 | U.S. ARMY CORPS OF ENGINEERS | USACE | EM 385-1-1 | Safety -- Safety and Occupational Health (SOH) Requirements | 2024
12265 | 31 23 06.00 | BLASTING - SURFACE | 02/21, CHG 1: 11/21 | U.S. NATIONAL ARCHIVES AND RECORDS ADMINISTRATION | NARA | 29 CFR 1910.109 | Explosives and Blasting Agents
12266 | 31 23 06.00 | BLASTING - SURFACE | 02/21, CHG 1: 11/21 | U.S. NATIONAL ARCHIVES AND RECORDS ADMINISTRATION | NARA | 29 CFR 1926-SUBPART U | Blasting and the Use of Explosives
12267 | 31 23 06.00 | BLASTING - SURFACE | 02/21, CHG 1: 11/21 | U.S. NATIONAL ARCHIVES AND RECORDS ADMINISTRATION | NARA | 49 CFR 177 | Carriage by Public Highway
12268 | 31 31 16.13 | CHEMICAL TERMITE CONTROL | 08/22, CHG 1: 11/23 | U.S. DEPARTMENT OF DEFENSE | DOD | DODI 4150.07 | DOD Pest Management Program | 2019
12269 | 31 31 16.19 | TERMITE CONTROL BARRIERS | 08/22 | ASTM INTERNATIONAL | ASTM | ASTM A478 | Standard Specification for Chromium-Nickel Stainless Steel Weaving and Knitting Wire | 1997; R 2019
12270 | 31 31 16.19 | TERMITE CONTROL BARRIERS | 08/22 | ASTM INTERNATIONAL | ASTM | ASTM A580/A580M | Standard Specification for Stainless Steel Wire | 2023
12271 | 31 31 16.19 | TERMITE CONTROL BARRIERS | 08/22 | ASTM INTERNATIONAL | ASTM | ASTM C128 | Standard Test Method for Density, Relative Density (Specific Gravity), and Absorption of Fine Aggregate | 2022
12272 | 31 31 16.19 | TERMITE CONTROL BARRIERS | 08/22 | ASTM INTERNATIONAL | ASTM | ASTM C131/C131M | Standard Test Method for Resistance to Degradation of Small-Size Coarse Aggregate by Abrasion and Impact in the Los Angeles Machine | 2020
12273 | 31 31 16.19 | TERMITE CONTROL BARRIERS | 08/22 | ASTM INTERNATIONAL | ASTM | ASTM C136/C136M | Standard Test Method for Sieve Analysis of Fine and Coarse Aggregates | 2019
12274 | 31 32 19.13 | GEOGRID SOIL STABILIZATION | 02/21 | ASTM INTERNATIONAL | ASTM | ASTM D1505 | Standard Test Method for Density of Plastics by the Density-Gradient Technique | 2018
12275 | 31 32 19.13 | GEOGRID SOIL STABILIZATION | 02/21 | ASTM INTERNATIONAL | ASTM | ASTM D1603 | Carbon Black Content in Olefin Plastics | 2020
12276 | 31 32 19.13 | GEOGRID SOIL STABILIZATION | 02/21 | ASTM INTERNATIONAL | ASTM | ASTM D4218 | Determination of Carbon Black Content in Polyethylene Compounds by the Muffle-Furnace Technique | 2020
12277 | 31 32 19.13 | GEOGRID SOIL STABILIZATION | 02/21 | ASTM INTERNATIONAL | ASTM | ASTM D4355/D4355M | Deterioration of Geotextiles from Exposure to Light, Moisture and Heat in a Xenon-Arc Type Apparatus | 2014
12278 | 31 32 19.13 | GEOGRID SOIL STABILIZATION | 02/21 | ASTM INTERNATIONAL | ASTM | ASTM D4491/D4491M | Standard Test Methods for Water Permeability of Geotextiles by Permittivity | 2017
12279 | 31 32 19.13 | GEOGRID SOIL STABILIZATION | 02/21 | ASTM INTERNATIONAL | ASTM | ASTM D4533/D4533M | Standard Test Method for Trapezoid Tearing Strength of Geotextiles | 2015
12280 | 31 32 19.13 | GEOGRID SOIL STABILIZATION | 02/21 | ASTM INTERNATIONAL | ASTM | ASTM D4632/D4632M | Grab Breaking Load and Elongation of Geotextiles | 2015a
12281 | 31 32 19.13 | GEOGRID SOIL STABILIZATION | 02/21 | ASTM INTERNATIONAL | ASTM | ASTM D4716/D4716M | Determining the (In-Plane) Flow Rate Per Unit Width and Hydraulic Transmissivity of a Geosynthetic Using a Constant Head | 2008; R 2013
12282 | 31 32 19.13 | GEOGRID SOIL STABILIZATION | 02/21 | ASTM INTERNATIONAL | ASTM | ASTM D4751 | Standard Test Method for Determining Apparent Opening Size of a Geotextile | 2020
12283 | 31 32 19.13 | GEOGRID SOIL STABILIZATION | 02/21 | ASTM INTERNATIONAL | ASTM | ASTM D4833/D4833M | Standard Test Method forIndex Puncture Resistance of Geomembranes and Related Products | 2007; R 2020
12284 | 31 32 19.13 | GEOGRID SOIL STABILIZATION | 02/21 | ASTM INTERNATIONAL | ASTM | ASTM D5035 | Breaking Force and Elongation of Textile Fabrics (Strip Method) | 2011
12285 | 31 32 19.13 | GEOGRID SOIL STABILIZATION | 02/21 | ASTM INTERNATIONAL | ASTM | ASTM D5199 | Measuring Nominal Thickness of Geosynthetics | 2012
12286 | 31 32 19.13 | GEOGRID SOIL STABILIZATION | 02/21 | ASTM INTERNATIONAL | ASTM | ASTM D5261 | Standard Test Method for Measuring Mass Per Unit Area of Geotextiles | 2010; R 2018
12287 | 31 32 19.13 | GEOGRID SOIL STABILIZATION | 02/21 | ASTM INTERNATIONAL | ASTM | ASTM D7005 | Standard Test Method for Determining the Bond Strength (Ply Adhesion) of Geocomposites | 2003; R 2008
12288 | 31 32 19.16 | GEOTEXTILE SOIL STABILIZATION | 02/21 | ASTM INTERNATIONAL | ASTM | ASTM D4354 | Sampling of Geosynthetics for Testing | 2012; R 2020
12289 | 31 32 19.16 | GEOTEXTILE SOIL STABILIZATION | 02/21 | ASTM INTERNATIONAL | ASTM | ASTM D4355/D4355M | Deterioration of Geotextiles from Exposure to Light, Moisture and Heat in a Xenon-Arc Type Apparatus | 2014
12290 | 31 32 19.16 | GEOTEXTILE SOIL STABILIZATION | 02/21 | ASTM INTERNATIONAL | ASTM | ASTM D4491/D4491M | Standard Test Methods for Water Permeability of Geotextiles by Permittivity | 2017
12291 | 31 32 19.16 | GEOTEXTILE SOIL STABILIZATION | 02/21 | ASTM INTERNATIONAL | ASTM | ASTM D4533/D4533M | Standard Test Method for Trapezoid Tearing Strength of Geotextiles | 2015
12292 | 31 32 19.16 | GEOTEXTILE SOIL STABILIZATION | 02/21 | ASTM INTERNATIONAL | ASTM | ASTM D4632/D4632M | Grab Breaking Load and Elongation of Geotextiles | 2015a
12293 | 31 32 19.16 | GEOTEXTILE SOIL STABILIZATION | 02/21 | ASTM INTERNATIONAL | ASTM | ASTM D4751 | Standard Test Method for Determining Apparent Opening Size of a Geotextile | 2020
12294 | 31 32 19.16 | GEOTEXTILE SOIL STABILIZATION | 02/21 | ASTM INTERNATIONAL | ASTM | ASTM D4759 | Standard Practice for Determining the Specification Conformance of Geosynthetics | 2011; R 2018
12295 | 31 32 19.16 | GEOTEXTILE SOIL STABILIZATION | 02/21 | ASTM INTERNATIONAL | ASTM | ASTM D4873/D4873M | Standard Guide for Identification, Storage, and Handling of Geosynthetic Rolls and Samples | 2017
12296 | 31 32 19.16 | GEOTEXTILE SOIL STABILIZATION | 02/21 | ASTM INTERNATIONAL | ASTM | ASTM D6241 | Standard Test Method for the Static Puncture Strength of Geotextiles and Geotextile-Related Products Using a 50-mm Probe | 2014
12297 | 31 32 39 | BIOENGINEERING PRACTICES FOR STREAM BANK AND SHORELINE STABILIZATION | 08/08 | ASTM INTERNATIONAL | ASTM | ASTM D6765 | Standard Practice for Live Staking | 2012
12298 | 31 32 39 | BIOENGINEERING PRACTICES FOR STREAM BANK AND SHORELINE STABILIZATION | 08/08 | U.S. ARMY CORPS OF ENGINEERS | USACE | TR-EL-97-8 | Bioengineering for Streambank Erosion Control; Report 1, Guidelines | 1997
12299 | 31 35 19.13 | GEOGRID SLOPE PROTECTION | 02/21 | ASTM INTERNATIONAL | ASTM | ASTM D4355/D4355M | Deterioration of Geotextiles from Exposure to Light, Moisture and Heat in a Xenon-Arc Type Apparatus | 2014
12300 | 31 35 19.13 | GEOGRID SLOPE PROTECTION | 02/21 | ASTM INTERNATIONAL | ASTM | ASTM D4595 | Standard Test Method for Tensile Properties of Geotextiles by the Wide-Width Strip Method | 2017
12301 | 31 35 19.13 | GEOGRID SLOPE PROTECTION | 02/21 | ASTM INTERNATIONAL | ASTM | ASTM D4873/D4873M | Standard Guide for Identification, Storage, and Handling of Geosynthetic Rolls and Samples | 2017
12302 | 31 35 19.13 | GEOGRID SLOPE PROTECTION | 02/21 | ASTM INTERNATIONAL | ASTM | ASTM D5262 | Standard Test Method for Evaluating the Unconfined Tension Creep Behavior of Geosynthetics | 2007; R 2016
12303 | 31 35 19.13 | GEOGRID SLOPE PROTECTION | 02/21 | ASTM INTERNATIONAL | ASTM | ASTM D5321/D5321M | Standard Test Method for Determining the Shear Strength of Soil-Geosynthetic and Geosynthetic-Geosynthetic Interfaces by Direct Shear | 2020
12304 | 31 35 19.13 | GEOGRID SLOPE PROTECTION | 02/21 | ASTM INTERNATIONAL | ASTM | ASTM D6637 | Standard Test Method for Determining Tensile Properties of Geogrids by the Single or Multi-Rib Tensile Method | 2011
12305 | 31 35 19.13 | GEOGRID SLOPE PROTECTION | 02/21 | ASTM INTERNATIONAL | ASTM | ASTM D6706 | Standard Test Method for Measuring Geosynthetic Pullout Resistance in Soil | 2001; R 2013
12306 | 31 35 19.13 | GEOGRID SLOPE PROTECTION | 02/21 | GEOSYNTHETIC INSTITUTE | GSI | GSI GRI GG4a | Determination of the Long-Term Design Strength of Stiff Geogrids | 2012
12307 | 31 35 19.13 | GEOGRID SLOPE PROTECTION | 02/21 | GEOSYNTHETIC INSTITUTE | GSI | GSI GRI GG4b | Determination of the Long-Term Design Strength of Flexible Geogrids | 2012
12308 | 31 35 19.13 | GEOGRID SLOPE PROTECTION | 02/21 | GEOSYNTHETIC INSTITUTE | GSI | GSI GRI GG6 | Grip Types for Use in Wide Width Testing of Geotextiles and Geogrids | 1996
12309 | 31 36 00 | GABIONS | 02/21 | ASTM INTERNATIONAL | ASTM | ASTM A90/A90M | Standard Test Method for Weight [Mass] of Coating on Iron and Steel Articles with Zinc or Zinc-Alloy Coatings | 2021
12310 | 31 36 00 | GABIONS | 02/21 | ASTM INTERNATIONAL | ASTM | ASTM A313/A313M | Standard Specification for Stainless Steel Spring Wire | 2017
12311 | 31 36 00 | GABIONS | 02/21 | ASTM INTERNATIONAL | ASTM | ASTM A370 | Standard Test Methods and Definitions for Mechanical Testing of Steel Products | 2024
12312 | 31 36 00 | GABIONS | 02/21 | ASTM INTERNATIONAL | ASTM | ASTM A428/A428M | Standard Test Method for Weight (Mass) of Coating on Aluminum-Coated Iron or Steel Articles | 2021
12313 | 31 36 00 | GABIONS | 02/21 | ASTM INTERNATIONAL | ASTM | ASTM A641/A641M | Standard Specification for Zinc-Coated (Galvanized) Carbon Steel Wire | 2019
12314 | 31 36 00 | GABIONS | 02/21 | ASTM INTERNATIONAL | ASTM | ASTM A764 | Standard Specification for Metallic Coated Carbon Steel Wire, Coated at Size and Drawn to Size for Mechanical Springs | 2007; R 2021
12315 | 31 36 00 | GABIONS | 02/21 | ASTM INTERNATIONAL | ASTM | ASTM A809 | Standard Specification for Aluminum-Coated (Aluminized) Carbon Steel Wire | 2023
12316 | 31 36 00 | GABIONS | 02/21 | ASTM INTERNATIONAL | ASTM | ASTM A853 | Standard Specification for Steel Wire, Carbon, for General Use | 2019
12317 | 31 36 00 | GABIONS | 02/21 | ASTM INTERNATIONAL | ASTM | ASTM A856/A856M | Standard Specification for Zinc-5% Aluminum-Mischmetal Alloy-Coated Carbon Steel Wire | 2003; R 2020
12318 | 31 36 00 | GABIONS | 02/21 | ASTM INTERNATIONAL | ASTM | ASTM A974 | Standard Specification for Welded Wire Fabric Gabion and Gabion Mattresses (Metallic Coated or Polyvinyl Chloride (PVC) Coated) | 1997; R 2021
12319 | 31 36 00 | GABIONS | 02/21 | ASTM INTERNATIONAL | ASTM | ASTM A975 | Standard Specification for Double-Twisted Hexagonal Mesh Gabions and Revet Mattresses (Metallic-Coated Steel Wire or Metallic-Coated Steel Wire With Poly(Vinyl Chloride) (PVC) Coating) | 2023
12320 | 31 36 00 | GABIONS | 02/21 | ASTM INTERNATIONAL | ASTM | ASTM B117 | Standard Practice for Operating Salt Spray (Fog) Apparatus | 2019
12321 | 31 36 00 | GABIONS | 02/21 | ASTM INTERNATIONAL | ASTM | ASTM C33/C33M | Standard Specification for Concrete Aggregates | 2023
12322 | 31 36 00 | GABIONS | 02/21 | ASTM INTERNATIONAL | ASTM | ASTM C136/C136M | Standard Test Method for Sieve Analysis of Fine and Coarse Aggregates | 2019
12323 | 31 36 00 | GABIONS | 02/21 | ASTM INTERNATIONAL | ASTM | ASTM D412 | Standard Test Methods for Vulcanized Rubber and Thermoplastic Elastomers - Tension | 2016; R 2021
12324 | 31 36 00 | GABIONS | 02/21 | ASTM INTERNATIONAL | ASTM | ASTM D638 | Standard Test Method for Tensile Properties of Plastics | 2014
12325 | 31 36 00 | GABIONS | 02/21 | ASTM INTERNATIONAL | ASTM | ASTM D746 | Standard Test Method for Brittleness Temperature of Plastics and Elastomers by Impact | 2014
12326 | 31 36 00 | GABIONS | 02/21 | ASTM INTERNATIONAL | ASTM | ASTM D792 | Density and Specific Gravity (Relative Density) of Plastics by Displacement | 2013
12327 | 31 36 00 | GABIONS | 02/21 | ASTM INTERNATIONAL | ASTM | ASTM D1499 | Filtered Open-Flame Carbon-Arc Type Exposures of Plastics | 2013
12328 | 31 36 00 | GABIONS | 02/21 | ASTM INTERNATIONAL | ASTM | ASTM D2240 | Standard Test Method for Rubber Property - Durometer Hardness | 2015; E 2017
12329 | 31 36 00 | GABIONS | 02/21 | ASTM INTERNATIONAL | ASTM | ASTM D5312/D5312M | Evaluation of Durability of Rock for Erosion Control Under Freezing and Thawing Conditions | 2012; R 2013
12330 | 31 36 00 | GABIONS | 02/21 | ASTM INTERNATIONAL | ASTM | ASTM G152 | Standard Practice for Operating Open Flame Carbon Arc Light Apparatus for Exposure of Nonmetallic Materials | 2013; R 2021
12331 | 31 36 00 | GABIONS | 02/21 | U.S. ARMY CORPS OF ENGINEERS | USACE | COE CRD-C 144 | Standard Test Method for Resistance of Rock to Freezing and Thawing | 1992
12332 | 31 41 16.16 | SYNTHETIC SHEET PILING | 05/23 | ASTM INTERNATIONAL | ASTM | ASTM C1077 | Standard Practice for Agencies Testing Concrete and Concrete Aggregates for Use in Construction and Criteria for Testing Agency Evaluation | 2024
12333 | 31 41 16.16 | SYNTHETIC SHEET PILING | 05/23 | ASTM INTERNATIONAL | ASTM | ASTM D638 | Standard Test Method for Tensile Properties of Plastics | 2014
12334 | 31 41 16.16 | SYNTHETIC SHEET PILING | 05/23 | ASTM INTERNATIONAL | ASTM | ASTM D2343 | Standard Test Method for Tensile Properties of Glass Fiber Strands, Yarns, and Rovings Used in Reinforced Plastics | 2017
12335 | 31 41 16.16 | SYNTHETIC SHEET PILING | 05/23 | ASTM INTERNATIONAL | ASTM | ASTM D3917 | Standard Specification for Dimensional Tolerance of Thermosetting Glass-Reinforced Plastic Pultruded Shapes | 2015a
12336 | 31 41 16.16 | SYNTHETIC SHEET PILING | 05/23 | ASTM INTERNATIONAL | ASTM | ASTM D4216 | Standard Specification for Rigid Poly (Vinyl Chloride) (PVC) and Related PVC and Chlorinated Poly (Vinyl Chloride) (CPVC) Building Products Compounds | 2017
12337 | 31 41 16.16 | SYNTHETIC SHEET PILING | 05/23 | ASTM INTERNATIONAL | ASTM | ASTM D4385 | Standard Practice for Classifying Visual Defects in Thermosetting Reinforced Plastic Pultruded Products | 2010
12338 | 31 41 16.16 | SYNTHETIC SHEET PILING | 05/23 | ASTM INTERNATIONAL | ASTM | ASTM D5379/D5379M | Standard Test Method for Shear Properties of Composite Materials by the V-Notched Beam Method | 2019; E 2021
12339 | 31 41 16.16 | SYNTHETIC SHEET PILING | 05/23 | ASTM INTERNATIONAL | ASTM | ASTM D6641/D6641M | Standard Test Method for Compressive Properties of Polymer Matrix Composite Materials Using a Combined Loading Compression (CLC) Test Fixture | 2016; E 2021
12340 | 31 41 16.16 | SYNTHETIC SHEET PILING | 05/23 | ASTM INTERNATIONAL | ASTM | ASTM D7290 | Standard Practice for Evaluating Material Property Characteristic Values for Polymeric Composites for Civil Engineering Structural Applications | 2006; R 2022
12341 | 31 41 16.16 | SYNTHETIC SHEET PILING | 05/23 | ASTM INTERNATIONAL | ASTM | ASTM D8427 | Standard Specification for Rigid Poly Vinyl Chloride (PVC) Exterior Profiles Used for Sheet Piling | 2021
12342 | 31 41 16.16 | SYNTHETIC SHEET PILING | 05/23 | ASTM INTERNATIONAL | ASTM | ASTM E329 | Standard Specification for Agencies Engaged in Construction Inspection, Testing, or Special Inspection | 2023
12343 | 31 41 16.16 | SYNTHETIC SHEET PILING | 05/23 | ASTM INTERNATIONAL | ASTM | ASTM E548 | Standard Guide for General Criteria Used for Evaluating Laboratory Competence | 1994; E 1995
12344 | 31 41 16 | METAL SHEET PILING | 11/20 | AMERICAN WELDING SOCIETY | AWS | AWS D1.1/D1.1M | Structural Welding Code - Steel | 2020; Errata 1 2021
12345 | 31 41 16 | METAL SHEET PILING | 11/20 | AMERICAN WELDING SOCIETY | AWS | AWS D1.5M/D1.5 | Bridge Welding Code | 2020; Errata 1 2022
12346 | 31 41 16 | METAL SHEET PILING | 11/20 | ASTM INTERNATIONAL | ASTM | ASTM A6/A6M | Standard Specification for General Requirements for Rolled Structural Steel Bars, Plates, Shapes, and Sheet Piling | 2024a
12347 | 31 41 16 | METAL SHEET PILING | 11/20 | ASTM INTERNATIONAL | ASTM | ASTM A328/A328M | Standard Specification for Steel Sheet Piling | 2024
12348 | 31 41 16 | METAL SHEET PILING | 11/20 | ASTM INTERNATIONAL | ASTM | ASTM A572/A572M | Standard Specification for High-Strength Low-Alloy Columbium-Vanadium Structural Steel | 2021; E 2021
12349 | 31 41 16 | METAL SHEET PILING | 11/20 | ASTM INTERNATIONAL | ASTM | ASTM A690/A690M | Standard Specification for High-Strength Low-Alloy Nickel, Copper, Phosphorus Steel H-Piles and Sheet Piling with Atmospheric Corrosion Resistance for Use in Marine Environments | 2013a; R 2018
12350 | 31 41 16 | METAL SHEET PILING | 11/20 | ASTM INTERNATIONAL | ASTM | ASTM A857/A857M | Standard Specification for Steel Sheet Piling, Cold-Formed, Light Gage | 2007; R 2013
12351 | 31 41 16 | METAL SHEET PILING | 11/20 | ASTM INTERNATIONAL | ASTM | ASTM B221 | Standard Specification for Aluminum and Aluminum-Alloy Extruded Bars, Rods, Wire, Profiles, and Tubes | 2021
12352 | 31 41 16 | METAL SHEET PILING | 11/20 | ASTM INTERNATIONAL | ASTM | ASTM B221M | Standard Specification for Aluminum and Aluminum-Alloy Extruded Bars, Rods, Wire, Profiles, and Tubes (Metric) | 2021
12353 | 31 41 16 | METAL SHEET PILING | 11/20 | ASTM INTERNATIONAL | ASTM | ASTM B308/B308M | Standard Specification for Aluminum-Alloy 6061-T6 Standard Structural Profiles | 2010; R 2020
12354 | 31 41 16 | METAL SHEET PILING | 11/20 | ASTM INTERNATIONAL | ASTM | ASTM D4945 | Standard Test Method for High-Strain Dynamic Testing of Deep Foundations | 2017
12355 | 31 41 16 | METAL SHEET PILING | 11/20 | ASTM INTERNATIONAL | ASTM | ASTM E329 | Standard Specification for Agencies Engaged in Construction Inspection, Testing, or Special Inspection | 2023
12356 | 31 43 13.13 | CONCRETE PRESSURE GROUTING | 02/21 | AMERICAN SOCIETY OF MECHANICAL ENGINEERS | ASME | ASME B16.3 | Malleable Iron Threaded Fittings, Classes 150 and 300 | 2021
12357 | 31 43 13.13 | CONCRETE PRESSURE GROUTING | 02/21 | ASTM INTERNATIONAL | ASTM | ASTM A53/A53M | Standard Specification for Pipe, Steel, Black and Hot-Dipped, Zinc-Coated, Welded and Seamless | 2024
12358 | 31 43 13.13 | CONCRETE PRESSURE GROUTING | 02/21 | ASTM INTERNATIONAL | ASTM | ASTM C70 | Standard Test Method for Surface Moisture in Fine Aggregate | 2020
12359 | 31 43 13.13 | CONCRETE PRESSURE GROUTING | 02/21 | ASTM INTERNATIONAL | ASTM | ASTM C91/C91M | Standard Specification for Masonry Cement | 2018
12360 | 31 43 13.13 | CONCRETE PRESSURE GROUTING | 02/21 | ASTM INTERNATIONAL | ASTM | ASTM C136/C136M | Standard Test Method for Sieve Analysis of Fine and Coarse Aggregates | 2019
12361 | 31 43 13.13 | CONCRETE PRESSURE GROUTING | 02/21 | ASTM INTERNATIONAL | ASTM | ASTM C150/C150M | Standard Specification for Portland Cement | 2022
12362 | 31 43 13.13 | CONCRETE PRESSURE GROUTING | 02/21 | ASTM INTERNATIONAL | ASTM | ASTM C618 | Standard Specification for Coal Fly Ash and Raw or Calcined Natural Pozzolan for Use in Concrete | 2023; E 2023
12363 | 31 43 13.13 | CONCRETE PRESSURE GROUTING | 02/21 | ASTM INTERNATIONAL | ASTM | ASTM C937 | Grout Fluidifier for Preplaced-Aggregate Concrete | 2023
12364 | 31 43 13.13 | CONCRETE PRESSURE GROUTING | 02/21 | U.S. ARMY CORPS OF ENGINEERS | USACE | COE CRD-C 100 | Method of Sampling Concrete Aggregate and Aggregate Sources, and Selection of Material for Testing | 1975
12365 | 31 56 13.13 | SOIL-BENTONITE SLURRY WALLS | 02/21 | AMERICAN PETROLEUM INSTITUTE | API | API RP 13B-1 | Recommended Practice for Field Testing Water-Based Drilling Fluids | 2009; R 2016
12366 | 31 56 13.13 | SOIL-BENTONITE SLURRY WALLS | 02/21 | AMERICAN PETROLEUM INSTITUTE | API | API Spec 13A | Specification for Drilling-Fluid Materials | 2010; Errata 1 2014; Errata 2-3 2015
12367 | 31 56 13.13 | SOIL-BENTONITE SLURRY WALLS | 02/21 | ASTM INTERNATIONAL | ASTM | ASTM C143/C143M | Standard Test Method for Slump of Hydraulic-Cement Concrete | 2020
12368 | 31 56 13.13 | SOIL-BENTONITE SLURRY WALLS | 02/21 | ASTM INTERNATIONAL | ASTM | ASTM D698 | Laboratory Compaction Characteristics of Soil Using Standard Effort (12,400 ft-lbf/cu. ft. (600 kN-m/cu. m.)) | 2012; E 2014; E 2015
12369 | 31 56 13.13 | SOIL-BENTONITE SLURRY WALLS | 02/21 | ASTM INTERNATIONAL | ASTM | ASTM D1140 | Standard Test Methods for Determining the Amount of Material Finer than 75-µm (No. 200) Sieve in Soils by Washing | 2017
12370 | 31 56 13.13 | SOIL-BENTONITE SLURRY WALLS | 02/21 | ASTM INTERNATIONAL | ASTM | ASTM D2216 | Standard Test Methods for Laboratory Determination of Water (Moisture) Content of Soil and Rock by Mass | 2019
12371 | 31 56 13.13 | SOIL-BENTONITE SLURRY WALLS | 02/21 | ASTM INTERNATIONAL | ASTM | ASTM D4318 | Standard Test Methods for Liquid Limit, Plastic Limit, and Plasticity Index of Soils | 2017; E 2018
12372 | 31 56 13.13 | SOIL-BENTONITE SLURRY WALLS | 02/21 | ASTM INTERNATIONAL | ASTM | ASTM D5084 | Standard Test Methods for Measurement of Hydraulic Conductivity of Saturated Porous Materials Using a Flexible Wall Permeameter | 2016a
12373 | 31 56 13.13 | SOIL-BENTONITE SLURRY WALLS | 02/21 | ASTM INTERNATIONAL | ASTM | ASTM D7928 | Standard Test Method for Particle-Size Distribution (Gradation) of Fine-Grained Soils Using the Sedimentation (Hydrometer) Analysis | 2017
12374 | 31 56 13.13 | SOIL-BENTONITE SLURRY WALLS | 02/21 | U.S. ENVIRONMENTAL PROTECTION AGENCY | EPA | EPA 600/4-79/020 | Methods for Chemical Analysis of Water and Wastes | 1983
12375 | 31 62 13.13 | CAST-IN-PLACE CONCRETE PILES | 04/06, CHG 3: 02/24 | AMERICAN WELDING SOCIETY | AWS | AWS D1.1/D1.1M | Structural Welding Code - Steel | 2020; Errata 1 2021
12376 | 31 62 13.13 | CAST-IN-PLACE CONCRETE PILES | 04/06, CHG 3: 02/24 | ASTM INTERNATIONAL | ASTM | ASTM A252 | Standard Specification for Welded and Seamless Steel Pipe Piles | 2010
12377 | 31 62 13.13 | CAST-IN-PLACE CONCRETE PILES | 04/06, CHG 3: 02/24 | ASTM INTERNATIONAL | ASTM | ASTM D1143/D1143M | Piles Under Static Axial Compressive Load | 2007; R 2013
12378 | 31 62 13.20 | PRECAST/PRESTRESSED CONCRETE PILES | 11/20, CHG 2: 02/24 | AMERICAN CONCRETE INSTITUTE | ACI | ACI 211.1 | Standard Practice for Selecting Proportions for Normal, Heavyweight and Mass Concrete | 1991; R 2009
12379 | 31 62 13.20 | PRECAST/PRESTRESSED CONCRETE PILES | 11/20, CHG 2: 02/24 | AMERICAN CONCRETE INSTITUTE | ACI | ACI 214R | Evaluation of Strength Test Results of Concrete | 2011
12380 | 31 62 13.20 | PRECAST/PRESTRESSED CONCRETE PILES | 11/20, CHG 2: 02/24 | AMERICAN CONCRETE INSTITUTE | ACI | ACI 318 | Building Code Requirements for Structural Concrete (ACI 318-19) and Commentary (ACI 318R-19) | 2019; R 2022
12381 | 31 62 13.20 | PRECAST/PRESTRESSED CONCRETE PILES | 11/20, CHG 2: 02/24 | AMERICAN CONCRETE INSTITUTE | ACI | ACI 318M | Building Code Requirements for Structural Concrete & Commentary | 2019; Errata 2022
12382 | 31 62 13.20 | PRECAST/PRESTRESSED CONCRETE PILES | 11/20, CHG 2: 02/24 | AMERICAN CONCRETE INSTITUTE | ACI | ACI MNL-66 | ACI Detailing Manual | 2020
12383 | 31 62 13.20 | PRECAST/PRESTRESSED CONCRETE PILES | 11/20, CHG 2: 02/24 | AMERICAN WELDING SOCIETY | AWS | AWS D1.4/D1.4M | Structural Welding Code - Reinforcing Steel | 2018
12384 | 31 62 13.20 | PRECAST/PRESTRESSED CONCRETE PILES | 11/20, CHG 2: 02/24 | ASTM INTERNATIONAL | ASTM | ASTM A27/A27M | Standard Specification for Steel Castings, Carbon, for General Application | 2020
12385 | 31 62 13.20 | PRECAST/PRESTRESSED CONCRETE PILES | 11/20, CHG 2: 02/24 | ASTM INTERNATIONAL | ASTM | ASTM A36/A36M | Standard Specification for Carbon Structural Steel | 2019
12386 | 31 62 13.20 | PRECAST/PRESTRESSED CONCRETE PILES | 11/20, CHG 2: 02/24 | ASTM INTERNATIONAL | ASTM | ASTM A416/A416M | Standard Specification for Low-Relaxation, Seven-Wire for Prestressed Concrete | 2024
12387 | 31 62 13.20 | PRECAST/PRESTRESSED CONCRETE PILES | 11/20, CHG 2: 02/24 | ASTM INTERNATIONAL | ASTM | ASTM A572/A572M | Standard Specification for High-Strength Low-Alloy Columbium-Vanadium Structural Steel | 2021; E 2021
12388 | 31 62 13.20 | PRECAST/PRESTRESSED CONCRETE PILES | 11/20, CHG 2: 02/24 | ASTM INTERNATIONAL | ASTM | ASTM A615/A615M | Standard Specification for Deformed and Plain Carbon-Steel Bars for Concrete Reinforcement | 2022
12389 | 31 62 13.20 | PRECAST/PRESTRESSED CONCRETE PILES | 11/20, CHG 2: 02/24 | ASTM INTERNATIONAL | ASTM | ASTM A706/A706M | Standard Specification for Low-Alloy Steel Deformed and Plain Bars for Concrete Reinforcement | 2022a
12390 | 31 62 13.20 | PRECAST/PRESTRESSED CONCRETE PILES | 11/20, CHG 2: 02/24 | ASTM INTERNATIONAL | ASTM | ASTM A996/A996M | Standard Specification for Rail-Steel and Axle-Steel Deformed Bars for Concrete Reinforcement | 2016
12391 | 31 62 13.20 | PRECAST/PRESTRESSED CONCRETE PILES | 11/20, CHG 2: 02/24 | ASTM INTERNATIONAL | ASTM | ASTM A1064/A1064M | Standard Specification for Carbon-Steel Wire and Welded Wire Reinforcement, Plain and Deformed, for Concrete | 2024
12392 | 31 62 13.20 | PRECAST/PRESTRESSED CONCRETE PILES | 11/20, CHG 2: 02/24 | ASTM INTERNATIONAL | ASTM | ASTM C31/C31M | Standard Practice for Making and Curing Concrete Test Specimens in the Field | 2024b
12393 | 31 62 13.20 | PRECAST/PRESTRESSED CONCRETE PILES | 11/20, CHG 2: 02/24 | ASTM INTERNATIONAL | ASTM | ASTM C33/C33M | Standard Specification for Concrete Aggregates | 2023
12394 | 31 62 13.20 | PRECAST/PRESTRESSED CONCRETE PILES | 11/20, CHG 2: 02/24 | ASTM INTERNATIONAL | ASTM | ASTM C39/C39M | Standard Test Method for Compressive Strength of Cylindrical Concrete Specimens | 2024
12395 | 31 62 13.20 | PRECAST/PRESTRESSED CONCRETE PILES | 11/20, CHG 2: 02/24 | ASTM INTERNATIONAL | ASTM | ASTM C136/C136M | Standard Test Method for Sieve Analysis of Fine and Coarse Aggregates | 2019
12396 | 31 62 13.20 | PRECAST/PRESTRESSED CONCRETE PILES | 11/20, CHG 2: 02/24 | ASTM INTERNATIONAL | ASTM | ASTM C143/C143M | Standard Test Method for Slump of Hydraulic-Cement Concrete | 2020
12397 | 31 62 13.20 | PRECAST/PRESTRESSED CONCRETE PILES | 11/20, CHG 2: 02/24 | ASTM INTERNATIONAL | ASTM | ASTM C150/C150M | Standard Specification for Portland Cement | 2022
12398 | 31 62 13.20 | PRECAST/PRESTRESSED CONCRETE PILES | 11/20, CHG 2: 02/24 | ASTM INTERNATIONAL | ASTM | ASTM C172/C172M | Standard Practice for Sampling Freshly Mixed Concrete | 2017
12399 | 31 62 13.20 | PRECAST/PRESTRESSED CONCRETE PILES | 11/20, CHG 2: 02/24 | ASTM INTERNATIONAL | ASTM | ASTM C260/C260M | Standard Specification for Air-Entraining Admixtures for Concrete | 2010a; R 2016
12400 | 31 62 13.20 | PRECAST/PRESTRESSED CONCRETE PILES | 11/20, CHG 2: 02/24 | ASTM INTERNATIONAL | ASTM | ASTM C494/C494M | Standard Specification for Chemical Admixtures for Concrete | 2019; E 2022
12401 | 31 62 13.20 | PRECAST/PRESTRESSED CONCRETE PILES | 11/20, CHG 2: 02/24 | ASTM INTERNATIONAL | ASTM | ASTM C595/C595M | Standard Specification for Blended Hydraulic Cements | 2023
12402 | 31 62 13.20 | PRECAST/PRESTRESSED CONCRETE PILES | 11/20, CHG 2: 02/24 | ASTM INTERNATIONAL | ASTM | ASTM C618 | Standard Specification for Coal Fly Ash and Raw or Calcined Natural Pozzolan for Use in Concrete | 2023; E 2023
12403 | 31 62 13.20 | PRECAST/PRESTRESSED CONCRETE PILES | 11/20, CHG 2: 02/24 | ASTM INTERNATIONAL | ASTM | ASTM C666/C666M | Resistance of Concrete to Rapid Freezing and Thawing | 2015
12404 | 31 62 13.20 | PRECAST/PRESTRESSED CONCRETE PILES | 11/20, CHG 2: 02/24 | ASTM INTERNATIONAL | ASTM | ASTM C989/C989M | Standard Specification for Slag Cement for Use in Concrete and Mortars | 2024
12405 | 31 62 13.20 | PRECAST/PRESTRESSED CONCRETE PILES | 11/20, CHG 2: 02/24 | ASTM INTERNATIONAL | ASTM | ASTM C1077 | Standard Practice for Agencies Testing Concrete and Concrete Aggregates for Use in Construction and Criteria for Testing Agency Evaluation | 2024
12406 | 31 62 13.20 | PRECAST/PRESTRESSED CONCRETE PILES | 11/20, CHG 2: 02/24 | ASTM INTERNATIONAL | ASTM | ASTM C1202 | Standard Test Method for Electrical Indication of Concrete's Ability to Resist Chloride Ion Penetration | 2022; E 2022
12407 | 31 62 13.20 | PRECAST/PRESTRESSED CONCRETE PILES | 11/20, CHG 2: 02/24 | ASTM INTERNATIONAL | ASTM | ASTM C1218/C1218M | Standard Test Method for Water-Soluble Chloride in Mortar and Concrete | 2020c
12408 | 31 62 13.20 | PRECAST/PRESTRESSED CONCRETE PILES | 11/20, CHG 2: 02/24 | ASTM INTERNATIONAL | ASTM | ASTM C1240 | Standard Specification for Silica Fume Used in Cementitious Mixtures | 2020
12409 | 31 62 13.20 | PRECAST/PRESTRESSED CONCRETE PILES | 11/20, CHG 2: 02/24 | ASTM INTERNATIONAL | ASTM | ASTM C1260 | Standard Test Method for Potential Alkali Reactivity of Aggregates (Mortar-Bar Method) | 2023
12410 | 31 62 13.20 | PRECAST/PRESTRESSED CONCRETE PILES | 11/20, CHG 2: 02/24 | ASTM INTERNATIONAL | ASTM | ASTM C1567 | Standard Test Method for Potential Alkali-Silica Reactivity of Combinations of Cementitious Materials and Aggregate (Accelerated Mortar-Bar Method) | 2023
12411 | 31 62 13.20 | PRECAST/PRESTRESSED CONCRETE PILES | 11/20, CHG 2: 02/24 | ASTM INTERNATIONAL | ASTM | ASTM D1143/D1143M | Piles Under Static Axial Compressive Load | 2007; R 2013
12412 | 31 62 13.20 | PRECAST/PRESTRESSED CONCRETE PILES | 11/20, CHG 2: 02/24 | ASTM INTERNATIONAL | ASTM | ASTM D3689/D3689M | Standard Test Methods for Deep Foundations Under Static Axial Tensile Load | 2007; R 2013; E 2013
12413 | 31 62 13.20 | PRECAST/PRESTRESSED CONCRETE PILES | 11/20, CHG 2: 02/24 | ASTM INTERNATIONAL | ASTM | ASTM D3966/D3966M | Standard Test Methods for Deep Foundations Under Lateral Load | 2007; R 2013; E 2013
12414 | 31 62 13.20 | PRECAST/PRESTRESSED CONCRETE PILES | 11/20, CHG 2: 02/24 | ASTM INTERNATIONAL | ASTM | ASTM D4945 | Standard Test Method for High-Strain Dynamic Testing of Deep Foundations | 2017
12415 | 31 62 13.20 | PRECAST/PRESTRESSED CONCRETE PILES | 11/20, CHG 2: 02/24 | ASTM INTERNATIONAL | ASTM | ASTM E329 | Standard Specification for Agencies Engaged in Construction Inspection, Testing, or Special Inspection | 2023
12416 | 31 62 13.20 | PRECAST/PRESTRESSED CONCRETE PILES | 11/20, CHG 2: 02/24 | PRECAST/PRESTRESSED CONCRETE INSTITUTE | PCI | PCI BDM | Precast Prestressed Concrete Bridge Design Manual | 2011
12417 | 31 62 13.20 | PRECAST/PRESTRESSED CONCRETE PILES | 11/20, CHG 2: 02/24 | PRECAST/PRESTRESSED CONCRETE INSTITUTE | PCI | PCI JR-382 | PCI Journal: Recommended Practice for Design, Manufacture and Installation of Prestressed Concrete Piling | 1993
12418 | 31 62 13.20 | PRECAST/PRESTRESSED CONCRETE PILES | 11/20, CHG 2: 02/24 | PRECAST/PRESTRESSED CONCRETE INSTITUTE | PCI | PCI MNL-116 | Manual for Quality Control for Plants and Production of Structural Precast Concrete Products, 5th Edition | 2021
12419 | 31 62 13.20 | PRECAST/PRESTRESSED CONCRETE PILES | 11/20, CHG 2: 02/24 | PRECAST/PRESTRESSED CONCRETE INSTITUTE | PCI | PCI MNL-135 | Tolerance Manual for Precast and Prestressed Concrete Construction | 2000
12420 | 31 62 13.20 | PRECAST/PRESTRESSED CONCRETE PILES | 11/20, CHG 2: 02/24 | U.S. DEPARTMENT OF DEFENSE | DOD | UFC 3-220-01 | Geotechnical Engineering | 2012; with Change 1, 2021
12421 | 31 62 13.24 | CONCRETE CYLINDER PILES | 11/20, CHG 2: 02/24 | AMERICAN ASSOCIATION OF STATE HIGHWAY AND TRANSPORTATION OFFICIALS | AASHTO | AASHTO T 259 | Standard Method of Test for Resistance of Concrete to Chloride Ion Penetration | 2002; R 2017
12422 | 31 62 13.24 | CONCRETE CYLINDER PILES | 11/20, CHG 2: 02/24 | AMERICAN CONCRETE INSTITUTE | ACI | ACI 211.1 | Standard Practice for Selecting Proportions for Normal, Heavyweight and Mass Concrete | 1991; R 2009
12423 | 31 62 13.24 | CONCRETE CYLINDER PILES | 11/20, CHG 2: 02/24 | AMERICAN CONCRETE INSTITUTE | ACI | ACI 212.3R | Chemical Admixtures for Concrete | 2016
12424 | 31 62 13.24 | CONCRETE CYLINDER PILES | 11/20, CHG 2: 02/24 | AMERICAN CONCRETE INSTITUTE | ACI | ACI 214R | Evaluation of Strength Test Results of Concrete | 2011
12425 | 31 62 13.24 | CONCRETE CYLINDER PILES | 11/20, CHG 2: 02/24 | AMERICAN CONCRETE INSTITUTE | ACI | ACI 318 | Building Code Requirements for Structural Concrete (ACI 318-19) and Commentary (ACI 318R-19) | 2019; R 2022
12426 | 31 62 13.24 | CONCRETE CYLINDER PILES | 11/20, CHG 2: 02/24 | AMERICAN CONCRETE INSTITUTE | ACI | ACI 318M | Building Code Requirements for Structural Concrete & Commentary | 2019; Errata 2022
12427 | 31 62 13.24 | CONCRETE CYLINDER PILES | 11/20, CHG 2: 02/24 | AMERICAN CONCRETE INSTITUTE | ACI | ACI MNL-66 | ACI Detailing Manual | 2020
12428 | 31 62 13.24 | CONCRETE CYLINDER PILES | 11/20, CHG 2: 02/24 | AMERICAN WELDING SOCIETY | AWS | AWS D1.4/D1.4M | Structural Welding Code - Reinforcing Steel | 2018
12429 | 31 62 13.24 | CONCRETE CYLINDER PILES | 11/20, CHG 2: 02/24 | ASTM INTERNATIONAL | ASTM | ASTM A27/A27M | Standard Specification for Steel Castings, Carbon, for General Application | 2020
12430 | 31 62 13.24 | CONCRETE CYLINDER PILES | 11/20, CHG 2: 02/24 | ASTM INTERNATIONAL | ASTM | ASTM A36/A36M | Standard Specification for Carbon Structural Steel | 2019
12431 | 31 62 13.24 | CONCRETE CYLINDER PILES | 11/20, CHG 2: 02/24 | ASTM INTERNATIONAL | ASTM | ASTM A416/A416M | Standard Specification for Low-Relaxation, Seven-Wire for Prestressed Concrete | 2024
12432 | 31 62 13.24 | CONCRETE CYLINDER PILES | 11/20, CHG 2: 02/24 | ASTM INTERNATIONAL | ASTM | ASTM A572/A572M | Standard Specification for High-Strength Low-Alloy Columbium-Vanadium Structural Steel | 2021; E 2021
12433 | 31 62 13.24 | CONCRETE CYLINDER PILES | 11/20, CHG 2: 02/24 | ASTM INTERNATIONAL | ASTM | ASTM A615/A615M | Standard Specification for Deformed and Plain Carbon-Steel Bars for Concrete Reinforcement | 2022
12434 | 31 62 13.24 | CONCRETE CYLINDER PILES | 11/20, CHG 2: 02/24 | ASTM INTERNATIONAL | ASTM | ASTM A706/A706M | Standard Specification for Low-Alloy Steel Deformed and Plain Bars for Concrete Reinforcement | 2022a
12435 | 31 62 13.24 | CONCRETE CYLINDER PILES | 11/20, CHG 2: 02/24 | ASTM INTERNATIONAL | ASTM | ASTM A886/A886M | Standard Specification for Steel Strand, Indented, Seven-Wire Stress-Relieved for Prestressed Concrete | 2024
12436 | 31 62 13.24 | CONCRETE CYLINDER PILES | 11/20, CHG 2: 02/24 | ASTM INTERNATIONAL | ASTM | ASTM A996/A996M | Standard Specification for Rail-Steel and Axle-Steel Deformed Bars for Concrete Reinforcement | 2016
12437 | 31 62 13.24 | CONCRETE CYLINDER PILES | 11/20, CHG 2: 02/24 | ASTM INTERNATIONAL | ASTM | ASTM A1064/A1064M | Standard Specification for Carbon-Steel Wire and Welded Wire Reinforcement, Plain and Deformed, for Concrete | 2024
12438 | 31 62 13.24 | CONCRETE CYLINDER PILES | 11/20, CHG 2: 02/24 | ASTM INTERNATIONAL | ASTM | ASTM C31/C31M | Standard Practice for Making and Curing Concrete Test Specimens in the Field | 2024b
12439 | 31 62 13.24 | CONCRETE CYLINDER PILES | 11/20, CHG 2: 02/24 | ASTM INTERNATIONAL | ASTM | ASTM C33/C33M | Standard Specification for Concrete Aggregates | 2023
12440 | 31 62 13.24 | CONCRETE CYLINDER PILES | 11/20, CHG 2: 02/24 | ASTM INTERNATIONAL | ASTM | ASTM C39/C39M | Standard Test Method for Compressive Strength of Cylindrical Concrete Specimens | 2024
12441 | 31 62 13.24 | CONCRETE CYLINDER PILES | 11/20, CHG 2: 02/24 | ASTM INTERNATIONAL | ASTM | ASTM C42/C42M | Standard Test Method for Obtaining and Testing Drilled Cores and Sawed Beams of Concrete | 2020
12442 | 31 62 13.24 | CONCRETE CYLINDER PILES | 11/20, CHG 2: 02/24 | ASTM INTERNATIONAL | ASTM | ASTM C136/C136M | Standard Test Method for Sieve Analysis of Fine and Coarse Aggregates | 2019
12443 | 31 62 13.24 | CONCRETE CYLINDER PILES | 11/20, CHG 2: 02/24 | ASTM INTERNATIONAL | ASTM | ASTM C143/C143M | Standard Test Method for Slump of Hydraulic-Cement Concrete | 2020
12444 | 31 62 13.24 | CONCRETE CYLINDER PILES | 11/20, CHG 2: 02/24 | ASTM INTERNATIONAL | ASTM | ASTM C150/C150M | Standard Specification for Portland Cement | 2022
12445 | 31 62 13.24 | CONCRETE CYLINDER PILES | 11/20, CHG 2: 02/24 | ASTM INTERNATIONAL | ASTM | ASTM C172/C172M | Standard Practice for Sampling Freshly Mixed Concrete | 2017
12446 | 31 62 13.24 | CONCRETE CYLINDER PILES | 11/20, CHG 2: 02/24 | ASTM INTERNATIONAL | ASTM | ASTM C260/C260M | Standard Specification for Air-Entraining Admixtures for Concrete | 2010a; R 2016
12447 | 31 62 13.24 | CONCRETE CYLINDER PILES | 11/20, CHG 2: 02/24 | ASTM INTERNATIONAL | ASTM | ASTM C494/C494M | Standard Specification for Chemical Admixtures for Concrete | 2019; E 2022
12448 | 31 62 13.24 | CONCRETE CYLINDER PILES | 11/20, CHG 2: 02/24 | ASTM INTERNATIONAL | ASTM | ASTM C595/C595M | Standard Specification for Blended Hydraulic Cements | 2023
12449 | 31 62 13.24 | CONCRETE CYLINDER PILES | 11/20, CHG 2: 02/24 | ASTM INTERNATIONAL | ASTM | ASTM C618 | Standard Specification for Coal Fly Ash and Raw or Calcined Natural Pozzolan for Use in Concrete | 2023; E 2023
12450 | 31 62 13.24 | CONCRETE CYLINDER PILES | 11/20, CHG 2: 02/24 | ASTM INTERNATIONAL | ASTM | ASTM C666/C666M | Resistance of Concrete to Rapid Freezing and Thawing | 2015
12451 | 31 62 13.24 | CONCRETE CYLINDER PILES | 11/20, CHG 2: 02/24 | ASTM INTERNATIONAL | ASTM | ASTM C881/C881M | Standard Specification for Epoxy-Resin-Base Bonding Systems for Concrete | 2020a
12452 | 31 62 13.24 | CONCRETE CYLINDER PILES | 11/20, CHG 2: 02/24 | ASTM INTERNATIONAL | ASTM | ASTM C989/C989M | Standard Specification for Slag Cement for Use in Concrete and Mortars | 2024
12453 | 31 62 13.24 | CONCRETE CYLINDER PILES | 11/20, CHG 2: 02/24 | ASTM INTERNATIONAL | ASTM | ASTM C1077 | Standard Practice for Agencies Testing Concrete and Concrete Aggregates for Use in Construction and Criteria for Testing Agency Evaluation | 2024
12454 | 31 62 13.24 | CONCRETE CYLINDER PILES | 11/20, CHG 2: 02/24 | ASTM INTERNATIONAL | ASTM | ASTM C1202 | Standard Test Method for Electrical Indication of Concrete's Ability to Resist Chloride Ion Penetration | 2022; E 2022
12455 | 31 62 13.24 | CONCRETE CYLINDER PILES | 11/20, CHG 2: 02/24 | ASTM INTERNATIONAL | ASTM | ASTM C1218/C1218M | Standard Test Method for Water-Soluble Chloride in Mortar and Concrete | 2020c
12456 | 31 62 13.24 | CONCRETE CYLINDER PILES | 11/20, CHG 2: 02/24 | ASTM INTERNATIONAL | ASTM | ASTM C1240 | Standard Specification for Silica Fume Used in Cementitious Mixtures | 2020
12457 | 31 62 13.24 | CONCRETE CYLINDER PILES | 11/20, CHG 2: 02/24 | ASTM INTERNATIONAL | ASTM | ASTM C1260 | Standard Test Method for Potential Alkali Reactivity of Aggregates (Mortar-Bar Method) | 2023
12458 | 31 62 13.24 | CONCRETE CYLINDER PILES | 11/20, CHG 2: 02/24 | ASTM INTERNATIONAL | ASTM | ASTM C1567 | Standard Test Method for Potential Alkali-Silica Reactivity of Combinations of Cementitious Materials and Aggregate (Accelerated Mortar-Bar Method) | 2023
12459 | 31 62 13.24 | CONCRETE CYLINDER PILES | 11/20, CHG 2: 02/24 | ASTM INTERNATIONAL | ASTM | ASTM D1143/D1143M | Piles Under Static Axial Compressive Load | 2007; R 2013
12460 | 31 62 13.24 | CONCRETE CYLINDER PILES | 11/20, CHG 2: 02/24 | ASTM INTERNATIONAL | ASTM | ASTM D3689 | Standard Test Methods for Deep Foundations Under Static Axial Tensile Load | 2007; E 2013; R 2013
12461 | 31 62 13.24 | CONCRETE CYLINDER PILES | 11/20, CHG 2: 02/24 | ASTM INTERNATIONAL | ASTM | ASTM D3966/D3966M | Standard Test Methods for Deep Foundations Under Lateral Load | 2007; R 2013; E 2013
12462 | 31 62 13.24 | CONCRETE CYLINDER PILES | 11/20, CHG 2: 02/24 | ASTM INTERNATIONAL | ASTM | ASTM D4945 | Standard Test Method for High-Strain Dynamic Testing of Deep Foundations | 2017
12463 | 31 62 13.24 | CONCRETE CYLINDER PILES | 11/20, CHG 2: 02/24 | ASTM INTERNATIONAL | ASTM | ASTM E329 | Standard Specification for Agencies Engaged in Construction Inspection, Testing, or Special Inspection | 2023
12464 | 31 62 13.24 | CONCRETE CYLINDER PILES | 11/20, CHG 2: 02/24 | POST-TENSIONING INSTITUTE | PTI | PTI M55.1 | Specification for Grouting of Post-Tensioned Structures | 2019; Errata 2020
12465 | 31 62 13.24 | CONCRETE CYLINDER PILES | 11/20, CHG 2: 02/24 | PRECAST/PRESTRESSED CONCRETE INSTITUTE | PCI | PCI BDM | Precast Prestressed Concrete Bridge Design Manual | 2011
12466 | 31 62 13.24 | CONCRETE CYLINDER PILES | 11/20, CHG 2: 02/24 | PRECAST/PRESTRESSED CONCRETE INSTITUTE | PCI | PCI JR-382 | PCI Journal: Recommended Practice for Design, Manufacture and Installation of Prestressed Concrete Piling | 1993
12467 | 31 62 13.24 | CONCRETE CYLINDER PILES | 11/20, CHG 2: 02/24 | PRECAST/PRESTRESSED CONCRETE INSTITUTE | PCI | PCI MNL-116 | Manual for Quality Control for Plants and Production of Structural Precast Concrete Products, 5th Edition | 2021
12468 | 31 62 13.24 | CONCRETE CYLINDER PILES | 11/20, CHG 2: 02/24 | PRECAST/PRESTRESSED CONCRETE INSTITUTE | PCI | PCI MNL-135 | Tolerance Manual for Precast and Prestressed Concrete Construction | 2000
12469 | 31 62 13.24 | CONCRETE CYLINDER PILES | 11/20, CHG 2: 02/24 | U.S. DEPARTMENT OF DEFENSE | DOD | UFC 3-220-01 | Geotechnical Engineering | 2012; with Change 1, 2021
12470 | 31 62 13.26 | PRESSURE-INJECTED FOOTINGS | 11/20, CHG 2: 02/24 | AMERICAN CONCRETE INSTITUTE | ACI | ACI 211.3R | Guide for Selecting Proportions for No-Slump Concrete | 2016
12471 | 31 62 13.26 | PRESSURE-INJECTED FOOTINGS | 11/20, CHG 2: 02/24 | AMERICAN CONCRETE INSTITUTE | ACI | ACI 214R | Evaluation of Strength Test Results of Concrete | 2011
12472 | 31 62 13.26 | PRESSURE-INJECTED FOOTINGS | 11/20, CHG 2: 02/24 | ASTM INTERNATIONAL | ASTM | ASTM C33/C33M | Standard Specification for Concrete Aggregates | 2023
12473 | 31 62 13.26 | PRESSURE-INJECTED FOOTINGS | 11/20, CHG 2: 02/24 | ASTM INTERNATIONAL | ASTM | ASTM C143/C143M | Standard Test Method for Slump of Hydraulic-Cement Concrete | 2020
12474 | 31 62 13.26 | PRESSURE-INJECTED FOOTINGS | 11/20, CHG 2: 02/24 | ASTM INTERNATIONAL | ASTM | ASTM C150/C150M | Standard Specification for Portland Cement | 2022
12475 | 31 62 13.26 | PRESSURE-INJECTED FOOTINGS | 11/20, CHG 2: 02/24 | ASTM INTERNATIONAL | ASTM | ASTM C172/C172M | Standard Practice for Sampling Freshly Mixed Concrete | 2017
12476 | 31 62 13.26 | PRESSURE-INJECTED FOOTINGS | 11/20, CHG 2: 02/24 | ASTM INTERNATIONAL | ASTM | ASTM C1077 | Standard Practice for Agencies Testing Concrete and Concrete Aggregates for Use in Construction and Criteria for Testing Agency Evaluation | 2024
12477 | 31 62 13.26 | PRESSURE-INJECTED FOOTINGS | 11/20, CHG 2: 02/24 | ASTM INTERNATIONAL | ASTM | ASTM D1143/D1143M | Piles Under Static Axial Compressive Load | 2007; R 2013
12478 | 31 62 13.26 | PRESSURE-INJECTED FOOTINGS | 11/20, CHG 2: 02/24 | ASTM INTERNATIONAL | ASTM | ASTM D3689 | Standard Test Methods for Deep Foundations Under Static Axial Tensile Load | 2007; E 2013; R 2013
12479 | 31 62 13.26 | PRESSURE-INJECTED FOOTINGS | 11/20, CHG 2: 02/24 | ASTM INTERNATIONAL | ASTM | ASTM D3966/D3966M | Standard Test Methods for Deep Foundations Under Lateral Load | 2007; R 2013; E 2013
12480 | 31 62 13.26 | PRESSURE-INJECTED FOOTINGS | 11/20, CHG 2: 02/24 | ASTM INTERNATIONAL | ASTM | ASTM E329 | Standard Specification for Agencies Engaged in Construction Inspection, Testing, or Special Inspection | 2023
12481 | 31 62 16.13 | STEEL PIPE PILES | 11/20, CHG 2: 02/24 | AMERICAN WELDING SOCIETY | AWS | AWS D1.1/D1.1M | Structural Welding Code - Steel | 2020; Errata 1 2021
12482 | 31 62 16.13 | STEEL PIPE PILES | 11/20, CHG 2: 02/24 | AMERICAN WELDING SOCIETY | AWS | AWS D1.5M/D1.5 | Bridge Welding Code | 2020; Errata 1 2022
12483 | 31 62 16.13 | STEEL PIPE PILES | 11/20, CHG 2: 02/24 | ASTM INTERNATIONAL | ASTM | ASTM A36/A36M | Standard Specification for Carbon Structural Steel | 2019
12484 | 31 62 16.13 | STEEL PIPE PILES | 11/20, CHG 2: 02/24 | ASTM INTERNATIONAL | ASTM | ASTM A53/A53M | Standard Specification for Pipe, Steel, Black and Hot-Dipped, Zinc-Coated, Welded and Seamless | 2024
12485 | 31 62 16.13 | STEEL PIPE PILES | 11/20, CHG 2: 02/24 | ASTM INTERNATIONAL | ASTM | ASTM A109/A109M | Standard Specification for Steel, Strip, Carbon (0.25 Maximum Percent), Cold-Rolled | 2024
12486 | 31 62 16.13 | STEEL PIPE PILES | 11/20, CHG 2: 02/24 | ASTM INTERNATIONAL | ASTM | ASTM A148/A148M | Standard Specification for Steel Castings, High Strength, for Structural Purposes | 2020; E 2020
12487 | 31 62 16.13 | STEEL PIPE PILES | 11/20, CHG 2: 02/24 | ASTM INTERNATIONAL | ASTM | ASTM A252 | Standard Specification for Welded and Seamless Steel Pipe Piles | 2010
12488 | 31 62 16.13 | STEEL PIPE PILES | 11/20, CHG 2: 02/24 | ASTM INTERNATIONAL | ASTM | ASTM A572/A572M | Standard Specification for High-Strength Low-Alloy Columbium-Vanadium Structural Steel | 2021; E 2021
12489 | 31 62 16.13 | STEEL PIPE PILES | 11/20, CHG 2: 02/24 | ASTM INTERNATIONAL | ASTM | ASTM A972/A972M | Standard Specification for Fusion Bonded Epoxy-Coated Pipe Piles | 2015
12490 | 31 62 16.13 | STEEL PIPE PILES | 11/20, CHG 2: 02/24 | ASTM INTERNATIONAL | ASTM | ASTM D1143/D1143M | Piles Under Static Axial Compressive Load | 2007; R 2013
12491 | 31 62 16.13 | STEEL PIPE PILES | 11/20, CHG 2: 02/24 | ASTM INTERNATIONAL | ASTM | ASTM D3689 | Standard Test Methods for Deep Foundations Under Static Axial Tensile Load | 2007; E 2013; R 2013
12492 | 31 62 16.13 | STEEL PIPE PILES | 11/20, CHG 2: 02/24 | ASTM INTERNATIONAL | ASTM | ASTM D3966/D3966M | Standard Test Methods for Deep Foundations Under Lateral Load | 2007; R 2013; E 2013
12493 | 31 62 16.13 | STEEL PIPE PILES | 11/20, CHG 2: 02/24 | ASTM INTERNATIONAL | ASTM | ASTM D4945 | Standard Test Method for High-Strain Dynamic Testing of Deep Foundations | 2017
12494 | 31 62 16.13 | STEEL PIPE PILES | 11/20, CHG 2: 02/24 | ASTM INTERNATIONAL | ASTM | ASTM E94/E94M | Standard Guide for Radiographic Examination Using Industrial Radiographic Film | 2022
12495 | 31 62 16.13 | STEEL PIPE PILES | 11/20, CHG 2: 02/24 | ASTM INTERNATIONAL | ASTM | ASTM E164 | Standard Practice for Contact Ultrasonic Testing of Weldments | 2019
12496 | 31 62 16.13 | STEEL PIPE PILES | 11/20, CHG 2: 02/24 | ASTM INTERNATIONAL | ASTM | ASTM E165/E165M | Standard Practice for Liquid Penetrant Examination for General Industry | 2023
12497 | 31 62 16.13 | STEEL PIPE PILES | 11/20, CHG 2: 02/24 | ASTM INTERNATIONAL | ASTM | ASTM E329 | Standard Specification for Agencies Engaged in Construction Inspection, Testing, or Special Inspection | 2023
12498 | 31 62 16.13 | STEEL PIPE PILES | 11/20, CHG 2: 02/24 | ASTM INTERNATIONAL | ASTM | ASTM E709 | Standard Guide for Magnetic Particle Testing | 2021
12499 | 31 62 16.13 | STEEL PIPE PILES | 11/20, CHG 2: 02/24 | SOCIETY FOR PROTECTIVE COATINGS | SSPC | SSPC PA 1 | Shop, Field, and Maintenance Coating of Metals | 2024
12500 | 31 62 16.13 | STEEL PIPE PILES | 11/20, CHG 2: 02/24 | U.S. DEPARTMENT OF DEFENSE | DOD | UFC 3-220-01 | Geotechnical Engineering | 2012; with Change 1, 2021
12501 | 31 62 16.16 | STEEL H-PILES | 11/20, CHG 2: 02/24 | AMERICAN WELDING SOCIETY | AWS | AWS D1.1/D1.1M | Structural Welding Code - Steel | 2020; Errata 1 2021
12502 | 31 62 16.16 | STEEL H-PILES | 11/20, CHG 2: 02/24 | ASTM INTERNATIONAL | ASTM | ASTM A36/A36M | Standard Specification for Carbon Structural Steel | 2019
12503 | 31 62 16.16 | STEEL H-PILES | 11/20, CHG 2: 02/24 | ASTM INTERNATIONAL | ASTM | ASTM A148/A148M | Standard Specification for Steel Castings, High Strength, for Structural Purposes | 2020; E 2020
12504 | 31 62 16.16 | STEEL H-PILES | 11/20, CHG 2: 02/24 | ASTM INTERNATIONAL | ASTM | ASTM A572/A572M | Standard Specification for High-Strength Low-Alloy Columbium-Vanadium Structural Steel | 2021; E 2021
12505 | 31 62 16.16 | STEEL H-PILES | 11/20, CHG 2: 02/24 | ASTM INTERNATIONAL | ASTM | ASTM A588/A588M | Standard Specification for High-Strength Low-Alloy Structural Steel, up to 50 ksi [345 MPa] Minimum Yield Point, with Atmospheric Corrosion Resistance | 2019
12506 | 31 62 16.16 | STEEL H-PILES | 11/20, CHG 2: 02/24 | ASTM INTERNATIONAL | ASTM | ASTM A690/A690M | Standard Specification for High-Strength Low-Alloy Nickel, Copper, Phosphorus Steel H-Piles and Sheet Piling with Atmospheric Corrosion Resistance for Use in Marine Environments | 2013a; R 2018
12507 | 31 62 16.16 | STEEL H-PILES | 11/20, CHG 2: 02/24 | ASTM INTERNATIONAL | ASTM | ASTM D1143/D1143M | Piles Under Static Axial Compressive Load | 2007; R 2013
12508 | 31 62 16.16 | STEEL H-PILES | 11/20, CHG 2: 02/24 | ASTM INTERNATIONAL | ASTM | ASTM D3689 | Standard Test Methods for Deep Foundations Under Static Axial Tensile Load | 2007; E 2013; R 2013
12509 | 31 62 16.16 | STEEL H-PILES | 11/20, CHG 2: 02/24 | ASTM INTERNATIONAL | ASTM | ASTM D3966/D3966M | Standard Test Methods for Deep Foundations Under Lateral Load | 2007; R 2013; E 2013
12510 | 31 62 16.16 | STEEL H-PILES | 11/20, CHG 2: 02/24 | ASTM INTERNATIONAL | ASTM | ASTM D4945 | Standard Test Method for High-Strain Dynamic Testing of Deep Foundations | 2017
12511 | 31 62 16.16 | STEEL H-PILES | 11/20, CHG 2: 02/24 | ASTM INTERNATIONAL | ASTM | ASTM E94/E94M | Standard Guide for Radiographic Examination Using Industrial Radiographic Film | 2022
12512 | 31 62 16.16 | STEEL H-PILES | 11/20, CHG 2: 02/24 | ASTM INTERNATIONAL | ASTM | ASTM E164 | Standard Practice for Contact Ultrasonic Testing of Weldments | 2019
12513 | 31 62 16.16 | STEEL H-PILES | 11/20, CHG 2: 02/24 | ASTM INTERNATIONAL | ASTM | ASTM E165/E165M | Standard Practice for Liquid Penetrant Examination for General Industry | 2023
12514 | 31 62 16.16 | STEEL H-PILES | 11/20, CHG 2: 02/24 | ASTM INTERNATIONAL | ASTM | ASTM E329 | Standard Specification for Agencies Engaged in Construction Inspection, Testing, or Special Inspection | 2023
12515 | 31 62 16.16 | STEEL H-PILES | 11/20, CHG 2: 02/24 | ASTM INTERNATIONAL | ASTM | ASTM E709 | Standard Guide for Magnetic Particle Testing | 2021
12516 | 31 62 16.16 | STEEL H-PILES | 11/20, CHG 2: 02/24 | SOCIETY FOR PROTECTIVE COATINGS | SSPC | SSPC PA 1 | Shop, Field, and Maintenance Coating of Metals | 2024
12517 | 31 62 16.16 | STEEL H-PILES | 11/20, CHG 2: 02/24 | U.S. DEPARTMENT OF DEFENSE | DOD | UFC 3-220-01 | Geotechnical Engineering | 2012; with Change 1, 2021
12518 | 31 62 19.13 | TIMBER MARINE PILES | 11/16, CHG 2: 05/22 | AMERICAN WOOD PROTECTION ASSOCIATION | AWPA | AWPA A3 | Standard Method for Determining Penetration of Preservatives and Fire Retardants | 2015
12519 | 31 62 19.13 | TIMBER MARINE PILES | 11/16, CHG 2: 05/22 | AMERICAN WOOD PROTECTION ASSOCIATION | AWPA | AWPA M2 | Standard for the Inspection of Preservative Treated Wood Products for Industrial Use | 2019
12520 | 31 62 19.13 | TIMBER MARINE PILES | 11/16, CHG 2: 05/22 | AMERICAN WOOD PROTECTION ASSOCIATION | AWPA | AWPA M4 | Standard for the Care of Preservative-Treated Wood Products | 2023
12521 | 31 62 19.13 | TIMBER MARINE PILES | 11/16, CHG 2: 05/22 | AMERICAN WOOD PROTECTION ASSOCIATION | AWPA | AWPA M6 | Brands Used on Preservative Treated Materials | 2024
12522 | 31 62 19.13 | TIMBER MARINE PILES | 11/16, CHG 2: 05/22 | AMERICAN WOOD PROTECTION ASSOCIATION | AWPA | AWPA P1/P13 | Standard for Creosote Preservative | 2024
12523 | 31 62 19.13 | TIMBER MARINE PILES | 11/16, CHG 2: 05/22 | AMERICAN WOOD PROTECTION ASSOCIATION | AWPA | AWPA P2 | Standard for Creosote Solutions | 2024
12524 | 31 62 19.13 | TIMBER MARINE PILES | 11/16, CHG 2: 05/22 | AMERICAN WOOD PROTECTION ASSOCIATION | AWPA | AWPA P5 | Standard for Waterborne Preservatives | 2015
12525 | 31 62 19.13 | TIMBER MARINE PILES | 11/16, CHG 2: 05/22 | AMERICAN WOOD PROTECTION ASSOCIATION | AWPA | AWPA P34 | Standard for Copper Naphthenate, Waterbone (CuN-W) | 2014
12526 | 31 62 19.13 | TIMBER MARINE PILES | 11/16, CHG 2: 05/22 | AMERICAN WOOD PROTECTION ASSOCIATION | AWPA | AWPA T1 | Use Category System: Processing and Treatment Standard | 2024
12527 | 31 62 19.13 | TIMBER MARINE PILES | 11/16, CHG 2: 05/22 | AMERICAN WOOD PROTECTION ASSOCIATION | AWPA | AWPA U1 | Use Category System: User Specification for Treated Wood | 2024
12528 | 31 62 19.13 | TIMBER MARINE PILES | 11/16, CHG 2: 05/22 | ASTM INTERNATIONAL | ASTM | ASTM A123/A123M | Standard Specification for Zinc (Hot-Dip Galvanized) Coatings on Iron and Steel Products | 2017
12529 | 31 62 19.13 | TIMBER MARINE PILES | 11/16, CHG 2: 05/22 | ASTM INTERNATIONAL | ASTM | ASTM A153/A153M | Standard Specification for Zinc Coating (Hot-Dip) on Iron and Steel Hardware | 2023
12530 | 31 62 19.13 | TIMBER MARINE PILES | 11/16, CHG 2: 05/22 | ASTM INTERNATIONAL | ASTM | ASTM A307 | Standard Specification for Carbon Steel Bolts, Studs, and Threaded Rod 60 000 PSI Tensile Strength | 2021
12531 | 31 62 19.13 | TIMBER MARINE PILES | 11/16, CHG 2: 05/22 | ASTM INTERNATIONAL | ASTM | ASTM A1011/A1011M | Standard Specification for Steel Sheet and Strip, Hot-Rolled, Carbon, Structural, High-Strength Low-Alloy, High-Strength Low-Alloy with Improved Formability, and Ultra-High Strength | 2023
12532 | 31 62 19.13 | TIMBER MARINE PILES | 11/16, CHG 2: 05/22 | ASTM INTERNATIONAL | ASTM | ASTM A1023/A1023M | Standard Specification for Stranded Carbon Steel Wire Ropes for General Purposes | 2021
12533 | 31 62 19.13 | TIMBER MARINE PILES | 11/16, CHG 2: 05/22 | ASTM INTERNATIONAL | ASTM | ASTM D25 | Standard Specification for Round Timber Piles | 2012; R 2017
12534 | 31 62 19.13 | TIMBER MARINE PILES | 11/16, CHG 2: 05/22 | ASTM INTERNATIONAL | ASTM | ASTM D1143/D1143M | Piles Under Static Axial Compressive Load | 2007; R 2013
12535 | 31 62 19.13 | TIMBER MARINE PILES | 11/16, CHG 2: 05/22 | ASTM INTERNATIONAL | ASTM | ASTM D5643/D5643M | Standard Specification for Coal Tar Roof Cement, Asbestos Free | 2012
12536 | 31 62 19.13 | TIMBER MARINE PILES | 11/16, CHG 2: 05/22 | U.S. GENERAL SERVICES ADMINISTRATION | GSA | FS RR-W-410 | Wire Rope and Strand | 2022; Rev J
12537 | 31 62 19.13 | TIMBER MARINE PILES | 11/16, CHG 2: 05/22 | WESTERN WOOD PRESERVERS INSTITUTE | WWPI | WWPI Mgt Practices | Best Management Practices for the Use of Treated Wood in Aquatic and Wetland Environments | 1996; R 2011
12538 | 31 62 19 | TIMBER PILES | 11/20, CHG 2: 02/24 | AMERICAN WOOD PROTECTION ASSOCIATION | AWPA | AWPA A1 | Standard Methods for Analysis of Creosote and Oil-Type Preservatives | 2015
12539 | 31 62 19 | TIMBER PILES | 11/20, CHG 2: 02/24 | AMERICAN WOOD PROTECTION ASSOCIATION | AWPA | AWPA A2 | Standard Methods for Analysis of Waterborne Preservatives and Fire-Retardant Formulations | 2015
12540 | 31 62 19 | TIMBER PILES | 11/20, CHG 2: 02/24 | AMERICAN WOOD PROTECTION ASSOCIATION | AWPA | AWPA M1 | Standard for the Purchase of Treated Wood Products | 2021
12541 | 31 62 19 | TIMBER PILES | 11/20, CHG 2: 02/24 | AMERICAN WOOD PROTECTION ASSOCIATION | AWPA | AWPA M2 | Standard for the Inspection of Preservative Treated Wood Products for Industrial Use | 2019
12542 | 31 62 19 | TIMBER PILES | 11/20, CHG 2: 02/24 | AMERICAN WOOD PROTECTION ASSOCIATION | AWPA | AWPA M3 | Standard for the Quality Control of Preservative Treated Products for Industrial Use | 2016
12543 | 31 62 19 | TIMBER PILES | 11/20, CHG 2: 02/24 | AMERICAN WOOD PROTECTION ASSOCIATION | AWPA | AWPA M4 | Standard for the Care of Preservative-Treated Wood Products | 2023
12544 | 31 62 19 | TIMBER PILES | 11/20, CHG 2: 02/24 | AMERICAN WOOD PROTECTION ASSOCIATION | AWPA | AWPA M6 | Brands Used on Preservative Treated Materials | 2024
12545 | 31 62 19 | TIMBER PILES | 11/20, CHG 2: 02/24 | AMERICAN WOOD PROTECTION ASSOCIATION | AWPA | AWPA P1/P13 | Standard for Creosote Preservative | 2024
12546 | 31 62 19 | TIMBER PILES | 11/20, CHG 2: 02/24 | AMERICAN WOOD PROTECTION ASSOCIATION | AWPA | AWPA P2 | Standard for Creosote Solutions | 2024
12547 | 31 62 19 | TIMBER PILES | 11/20, CHG 2: 02/24 | AMERICAN WOOD PROTECTION ASSOCIATION | AWPA | AWPA P3 | Standard for Creosote - Petroleum Oil Solution | 2024
12548 | 31 62 19 | TIMBER PILES | 11/20, CHG 2: 02/24 | AMERICAN WOOD PROTECTION ASSOCIATION | AWPA | AWPA P5 | Standard for Waterborne Preservatives | 2015
12549 | 31 62 19 | TIMBER PILES | 11/20, CHG 2: 02/24 | AMERICAN WOOD PROTECTION ASSOCIATION | AWPA | AWPA T1 | Use Category System: Processing and Treatment Standard | 2024
12550 | 31 62 19 | TIMBER PILES | 11/20, CHG 2: 02/24 | AMERICAN WOOD PROTECTION ASSOCIATION | AWPA | AWPA U1 | Use Category System: User Specification for Treated Wood | 2024
12551 | 31 62 19 | TIMBER PILES | 11/20, CHG 2: 02/24 | ASTM INTERNATIONAL | ASTM | ASTM C1077 | Standard Practice for Agencies Testing Concrete and Concrete Aggregates for Use in Construction and Criteria for Testing Agency Evaluation | 2024
12552 | 31 62 19 | TIMBER PILES | 11/20, CHG 2: 02/24 | ASTM INTERNATIONAL | ASTM | ASTM D25 | Standard Specification for Round Timber Piles | 2012; R 2017
12553 | 31 62 19 | TIMBER PILES | 11/20, CHG 2: 02/24 | ASTM INTERNATIONAL | ASTM | ASTM D1143/D1143M | Piles Under Static Axial Compressive Load | 2007; R 2013
12554 | 31 62 19 | TIMBER PILES | 11/20, CHG 2: 02/24 | ASTM INTERNATIONAL | ASTM | ASTM D3689 | Standard Test Methods for Deep Foundations Under Static Axial Tensile Load | 2007; E 2013; R 2013
12555 | 31 62 19 | TIMBER PILES | 11/20, CHG 2: 02/24 | ASTM INTERNATIONAL | ASTM | ASTM D3966/D3966M | Standard Test Methods for Deep Foundations Under Lateral Load | 2007; R 2013; E 2013
12556 | 31 62 19 | TIMBER PILES | 11/20, CHG 2: 02/24 | ASTM INTERNATIONAL | ASTM | ASTM D4945 | Standard Test Method for High-Strain Dynamic Testing of Deep Foundations | 2017
12557 | 31 62 19 | TIMBER PILES | 11/20, CHG 2: 02/24 | ASTM INTERNATIONAL | ASTM | ASTM E329 | Standard Specification for Agencies Engaged in Construction Inspection, Testing, or Special Inspection | 2023
12558 | 31 62 19 | TIMBER PILES | 11/20, CHG 2: 02/24 | U.S. DEPARTMENT OF DEFENSE | DOD | UFC 3-220-01 | Geotechnical Engineering | 2012; with Change 1, 2021
12559 | 31 62 23.13 | CONCRETE-FILLED STEEL PILES | 02/21 | AMERICAN WELDING SOCIETY | AWS | AWS D1.1/D1.1M | Structural Welding Code - Steel | 2020; Errata 1 2021
12560 | 31 62 23.13 | CONCRETE-FILLED STEEL PILES | 02/21 | ASTM INTERNATIONAL | ASTM | ASTM A252 | Standard Specification for Welded and Seamless Steel Pipe Piles | 2010
12561 | 31 62 23.13 | CONCRETE-FILLED STEEL PILES | 02/21 | ASTM INTERNATIONAL | ASTM | ASTM D1143/D1143M | Piles Under Static Axial Compressive Load | 2007; R 2013
12562 | 31 62 23.13 | CONCRETE-FILLED STEEL PILES | 02/21 | NATIONAL READY MIXED CONCRETE ASSOCIATION | NRMCA | NRMCA QC 3 | Quality Control Manual: Section 3, Plant Certifications Checklist: Certification of Ready Mixed Concrete Production Facilities | 2015
12563 | 31 62 23.13 | CONCRETE-FILLED STEEL PILES | 02/21 | U.S. DEPARTMENT OF DEFENSE | DOD | UFC 3-301-01 | Structural Engineering | 2023; with Change 1, 2023
12564 | 31 62 23 | PILING: COMPOSITE, WOOD AND CAST IN-PLACE CONCRETE | 11/20 | AMERICAN ASSOCIATION OF STATE HIGHWAY AND TRANSPORTATION OFFICIALS | AASHTO | AASHTO M 133 | Standard Specification for Preservatives and Pressure Treatment Processes for Timber | 2012; R 2016
12565 | 31 62 23 | PILING: COMPOSITE, WOOD AND CAST IN-PLACE CONCRETE | 11/20 | AMERICAN CONCRETE INSTITUTE | ACI | ACI 211.1 | Standard Practice for Selecting Proportions for Normal, Heavyweight and Mass Concrete | 1991; R 2009
12566 | 31 62 23 | PILING: COMPOSITE, WOOD AND CAST IN-PLACE CONCRETE | 11/20 | AMERICAN CONCRETE INSTITUTE | ACI | ACI 214R | Evaluation of Strength Test Results of Concrete | 2011
12567 | 31 62 23 | PILING: COMPOSITE, WOOD AND CAST IN-PLACE CONCRETE | 11/20 | AMERICAN CONCRETE INSTITUTE | ACI | ACI 318 | Building Code Requirements for Structural Concrete (ACI 318-19) and Commentary (ACI 318R-19) | 2019; R 2022
12568 | 31 62 23 | PILING: COMPOSITE, WOOD AND CAST IN-PLACE CONCRETE | 11/20 | AMERICAN CONCRETE INSTITUTE | ACI | ACI 318M | Building Code Requirements for Structural Concrete & Commentary | 2019; Errata 2022
12569 | 31 62 23 | PILING: COMPOSITE, WOOD AND CAST IN-PLACE CONCRETE | 11/20 | AMERICAN WELDING SOCIETY | AWS | AWS D1.1/D1.1M | Structural Welding Code - Steel | 2020; Errata 1 2021
12570 | 31 62 23 | PILING: COMPOSITE, WOOD AND CAST IN-PLACE CONCRETE | 11/20 | AMERICAN WELDING SOCIETY | AWS | AWS D1.4/D1.4M | Structural Welding Code - Reinforcing Steel | 2018
12571 | 31 62 23 | PILING: COMPOSITE, WOOD AND CAST IN-PLACE CONCRETE | 11/20 | AMERICAN WOOD PROTECTION ASSOCIATION | AWPA | AWPA M1 | Standard for the Purchase of Treated Wood Products | 2021
12572 | 31 62 23 | PILING: COMPOSITE, WOOD AND CAST IN-PLACE CONCRETE | 11/20 | AMERICAN WOOD PROTECTION ASSOCIATION | AWPA | AWPA M2 | Standard for the Inspection of Preservative Treated Wood Products for Industrial Use | 2019
12573 | 31 62 23 | PILING: COMPOSITE, WOOD AND CAST IN-PLACE CONCRETE | 11/20 | AMERICAN WOOD PROTECTION ASSOCIATION | AWPA | AWPA M3 | Standard for the Quality Control of Preservative Treated Products for Industrial Use | 2016
12574 | 31 62 23 | PILING: COMPOSITE, WOOD AND CAST IN-PLACE CONCRETE | 11/20 | AMERICAN WOOD PROTECTION ASSOCIATION | AWPA | AWPA M6 | Brands Used on Preservative Treated Materials | 2024
12575 | 31 62 23 | PILING: COMPOSITE, WOOD AND CAST IN-PLACE CONCRETE | 11/20 | AMERICAN WOOD PROTECTION ASSOCIATION | AWPA | AWPA T1 | Use Category System: Processing and Treatment Standard | 2024
12576 | 31 62 23 | PILING: COMPOSITE, WOOD AND CAST IN-PLACE CONCRETE | 11/20 | AMERICAN WOOD PROTECTION ASSOCIATION | AWPA | AWPA U1 | Use Category System: User Specification for Treated Wood | 2024
12577 | 31 62 23 | PILING: COMPOSITE, WOOD AND CAST IN-PLACE CONCRETE | 11/20 | ASTM INTERNATIONAL | ASTM | ASTM A615/A615M | Standard Specification for Deformed and Plain Carbon-Steel Bars for Concrete Reinforcement | 2022
12578 | 31 62 23 | PILING: COMPOSITE, WOOD AND CAST IN-PLACE CONCRETE | 11/20 | ASTM INTERNATIONAL | ASTM | ASTM A996/A996M | Standard Specification for Rail-Steel and Axle-Steel Deformed Bars for Concrete Reinforcement | 2016
12579 | 31 62 23 | PILING: COMPOSITE, WOOD AND CAST IN-PLACE CONCRETE | 11/20 | ASTM INTERNATIONAL | ASTM | ASTM C31/C31M | Standard Practice for Making and Curing Concrete Test Specimens in the Field | 2024b
12580 | 31 62 23 | PILING: COMPOSITE, WOOD AND CAST IN-PLACE CONCRETE | 11/20 | ASTM INTERNATIONAL | ASTM | ASTM C33/C33M | Standard Specification for Concrete Aggregates | 2023
12581 | 31 62 23 | PILING: COMPOSITE, WOOD AND CAST IN-PLACE CONCRETE | 11/20 | ASTM INTERNATIONAL | ASTM | ASTM C39/C39M | Standard Test Method for Compressive Strength of Cylindrical Concrete Specimens | 2024
12582 | 31 62 23 | PILING: COMPOSITE, WOOD AND CAST IN-PLACE CONCRETE | 11/20 | ASTM INTERNATIONAL | ASTM | ASTM C136/C136M | Standard Test Method for Sieve Analysis of Fine and Coarse Aggregates | 2019
12583 | 31 62 23 | PILING: COMPOSITE, WOOD AND CAST IN-PLACE CONCRETE | 11/20 | ASTM INTERNATIONAL | ASTM | ASTM C143/C143M | Standard Test Method for Slump of Hydraulic-Cement Concrete | 2020
12584 | 31 62 23 | PILING: COMPOSITE, WOOD AND CAST IN-PLACE CONCRETE | 11/20 | ASTM INTERNATIONAL | ASTM | ASTM C172 | Standard Practice for Sampling Freshly Mixed Concrete | 2010
12585 | 31 62 23 | PILING: COMPOSITE, WOOD AND CAST IN-PLACE CONCRETE | 11/20 | ASTM INTERNATIONAL | ASTM | ASTM C1202 | Standard Test Method for Electrical Indication of Concrete's Ability to Resist Chloride Ion Penetration | 2022; E 2022
12586 | 31 62 23 | PILING: COMPOSITE, WOOD AND CAST IN-PLACE CONCRETE | 11/20 | ASTM INTERNATIONAL | ASTM | ASTM C1218/C1218M | Standard Test Method for Water-Soluble Chloride in Mortar and Concrete | 2020c
12587 | 31 62 23 | PILING: COMPOSITE, WOOD AND CAST IN-PLACE CONCRETE | 11/20 | ASTM INTERNATIONAL | ASTM | ASTM D25 | Standard Specification for Round Timber Piles | 2012; R 2017
12588 | 31 62 23 | PILING: COMPOSITE, WOOD AND CAST IN-PLACE CONCRETE | 11/20 | ASTM INTERNATIONAL | ASTM | ASTM D1143/D1143M | Piles Under Static Axial Compressive Load | 2007; R 2013
12589 | 31 62 23 | PILING: COMPOSITE, WOOD AND CAST IN-PLACE CONCRETE | 11/20 | U.S. DEPARTMENT OF DEFENSE | DOD | UFC 3-220-01 | Geotechnical Engineering | 2012; with Change 1, 2021
12590 | 31 62 50 | DENSIFIED AGGREGATE PIERS | 11/20, CHG 2: 02/24 | AMERICAN CONCRETE INSTITUTE | ACI | ACI 211.1 | Standard Practice for Selecting Proportions for Normal, Heavyweight and Mass Concrete | 1991; R 2009
12591 | 31 62 50 | DENSIFIED AGGREGATE PIERS | 11/20, CHG 2: 02/24 | AMERICAN CONCRETE INSTITUTE | ACI | ACI 318 | Building Code Requirements for Structural Concrete (ACI 318-19) and Commentary (ACI 318R-19) | 2019; R 2022
12592 | 31 62 50 | DENSIFIED AGGREGATE PIERS | 11/20, CHG 2: 02/24 | AMERICAN CONCRETE INSTITUTE | ACI | ACI 318M | Building Code Requirements for Structural Concrete & Commentary | 2019; Errata 2022
12593 | 31 62 50 | DENSIFIED AGGREGATE PIERS | 11/20, CHG 2: 02/24 | ASTM INTERNATIONAL | ASTM | ASTM C33/C33M | Standard Specification for Concrete Aggregates | 2023
12594 | 31 62 50 | DENSIFIED AGGREGATE PIERS | 11/20, CHG 2: 02/24 | ASTM INTERNATIONAL | ASTM | ASTM C1077 | Standard Practice for Agencies Testing Concrete and Concrete Aggregates for Use in Construction and Criteria for Testing Agency Evaluation | 2024
12595 | 31 62 50 | DENSIFIED AGGREGATE PIERS | 11/20, CHG 2: 02/24 | ASTM INTERNATIONAL | ASTM | ASTM D698 | Laboratory Compaction Characteristics of Soil Using Standard Effort (12,400 ft-lbf/cu. ft. (600 kN-m/cu. m.)) | 2012; E 2014; E 2015
12596 | 31 62 50 | DENSIFIED AGGREGATE PIERS | 11/20, CHG 2: 02/24 | ASTM INTERNATIONAL | ASTM | ASTM D1143/D1143M | Piles Under Static Axial Compressive Load | 2007; R 2013
12597 | 31 62 50 | DENSIFIED AGGREGATE PIERS | 11/20, CHG 2: 02/24 | ASTM INTERNATIONAL | ASTM | ASTM D1196/D1196M | Standard Test Method for Nonrepetitive Static Plate Load Tests of Soils and Flexible Pavement Components, for Use in Evaluation and Design of Airport and Highway Pavements | 2012; R 2016
12598 | 31 62 50 | DENSIFIED AGGREGATE PIERS | 11/20, CHG 2: 02/24 | ASTM INTERNATIONAL | ASTM | ASTM D1241 | Materials for Soil-Aggregate Subbase, Base, and Surface Courses | 2015
12599 | 31 62 50 | DENSIFIED AGGREGATE PIERS | 11/20, CHG 2: 02/24 | ASTM INTERNATIONAL | ASTM | ASTM D1557 | Standard Test Methods for Laboratory Compaction Characteristics of Soil Using Modified Effort (56,000 ft-lbf/ft3) (2700 kN-m/m3) | 2012; E 2015
12600 | 31 62 50 | DENSIFIED AGGREGATE PIERS | 11/20, CHG 2: 02/24 | ASTM INTERNATIONAL | ASTM | ASTM D1586/D1586M | Standard Test Method for Standard Penetration Test (SPT) and Split-Barrel Sampling of Soils | 2018
12601 | 31 62 50 | DENSIFIED AGGREGATE PIERS | 11/20, CHG 2: 02/24 | ASTM INTERNATIONAL | ASTM | ASTM D3689 | Standard Test Methods for Deep Foundations Under Static Axial Tensile Load | 2007; E 2013; R 2013
12602 | 31 62 50 | DENSIFIED AGGREGATE PIERS | 11/20, CHG 2: 02/24 | ASTM INTERNATIONAL | ASTM | ASTM D6913/D6913M | Standard Test Methods for Particle-Size Distribution (Gradation) of Soils Using Sieve Analysis | 2017
12603 | 31 62 50 | DENSIFIED AGGREGATE PIERS | 11/20, CHG 2: 02/24 | ASTM INTERNATIONAL | ASTM | ASTM E329 | Standard Specification for Agencies Engaged in Construction Inspection, Testing, or Special Inspection | 2023
12604 | 31 62 50 | DENSIFIED AGGREGATE PIERS | 11/20, CHG 2: 02/24 | ASTM INTERNATIONAL | ASTM | ASTM STP 399 | Vane Shear and Cone Penetration Resistance Testing of In-Situ Soils | 1966
12605 | 31 63 16 | AUGERED CAST-IN-PLACE PILES | 11/20 | AMERICAN CONCRETE INSTITUTE | ACI | ACI 211.1 | Standard Practice for Selecting Proportions for Normal, Heavyweight and Mass Concrete | 1991; R 2009
12606 | 31 63 16 | AUGERED CAST-IN-PLACE PILES | 11/20 | AMERICAN CONCRETE INSTITUTE | ACI | ACI 315 | Guide to Presenting Reinforcing Steel Design Details | 2018
12607 | 31 63 16 | AUGERED CAST-IN-PLACE PILES | 11/20 | AMERICAN CONCRETE INSTITUTE | ACI | ACI 318 | Building Code Requirements for Structural Concrete (ACI 318-19) and Commentary (ACI 318R-19) | 2019; R 2022
12608 | 31 63 16 | AUGERED CAST-IN-PLACE PILES | 11/20 | AMERICAN CONCRETE INSTITUTE | ACI | ACI 318M | Building Code Requirements for Structural Concrete & Commentary | 2019; Errata 2022
12609 | 31 63 16 | AUGERED CAST-IN-PLACE PILES | 11/20 | ASTM INTERNATIONAL | ASTM | ASTM A615/A615M | Standard Specification for Deformed and Plain Carbon-Steel Bars for Concrete Reinforcement | 2022
12610 | 31 63 16 | AUGERED CAST-IN-PLACE PILES | 11/20 | ASTM INTERNATIONAL | ASTM | ASTM A706/A706M | Standard Specification for Low-Alloy Steel Deformed and Plain Bars for Concrete Reinforcement | 2022a
12611 | 31 63 16 | AUGERED CAST-IN-PLACE PILES | 11/20 | ASTM INTERNATIONAL | ASTM | ASTM A1064/A1064M | Standard Specification for Carbon-Steel Wire and Welded Wire Reinforcement, Plain and Deformed, for Concrete | 2024
12612 | 31 63 16 | AUGERED CAST-IN-PLACE PILES | 11/20 | ASTM INTERNATIONAL | ASTM | ASTM C31/C31M | Standard Practice for Making and Curing Concrete Test Specimens in the Field | 2024b
12613 | 31 63 16 | AUGERED CAST-IN-PLACE PILES | 11/20 | ASTM INTERNATIONAL | ASTM | ASTM C33/C33M | Standard Specification for Concrete Aggregates | 2023
12614 | 31 63 16 | AUGERED CAST-IN-PLACE PILES | 11/20 | ASTM INTERNATIONAL | ASTM | ASTM C39/C39M | Standard Test Method for Compressive Strength of Cylindrical Concrete Specimens | 2024
12615 | 31 63 16 | AUGERED CAST-IN-PLACE PILES | 11/20 | ASTM INTERNATIONAL | ASTM | ASTM C109/C109M | Standard Test Method for Compressive Strength of Hydraulic Cement Mortars (Using 2-in. or (50-mm) Cube Specimens) | 2023
12616 | 31 63 16 | AUGERED CAST-IN-PLACE PILES | 11/20 | ASTM INTERNATIONAL | ASTM | ASTM C150/C150M | Standard Specification for Portland Cement | 2022
12617 | 31 63 16 | AUGERED CAST-IN-PLACE PILES | 11/20 | ASTM INTERNATIONAL | ASTM | ASTM C494/C494M | Standard Specification for Chemical Admixtures for Concrete | 2019; E 2022
12618 | 31 63 16 | AUGERED CAST-IN-PLACE PILES | 11/20 | ASTM INTERNATIONAL | ASTM | ASTM C618 | Standard Specification for Coal Fly Ash and Raw or Calcined Natural Pozzolan for Use in Concrete | 2023; E 2023
12619 | 31 63 16 | AUGERED CAST-IN-PLACE PILES | 11/20 | ASTM INTERNATIONAL | ASTM | ASTM C937 | Grout Fluidifier for Preplaced-Aggregate Concrete | 2023
12620 | 31 63 16 | AUGERED CAST-IN-PLACE PILES | 11/20 | ASTM INTERNATIONAL | ASTM | ASTM C939/C939M | Standard Test Method for Flow of Grout for Preplaced-Aggregate Concrete (Flow Cone Method) | 2022
12621 | 31 63 16 | AUGERED CAST-IN-PLACE PILES | 11/20 | ASTM INTERNATIONAL | ASTM | ASTM C942/C942M | Standard Test Method for Compressive Strength of Grouts for Preplaced-Aggregate Concrete in the Laboratory | 2021
12622 | 31 63 16 | AUGERED CAST-IN-PLACE PILES | 11/20 | ASTM INTERNATIONAL | ASTM | ASTM C1077 | Standard Practice for Agencies Testing Concrete and Concrete Aggregates for Use in Construction and Criteria for Testing Agency Evaluation | 2024
12623 | 31 63 16 | AUGERED CAST-IN-PLACE PILES | 11/20 | ASTM INTERNATIONAL | ASTM | ASTM C1611/C1611M | Standard Test Method for Slump Flow of Self-Consolidating Concrete | 2021
12624 | 31 63 16 | AUGERED CAST-IN-PLACE PILES | 11/20 | ASTM INTERNATIONAL | ASTM | ASTM D942 | Standard Test Method for Oxidation Stability of Lubricating Greases by the Oxygen Pressure Vessel Method | 2019
12625 | 31 63 16 | AUGERED CAST-IN-PLACE PILES | 11/20 | ASTM INTERNATIONAL | ASTM | ASTM D1143/D1143M | Piles Under Static Axial Compressive Load | 2007; R 2013
12626 | 31 63 16 | AUGERED CAST-IN-PLACE PILES | 11/20 | ASTM INTERNATIONAL | ASTM | ASTM D3689 | Standard Test Methods for Deep Foundations Under Static Axial Tensile Load | 2007; E 2013; R 2013
12627 | 31 63 16 | AUGERED CAST-IN-PLACE PILES | 11/20 | ASTM INTERNATIONAL | ASTM | ASTM D3966/D3966M | Standard Test Methods for Deep Foundations Under Lateral Load | 2007; R 2013; E 2013
12628 | 31 63 16 | AUGERED CAST-IN-PLACE PILES | 11/20 | ASTM INTERNATIONAL | ASTM | ASTM D5882 | Standard Test Method for Low Strain Impact Integrity Testing of Deep Foundations | 2016
12629 | 31 63 16 | AUGERED CAST-IN-PLACE PILES | 11/20 | ASTM INTERNATIONAL | ASTM | ASTM D6760 | Standard Test Method for Integrity Testing of Concrete Deep Foundations by Ultrasonic Crosshole Testing | 2016
12630 | 31 63 16 | AUGERED CAST-IN-PLACE PILES | 11/20 | ASTM INTERNATIONAL | ASTM | ASTM E329 | Standard Specification for Agencies Engaged in Construction Inspection, Testing, or Special Inspection | 2023
12631 | 31 63 16 | AUGERED CAST-IN-PLACE PILES | 11/20 | ASTM INTERNATIONAL | ASTM | ASTM E548 | Standard Guide for General Criteria Used for Evaluating Laboratory Competence | 1994; E 1995
12632 | 31 63 16 | AUGERED CAST-IN-PLACE PILES | 11/20 | U.S. DEPARTMENT OF DEFENSE | DOD | UFC 3-220-01 | Geotechnical Engineering | 2012; with Change 1, 2021
12633 | 31 63 26.60 | [GROUTED] HELICAL PILES | 11/20, CHG 2: 02/24 | AMERICAN CONCRETE INSTITUTE | ACI | ACI 301 | Specifications for Structural Concrete | 2020
12634 | 31 63 26.60 | [GROUTED] HELICAL PILES | 11/20, CHG 2: 02/24 | AMERICAN CONCRETE INSTITUTE | ACI | ACI 301M | Metric Specifications for Structural Concrete | 2020
12635 | 31 63 26.60 | [GROUTED] HELICAL PILES | 11/20, CHG 2: 02/24 | ASTM INTERNATIONAL | ASTM | ASTM A123/A123M | Standard Specification for Zinc (Hot-Dip Galvanized) Coatings on Iron and Steel Products | 2017
12636 | 31 63 26.60 | [GROUTED] HELICAL PILES | 11/20, CHG 2: 02/24 | ASTM INTERNATIONAL | ASTM | ASTM A153/A153M | Standard Specification for Zinc Coating (Hot-Dip) on Iron and Steel Hardware | 2023
12637 | 31 63 26.60 | [GROUTED] HELICAL PILES | 11/20, CHG 2: 02/24 | ASTM INTERNATIONAL | ASTM | ASTM C31/C31M | Standard Practice for Making and Curing Concrete Test Specimens in the Field | 2024b
12638 | 31 63 26.60 | [GROUTED] HELICAL PILES | 11/20, CHG 2: 02/24 | ASTM INTERNATIONAL | ASTM | ASTM C33/C33M | Standard Specification for Concrete Aggregates | 2023
12639 | 31 63 26.60 | [GROUTED] HELICAL PILES | 11/20, CHG 2: 02/24 | ASTM INTERNATIONAL | ASTM | ASTM C39/C39M | Standard Test Method for Compressive Strength of Cylindrical Concrete Specimens | 2024
12640 | 31 63 26.60 | [GROUTED] HELICAL PILES | 11/20, CHG 2: 02/24 | ASTM INTERNATIONAL | ASTM | ASTM C109/C109M | Standard Test Method for Compressive Strength of Hydraulic Cement Mortars (Using 2-in. or (50-mm) Cube Specimens) | 2023
12641 | 31 63 26.60 | [GROUTED] HELICAL PILES | 11/20, CHG 2: 02/24 | ASTM INTERNATIONAL | ASTM | ASTM C144 | Standard Specification for Aggregate for Masonry Mortar | 2018
12642 | 31 63 26.60 | [GROUTED] HELICAL PILES | 11/20, CHG 2: 02/24 | ASTM INTERNATIONAL | ASTM | ASTM C939/C939M | Standard Test Method for Flow of Grout for Preplaced-Aggregate Concrete (Flow Cone Method) | 2022
12643 | 31 63 26.60 | [GROUTED] HELICAL PILES | 11/20, CHG 2: 02/24 | ASTM INTERNATIONAL | ASTM | ASTM C942/C942M | Standard Test Method for Compressive Strength of Grouts for Preplaced-Aggregate Concrete in the Laboratory | 2021
12644 | 31 63 26.60 | [GROUTED] HELICAL PILES | 11/20, CHG 2: 02/24 | ASTM INTERNATIONAL | ASTM | ASTM C1077 | Standard Practice for Agencies Testing Concrete and Concrete Aggregates for Use in Construction and Criteria for Testing Agency Evaluation | 2024
12645 | 31 63 26.60 | [GROUTED] HELICAL PILES | 11/20, CHG 2: 02/24 | ASTM INTERNATIONAL | ASTM | ASTM C1157/C1157M | Standard Performance Specification for Hydraulic Cement | 2023
12646 | 31 63 26.60 | [GROUTED] HELICAL PILES | 11/20, CHG 2: 02/24 | ASTM INTERNATIONAL | ASTM | ASTM C1611/C1611M | Standard Test Method for Slump Flow of Self-Consolidating Concrete | 2021
12647 | 31 63 26.60 | [GROUTED] HELICAL PILES | 11/20, CHG 2: 02/24 | ASTM INTERNATIONAL | ASTM | ASTM D942 | Standard Test Method for Oxidation Stability of Lubricating Greases by the Oxygen Pressure Vessel Method | 2019
12648 | 31 63 26.60 | [GROUTED] HELICAL PILES | 11/20, CHG 2: 02/24 | ASTM INTERNATIONAL | ASTM | ASTM D1143/D1143M | Piles Under Static Axial Compressive Load | 2007; R 2013
12649 | 31 63 26.60 | [GROUTED] HELICAL PILES | 11/20, CHG 2: 02/24 | ASTM INTERNATIONAL | ASTM | ASTM D3689 | Standard Test Methods for Deep Foundations Under Static Axial Tensile Load | 2007; E 2013; R 2013
12650 | 31 63 26.60 | [GROUTED] HELICAL PILES | 11/20, CHG 2: 02/24 | ASTM INTERNATIONAL | ASTM | ASTM D3966/D3966M | Standard Test Methods for Deep Foundations Under Lateral Load | 2007; R 2013; E 2013
12651 | 31 63 26.60 | [GROUTED] HELICAL PILES | 11/20, CHG 2: 02/24 | ASTM INTERNATIONAL | ASTM | ASTM D4945 | Standard Test Method for High-Strain Dynamic Testing of Deep Foundations | 2017
12652 | 31 63 26.60 | [GROUTED] HELICAL PILES | 11/20, CHG 2: 02/24 | ASTM INTERNATIONAL | ASTM | ASTM E329 | Standard Specification for Agencies Engaged in Construction Inspection, Testing, or Special Inspection | 2023
12653 | 31 63 26.60 | [GROUTED] HELICAL PILES | 11/20, CHG 2: 02/24 | U.S. DEPARTMENT OF DEFENSE | DOD | UFC 3-220-01 | Geotechnical Engineering | 2012; with Change 1, 2021
12654 | 31 63 26 | DRILLED CAISSONS | 08/08 | AMERICAN WELDING SOCIETY | AWS | AWS D1.1/D1.1M | Structural Welding Code - Steel | 2020; Errata 1 2021
12655 | 31 63 26 | DRILLED CAISSONS | 08/08 | AMERICAN WELDING SOCIETY | AWS | AWS D1.4/D1.4M | Structural Welding Code - Reinforcing Steel | 2018
12656 | 31 63 26 | DRILLED CAISSONS | 08/08 | ASTM INTERNATIONAL | ASTM | ASTM A36/A36M | Standard Specification for Carbon Structural Steel | 2019
12657 | 31 63 26 | DRILLED CAISSONS | 08/08 | ASTM INTERNATIONAL | ASTM | ASTM A123/A123M | Standard Specification for Zinc (Hot-Dip Galvanized) Coatings on Iron and Steel Products | 2017
12658 | 31 63 26 | DRILLED CAISSONS | 08/08 | ASTM INTERNATIONAL | ASTM | ASTM A615/A615M | Standard Specification for Deformed and Plain Carbon-Steel Bars for Concrete Reinforcement | 2022
12659 | 31 63 26 | DRILLED CAISSONS | 08/08 | ASTM INTERNATIONAL | ASTM | ASTM A996/A996M | Standard Specification for Rail-Steel and Axle-Steel Deformed Bars for Concrete Reinforcement | 2016
12660 | 31 63 26 | DRILLED CAISSONS | 08/08 | ASTM INTERNATIONAL | ASTM | ASTM D1143/D1143M | Piles Under Static Axial Compressive Load | 2007; R 2013
12661 | 31 63 26 | DRILLED CAISSONS | 08/08 | ASTM INTERNATIONAL | ASTM | ASTM D1586/D1586M | Standard Test Method for Standard Penetration Test (SPT) and Split-Barrel Sampling of Soils | 2018
12662 | 31 63 26 | DRILLED CAISSONS | 08/08 | U.S. DEPARTMENT OF DEFENSE | DOD | UFC 3-301-01 | Structural Engineering | 2023; with Change 1, 2023
12663 | 31 63 29 | DRILLED CONCRETE PIERS AND SHAFTS | 11/19 | AMERICAN CONCRETE INSTITUTE | ACI | ACI 117 | Specifications for Tolerances for Concrete Construction and Materials and Commentary | 2010; R 2015
12664 | 31 63 29 | DRILLED CONCRETE PIERS AND SHAFTS | 11/19 | AMERICAN CONCRETE INSTITUTE | ACI | ACI 301 | Specifications for Structural Concrete | 2020
12665 | 31 63 29 | DRILLED CONCRETE PIERS AND SHAFTS | 11/19 | AMERICAN CONCRETE INSTITUTE | ACI | ACI 304R | Guide for Measuring, Mixing, Transporting, and Placing Concrete | 2000; R 2009
12666 | 31 63 29 | DRILLED CONCRETE PIERS AND SHAFTS | 11/19 | AMERICAN CONCRETE INSTITUTE | ACI | ACI 305R | Guide to Hot Weather Concreting | 2020
12667 | 31 63 29 | DRILLED CONCRETE PIERS AND SHAFTS | 11/19 | AMERICAN CONCRETE INSTITUTE | ACI | ACI 306.1 | Standard Specification for Cold Weather Concreting | 1990; R 2002
12668 | 31 63 29 | DRILLED CONCRETE PIERS AND SHAFTS | 11/19 | AMERICAN CONCRETE INSTITUTE | ACI | ACI 318 | Building Code Requirements for Structural Concrete (ACI 318-19) and Commentary (ACI 318R-19) | 2019; R 2022
12669 | 31 63 29 | DRILLED CONCRETE PIERS AND SHAFTS | 11/19 | AMERICAN CONCRETE INSTITUTE | ACI | ACI 336.1 | Specification for the Construction of Drilled Piers | 2001
12670 | 31 63 29 | DRILLED CONCRETE PIERS AND SHAFTS | 11/19 | AMERICAN CONCRETE INSTITUTE | ACI | ACI SP-66 | ACI Detailing Manual | 2004
12671 | 31 63 29 | DRILLED CONCRETE PIERS AND SHAFTS | 11/19 | AMERICAN SOCIETY OF CIVIL ENGINEERS | ASCE | ASCE 7-16 | Minimum Design Loads and Associated Criteria for Buildings and Other Structures | 2017; Errata 2018; Supp 1 2018
12672 | 31 63 29 | DRILLED CONCRETE PIERS AND SHAFTS | 11/19 | AMERICAN WELDING SOCIETY | AWS | AWS A5.1/A5.1M | Specification for Carbon Steel Electrodes for Shielded Metal Arc Welding | 2012
12673 | 31 63 29 | DRILLED CONCRETE PIERS AND SHAFTS | 11/19 | AMERICAN WELDING SOCIETY | AWS | AWS D1.1/D1.1M | Structural Welding Code - Steel | 2020; Errata 1 2021
12674 | 31 63 29 | DRILLED CONCRETE PIERS AND SHAFTS | 11/19 | AMERICAN WELDING SOCIETY | AWS | AWS D1.4/D1.4M | Structural Welding Code - Reinforcing Steel | 2018
12675 | 31 63 29 | DRILLED CONCRETE PIERS AND SHAFTS | 11/19 | ASTM INTERNATIONAL | ASTM | ASTM A615/A615M | Standard Specification for Deformed and Plain Carbon-Steel Bars for Concrete Reinforcement | 2022
12676 | 31 63 29 | DRILLED CONCRETE PIERS AND SHAFTS | 11/19 | ASTM INTERNATIONAL | ASTM | ASTM A1064/A1064M | Standard Specification for Carbon-Steel Wire and Welded Wire Reinforcement, Plain and Deformed, for Concrete | 2024
12677 | 31 63 29 | DRILLED CONCRETE PIERS AND SHAFTS | 11/19 | ASTM INTERNATIONAL | ASTM | ASTM C31/C31M | Standard Practice for Making and Curing Concrete Test Specimens in the Field | 2024b
12678 | 31 63 29 | DRILLED CONCRETE PIERS AND SHAFTS | 11/19 | ASTM INTERNATIONAL | ASTM | ASTM C39/C39M | Standard Test Method for Compressive Strength of Cylindrical Concrete Specimens | 2024
12679 | 31 63 29 | DRILLED CONCRETE PIERS AND SHAFTS | 11/19 | ASTM INTERNATIONAL | ASTM | ASTM C94/C94M | Standard Specification for Ready-Mixed Concrete | 2024a
12680 | 31 63 29 | DRILLED CONCRETE PIERS AND SHAFTS | 11/19 | ASTM INTERNATIONAL | ASTM | ASTM C143/C143M | Standard Test Method for Slump of Hydraulic-Cement Concrete | 2020
12681 | 31 63 29 | DRILLED CONCRETE PIERS AND SHAFTS | 11/19 | ASTM INTERNATIONAL | ASTM | ASTM C150/C150M | Standard Specification for Portland Cement | 2022
12682 | 31 63 29 | DRILLED CONCRETE PIERS AND SHAFTS | 11/19 | ASTM INTERNATIONAL | ASTM | ASTM C172 | Standard Practice for Sampling Freshly Mixed Concrete | 2010
12683 | 31 63 29 | DRILLED CONCRETE PIERS AND SHAFTS | 11/19 | CONCRETE REINFORCING STEEL INSTITUTE | CRSI | CRSI 10MSP | Manual of Standard Practice | 2018; Errata 2019
12684 | 31 63 29 | DRILLED CONCRETE PIERS AND SHAFTS | 11/19 | U.S. FEDERAL HIGHWAY ADMINISTRATION | FHWA | FHWA NHI-18-024 | Drilled Shafts: Construction Procedures and LRFD Design Methods | 2018
12685 | 31 63 29 | DRILLED CONCRETE PIERS AND SHAFTS | 11/19 | U.S. NATIONAL ARCHIVES AND RECORDS ADMINISTRATION | NARA | 29 CFR 1926.651 | Specific Excavation Requirements
12686 | 31 66 10 | ROCK FOUNDATION PREPARATION | 02/21 | AMERICAN CONCRETE INSTITUTE | ACI | ACI 506.2 | Specification for Materials, Proportioning, and Application of Shotcrete | 2013; R 2018
12687 | 31 66 10 | ROCK FOUNDATION PREPARATION | 02/21 | ASTM INTERNATIONAL | ASTM | ASTM A1064/A1064M | Standard Specification for Carbon-Steel Wire and Welded Wire Reinforcement, Plain and Deformed, for Concrete | 2024
12688 | 31 66 10 | ROCK FOUNDATION PREPARATION | 02/21 | ASTM INTERNATIONAL | ASTM | ASTM C270 | Standard Specification for Mortar for Unit Masonry | 2019a; E 2019
12689 | 31 66 10 | ROCK FOUNDATION PREPARATION | 02/21 | ASTM INTERNATIONAL | ASTM | ASTM C387/C387M | Standard Specification for Packaged, Dry, Combined Materials for Concrete and High Strength Mortar | 2023
12690 | 31 68 13 | SOIL AND ROCK ANCHORS | 11/20 | AMERICAN CONCRETE INSTITUTE | ACI | ACI 301 | Specifications for Structural Concrete | 2020
12691 | 31 68 13 | SOIL AND ROCK ANCHORS | 11/20 | AMERICAN CONCRETE INSTITUTE | ACI | ACI 301M | Metric Specifications for Structural Concrete | 2020
12692 | 31 68 13 | SOIL AND ROCK ANCHORS | 11/20 | AMERICAN CONCRETE INSTITUTE | ACI | ACI 318 | Building Code Requirements for Structural Concrete (ACI 318-19) and Commentary (ACI 318R-19) | 2019; R 2022
12693 | 31 68 13 | SOIL AND ROCK ANCHORS | 11/20 | AMERICAN CONCRETE INSTITUTE | ACI | ACI 318M | Building Code Requirements for Structural Concrete & Commentary | 2019; Errata 2022
12694 | 31 68 13 | SOIL AND ROCK ANCHORS | 11/20 | AMERICAN INSTITUTE OF STEEL CONSTRUCTION | AISC | AISC 325 | Steel Construction Manual | 2017
12695 | 31 68 13 | SOIL AND ROCK ANCHORS | 11/20 | AMERICAN PETROLEUM INSTITUTE | API | API Spec 5CT | Casing and Tubing | 2018
12696 | 31 68 13 | SOIL AND ROCK ANCHORS | 11/20 | ASTM INTERNATIONAL | ASTM | ASTM A36/A36M | Standard Specification for Carbon Structural Steel | 2019
12697 | 31 68 13 | SOIL AND ROCK ANCHORS | 11/20 | ASTM INTERNATIONAL | ASTM | ASTM A53/A53M | Standard Specification for Pipe, Steel, Black and Hot-Dipped, Zinc-Coated, Welded and Seamless | 2024
12698 | 31 68 13 | SOIL AND ROCK ANCHORS | 11/20 | ASTM INTERNATIONAL | ASTM | ASTM A108 | Standard Specification for Steel Bar, Carbon and Alloy, Cold-Finished | 2024
12699 | 31 68 13 | SOIL AND ROCK ANCHORS | 11/20 | ASTM INTERNATIONAL | ASTM | ASTM A416/A416M | Standard Specification for Low-Relaxation, Seven-Wire for Prestressed Concrete | 2024
12700 | 31 68 13 | SOIL AND ROCK ANCHORS | 11/20 | ASTM INTERNATIONAL | ASTM | ASTM A500/A500M | Standard Specification for Cold-Formed Welded and Seamless Carbon Steel Structural Tubing in Rounds and Shapes | 2023
12701 | 31 68 13 | SOIL AND ROCK ANCHORS | 11/20 | ASTM INTERNATIONAL | ASTM | ASTM A536 | Standard Specification for Ductile Iron Castings | 1984; R 2019; E 2019
12702 | 31 68 13 | SOIL AND ROCK ANCHORS | 11/20 | ASTM INTERNATIONAL | ASTM | ASTM A572/A572M | Standard Specification for High-Strength Low-Alloy Columbium-Vanadium Structural Steel | 2021; E 2021
12703 | 31 68 13 | SOIL AND ROCK ANCHORS | 11/20 | ASTM INTERNATIONAL | ASTM | ASTM A588/A588M | Standard Specification for High-Strength Low-Alloy Structural Steel, up to 50 ksi [345 MPa] Minimum Yield Point, with Atmospheric Corrosion Resistance | 2019
12704 | 31 68 13 | SOIL AND ROCK ANCHORS | 11/20 | ASTM INTERNATIONAL | ASTM | ASTM A615/A615M | Standard Specification for Deformed and Plain Carbon-Steel Bars for Concrete Reinforcement | 2022
12705 | 31 68 13 | SOIL AND ROCK ANCHORS | 11/20 | ASTM INTERNATIONAL | ASTM | ASTM A709/A709M | Standard Specification for Structural Steel for Bridges | 2021
12706 | 31 68 13 | SOIL AND ROCK ANCHORS | 11/20 | ASTM INTERNATIONAL | ASTM | ASTM A722/A722M | Standard Specification for Uncoated High-Strength Steel Bar for Prestressing Concrete | 2015
12707 | 31 68 13 | SOIL AND ROCK ANCHORS | 11/20 | ASTM INTERNATIONAL | ASTM | ASTM A779/A779M | Standard Specification for Steel Strand, Seven-Wire, Uncoated, Compacted, Stress-Relieved for Prestressed Concrete | 2016
12708 | 31 68 13 | SOIL AND ROCK ANCHORS | 11/20 | ASTM INTERNATIONAL | ASTM | ASTM A882/A882M | Standard Specification for Filled Epoxy-Coated Seven-Wire Prestressing Steel Strand | 2020
12709 | 31 68 13 | SOIL AND ROCK ANCHORS | 11/20 | ASTM INTERNATIONAL | ASTM | ASTM C33/C33M | Standard Specification for Concrete Aggregates | 2023
12710 | 31 68 13 | SOIL AND ROCK ANCHORS | 11/20 | ASTM INTERNATIONAL | ASTM | ASTM C109/C109M | Standard Test Method for Compressive Strength of Hydraulic Cement Mortars (Using 2-in. or (50-mm) Cube Specimens) | 2023
12711 | 31 68 13 | SOIL AND ROCK ANCHORS | 11/20 | ASTM INTERNATIONAL | ASTM | ASTM C144 | Standard Specification for Aggregate for Masonry Mortar | 2018
12712 | 31 68 13 | SOIL AND ROCK ANCHORS | 11/20 | ASTM INTERNATIONAL | ASTM | ASTM C150/C150M | Standard Specification for Portland Cement | 2022
12713 | 31 68 13 | SOIL AND ROCK ANCHORS | 11/20 | ASTM INTERNATIONAL | ASTM | ASTM C1107/C1107M | Standard Specification for Packaged Dry, Hydraulic-Cement Grout (Nonshrink) | 2020
12714 | 31 68 13 | SOIL AND ROCK ANCHORS | 11/20 | ASTM INTERNATIONAL | ASTM | ASTM D1248 | Standard Specification for Polyethylene Plastics Extrusion Materials for Wire and Cable | 2016
12715 | 31 68 13 | SOIL AND ROCK ANCHORS | 11/20 | ASTM INTERNATIONAL | ASTM | ASTM D1784 | Standard Specification for Rigid Poly(Vinyl Chloride) (PVC) Compounds and Chlorinated Poly(Vinyl Chloride) (CPVC) Compounds | 2020
12716 | 31 68 13 | SOIL AND ROCK ANCHORS | 11/20 | ASTM INTERNATIONAL | ASTM | ASTM D1785 | Standard Specification for Poly(Vinyl Chloride) (PVC), Plastic Pipe, Schedules 40, 80, and 120 | 2021
12717 | 31 68 13 | SOIL AND ROCK ANCHORS | 11/20 | ASTM INTERNATIONAL | ASTM | ASTM D3350 | Polyethylene Plastics Pipe and Fittings Materials | 2021
12718 | 31 68 13 | SOIL AND ROCK ANCHORS | 11/20 | ASTM INTERNATIONAL | ASTM | ASTM D4101 | Standard Classification System and Basis for Specification for Polypropylene Injection and Extrusion Materials | 2017
12719 | 31 68 13 | SOIL AND ROCK ANCHORS | 11/20 | POST-TENSIONING INSTITUTE | PTI | PTI DC35.1 | Recommendations for Prestressed Rock and Soil Anchors | 2014
12720 | 31 68 13 | SOIL AND ROCK ANCHORS | 11/20 | POST-TENSIONING INSTITUTE | PTI | PTI TAB.1 | Post-Tensioning Manual | 2006
12721 | 31 71 19 | TUNNEL AND SHAFT EXCAVATION IN ROCK - MECHANICAL | 11/22 | ASTM INTERNATIONAL | ASTM | ASTM D2487 | Standard Practice for Classification of Soils for Engineering Purposes (Unified Soil Classification System) | 2017; E 2020
12722 | 31 71 19 | TUNNEL AND SHAFT EXCAVATION IN ROCK - MECHANICAL | 11/22 | ASTM INTERNATIONAL | ASTM | ASTM D5434 | Field Logging of Subsurface Explorations of Soil and Rock | 2012
12723 | 31 71 19 | TUNNEL AND SHAFT EXCAVATION IN ROCK - MECHANICAL | 11/22 | ASTM INTERNATIONAL | ASTM | ASTM D6032/D6032M | Standard Test Method for Determining Rock Quality Designation (RQD) of Rock Core | 2017
12724 | 31 71 19 | TUNNEL AND SHAFT EXCAVATION IN ROCK - MECHANICAL | 11/22 | INTERNATIONAL SOCIETY OF AUTOMATION | ISA | ISEE PSBS | ISEE Performance Specification for Blasting Seismographs | 2017
12725 | 31 71 19 | TUNNEL AND SHAFT EXCAVATION IN ROCK - MECHANICAL | 11/22 | U.S. ARMY CORPS OF ENGINEERS | USACE | EM 385-1-1 | Safety -- Safety and Occupational Health (SOH) Requirements | 2024
12726 | 31 71 19 | TUNNEL AND SHAFT EXCAVATION IN ROCK - MECHANICAL | 11/22 | U.S. ARMY CORPS OF ENGINEERS | USACE | EM 1110-1-1804 | Engineering and Design -- Geotechnical Investigations | 2001
12727 | 31 71 19 | TUNNEL AND SHAFT EXCAVATION IN ROCK - MECHANICAL | 11/22 | U.S. ARMY CORPS OF ENGINEERS | USACE | EM 1110-2-1009 | Engineering and Design -- Structural Deformation Surveying | 2018
12728 | 31 71 19 | TUNNEL AND SHAFT EXCAVATION IN ROCK - MECHANICAL | 11/22 | U.S. ARMY CORPS OF ENGINEERS | USACE | EM 1110-2-2901 | Engineering and Design -- Tunnels and Shafts in Rock | 1997
12729 | 31 73 19 | TUNNEL AND SHAFT GROUTING | 02/21 | AMERICAN SOCIETY OF MECHANICAL ENGINEERS | ASME | ASME B16.3 | Malleable Iron Threaded Fittings, Classes 150 and 300 | 2021
12730 | 31 73 19 | TUNNEL AND SHAFT GROUTING | 02/21 | AMERICAN SOCIETY OF MECHANICAL ENGINEERS | ASME | ASME B16.5 | Pipe Flanges and Flanged Fittings NPS 1/2 Through NPS 24 Metric/Inch Standard | 2020
12731 | 31 73 19 | TUNNEL AND SHAFT GROUTING | 02/21 | AMERICAN SOCIETY OF MECHANICAL ENGINEERS | ASME | ASME B16.9 | Factory-Made Wrought Buttwelding Fittings | 2018
12732 | 31 73 19 | TUNNEL AND SHAFT GROUTING | 02/21 | ASTM INTERNATIONAL | ASTM | ASTM A53/A53M | Standard Specification for Pipe, Steel, Black and Hot-Dipped, Zinc-Coated, Welded and Seamless | 2024
12733 | 31 73 19 | TUNNEL AND SHAFT GROUTING | 02/21 | ASTM INTERNATIONAL | ASTM | ASTM C117 | Standard Test Method for Materials Finer than 75-um (No. 200) Sieve in Mineral Aggregates by Washing | 2023
12734 | 31 73 19 | TUNNEL AND SHAFT GROUTING | 02/21 | ASTM INTERNATIONAL | ASTM | ASTM C136/C136M | Standard Test Method for Sieve Analysis of Fine and Coarse Aggregates | 2019
12735 | 31 73 19 | TUNNEL AND SHAFT GROUTING | 02/21 | ASTM INTERNATIONAL | ASTM | ASTM C150/C150M | Standard Specification for Portland Cement | 2022
12736 | 31 73 19 | TUNNEL AND SHAFT GROUTING | 02/21 | ASTM INTERNATIONAL | ASTM | ASTM C494/C494M | Standard Specification for Chemical Admixtures for Concrete | 2019; E 2022
12737 | 31 73 19 | TUNNEL AND SHAFT GROUTING | 02/21 | ASTM INTERNATIONAL | ASTM | ASTM C618 | Standard Specification for Coal Fly Ash and Raw or Calcined Natural Pozzolan for Use in Concrete | 2023; E 2023
12738 | 31 73 19 | TUNNEL AND SHAFT GROUTING | 02/21 | ASTM INTERNATIONAL | ASTM | ASTM C937 | Grout Fluidifier for Preplaced-Aggregate Concrete | 2023
12739 | 31 73 19 | TUNNEL AND SHAFT GROUTING | 02/21 | ASTM INTERNATIONAL | ASTM | ASTM C939/C939M | Standard Test Method for Flow of Grout for Preplaced-Aggregate Concrete (Flow Cone Method) | 2022
12740 | 31 73 19 | TUNNEL AND SHAFT GROUTING | 02/21 | ASTM INTERNATIONAL | ASTM | ASTM C940 | Standard Test Method for Expansion and Bleeding of Freshly Mixed Grouts for Preplaced-Aggregate Concrete in the Laboratory | 2022
12741 | 31 73 19 | TUNNEL AND SHAFT GROUTING | 02/21 | ASTM INTERNATIONAL | ASTM | ASTM C942/C942M | Standard Test Method for Compressive Strength of Grouts for Preplaced-Aggregate Concrete in the Laboratory | 2021
12742 | 31 73 19 | TUNNEL AND SHAFT GROUTING | 02/21 | U.S. ARMY CORPS OF ENGINEERS | USACE | COE CRD-C 400 | Requirements for Water for Use in Mixing or Curing Concrete | 1963
12743 | 31 73 19 | TUNNEL AND SHAFT GROUTING | 02/21 | U.S. ARMY CORPS OF ENGINEERS | USACE | EM 385-1-1 | Safety -- Safety and Occupational Health (SOH) Requirements | 2024
12744 | 31 73 19 | TUNNEL AND SHAFT GROUTING | 02/21 | U.S. ARMY CORPS OF ENGINEERS | USACE | EM 1110-1-3500 | Engineering and Design -- Chemical Grouting | 1995
12745 | 31 73 19 | TUNNEL AND SHAFT GROUTING | 02/21 | U.S. ARMY CORPS OF ENGINEERS | USACE | EM 1110-2-2901 | Engineering and Design -- Tunnels and Shafts in Rock | 1997
12746 | 31 73 19 | TUNNEL AND SHAFT GROUTING | 02/21 | U.S. ARMY CORPS OF ENGINEERS | USACE | EM 1110-2-3506 | Engineering and Design -- Grouting Technology | 2017
12747 | 32 01 11.51 | [RUBBER] [AND] [PAINT] REMOVAL FROM AIRFIELD PAVEMENTS | 11/23 | ASTM INTERNATIONAL | ASTM | ASTM D1005 | Standard Test Method for Measurement of Dry-Film Thickness of Organic Coatings Using Micrometers | 1995; R 2020
12748 | 32 01 11.51 | [RUBBER] [AND] [PAINT] REMOVAL FROM AIRFIELD PAVEMENTS | 11/23 | U.S. NATIONAL ARCHIVES AND RECORDS ADMINISTRATION | NARA | 29 CFR 1910 | Occupational Safety and Health Standards
12749 | 32 01 13.62 | BITUMINOUS SURFACE TREATMENT [AND] [SAND SEAL] | 11/23 | AMERICAN ASSOCIATION OF STATE HIGHWAY AND TRANSPORTATION OFFICIALS | AASHTO | AASHTO R 102 | Standard Practice for Emulsified Asphalt Chip Seal Design | 2022
12750 | 32 01 13.62 | BITUMINOUS SURFACE TREATMENT [AND] [SAND SEAL] | 11/23 | ASTM INTERNATIONAL | ASTM | ASTM C29/C29M | Standard Test Method for Bulk Density ("Unit Weight") and Voids in Aggregate | 2023
12751 | 32 01 13.62 | BITUMINOUS SURFACE TREATMENT [AND] [SAND SEAL] | 11/23 | ASTM INTERNATIONAL | ASTM | ASTM C88 | Standard Test Method for Soundness of Aggregates by Use of Sodium Sulfate or Magnesium Sulfate | 2018
12752 | 32 01 13.62 | BITUMINOUS SURFACE TREATMENT [AND] [SAND SEAL] | 11/23 | ASTM INTERNATIONAL | ASTM | ASTM C131/C131M | Standard Test Method for Resistance to Degradation of Small-Size Coarse Aggregate by Abrasion and Impact in the Los Angeles Machine | 2020
12753 | 32 01 13.62 | BITUMINOUS SURFACE TREATMENT [AND] [SAND SEAL] | 11/23 | ASTM INTERNATIONAL | ASTM | ASTM C136/C136M | Standard Test Method for Sieve Analysis of Fine and Coarse Aggregates | 2019
12754 | 32 01 13.62 | BITUMINOUS SURFACE TREATMENT [AND] [SAND SEAL] | 11/23 | ASTM INTERNATIONAL | ASTM | ASTM C142/C142M | Standard Test Method for Clay Lumps and Friable Particles in Aggregates | 2017; R 2023
12755 | 32 01 13.62 | BITUMINOUS SURFACE TREATMENT [AND] [SAND SEAL] | 11/23 | ASTM INTERNATIONAL | ASTM | ASTM D75/D75M | Standard Practice for Sampling Aggregates | 2019
12756 | 32 01 13.62 | BITUMINOUS SURFACE TREATMENT [AND] [SAND SEAL] | 11/23 | ASTM INTERNATIONAL | ASTM | ASTM D140/D140M | Standard Practice for Sampling Asphalt Materials | 2016
12757 | 32 01 13.62 | BITUMINOUS SURFACE TREATMENT [AND] [SAND SEAL] | 11/23 | ASTM INTERNATIONAL | ASTM | ASTM D946/D946M | Standard Specification for Penetration-Graded Asphalt Cement for Use in Pavement Construction | 2020
12758 | 32 01 13.62 | BITUMINOUS SURFACE TREATMENT [AND] [SAND SEAL] | 11/23 | ASTM INTERNATIONAL | ASTM | ASTM D977 | Standard Specification for Emulsified Asphalt | 2020
12759 | 32 01 13.62 | BITUMINOUS SURFACE TREATMENT [AND] [SAND SEAL] | 11/23 | ASTM INTERNATIONAL | ASTM | ASTM D1139/D1139M | Aggregate for Single or Multiple Bituminous Surface Treatments | 2015
12760 | 32 01 13.62 | BITUMINOUS SURFACE TREATMENT [AND] [SAND SEAL] | 11/23 | ASTM INTERNATIONAL | ASTM | ASTM D1250 | Standard Guide for Use of the Joint API and ASTM Adjunct for Temperature and Pressure Volume Correction Factors for Generalized Crude Oils, Refined Products, and Lubricating Oils: API MPMS Chapter 11.1 | 2019; E 2020
12761 | 32 01 13.62 | BITUMINOUS SURFACE TREATMENT [AND] [SAND SEAL] | 11/23 | ASTM INTERNATIONAL | ASTM | ASTM D2027/D2027M | Cutback Asphalt (Medium-Curing Type) | 2019
12762 | 32 01 13.62 | BITUMINOUS SURFACE TREATMENT [AND] [SAND SEAL] | 11/23 | ASTM INTERNATIONAL | ASTM | ASTM D2028/D2028M | Cutback Asphalt (Rapid-Curing Type) | 2015; R 2021
12763 | 32 01 13.62 | BITUMINOUS SURFACE TREATMENT [AND] [SAND SEAL] | 11/23 | ASTM INTERNATIONAL | ASTM | ASTM D2397/D2397M | Standard Specification for Cationic Emulsified Asphalt | 2020
12764 | 32 01 13.62 | BITUMINOUS SURFACE TREATMENT [AND] [SAND SEAL] | 11/23 | ASTM INTERNATIONAL | ASTM | ASTM D2995 | Determining Application Rate of Bituminous Distributors | 2023
12765 | 32 01 13.62 | BITUMINOUS SURFACE TREATMENT [AND] [SAND SEAL] | 11/23 | ASTM INTERNATIONAL | ASTM | ASTM D3381/D3381M | Standard Specification for Viscosity-Graded Asphalt Binder for Use in Pavement Construction | 2018
12766 | 32 01 13.62 | BITUMINOUS SURFACE TREATMENT [AND] [SAND SEAL] | 11/23 | ASTM INTERNATIONAL | ASTM | ASTM D3625/D3625M | Standard Practice for Effect of Water on Bituminous-Coated Aggregate Using Boiling Water | 2012
12767 | 32 01 13.62 | BITUMINOUS SURFACE TREATMENT [AND] [SAND SEAL] | 11/23 | ASTM INTERNATIONAL | ASTM | ASTM D4791 | Flat Particles, Elongated Particles, or Flat and Elongated Particles in Coarse Aggregate | 2019
12768 | 32 01 13.62 | BITUMINOUS SURFACE TREATMENT [AND] [SAND SEAL] | 11/23 | ASTM INTERNATIONAL | ASTM | ASTM D6373 | Standard Specification for Performance Graded Asphalt Binder | 2023
12769 | 32 01 13.62 | BITUMINOUS SURFACE TREATMENT [AND] [SAND SEAL] | 11/23 | NATIONAL INSTITUTE OF STANDARDS AND TECHNOLOGY | NIST | NIST HB 44 | Specifications, Tolerances, and Other Technical Requirements for Weighing and Measuring Devices | 2018
12770 | 32 01 13.62 | BITUMINOUS SURFACE TREATMENT [AND] [SAND SEAL] | 11/23 | U.S. FEDERAL HIGHWAY ADMINISTRATION | FHWA | MUTCD | Manual on Uniform Traffic Control Devices | 2009; Rev 2012
12771 | 32 01 13.63 | GILSONITE MODIFIED ASPHALT EMULSION SEAL COATS | 02/16, CHG 1: 08/16 | ASTM INTERNATIONAL | ASTM | ASTM C117 | Standard Test Method for Materials Finer than 75-um (No. 200) Sieve in Mineral Aggregates by Washing | 2023
12772 | 32 01 13.63 | GILSONITE MODIFIED ASPHALT EMULSION SEAL COATS | 02/16, CHG 1: 08/16 | ASTM INTERNATIONAL | ASTM | ASTM C136/C136M | Standard Test Method for Sieve Analysis of Fine and Coarse Aggregates | 2019
12773 | 32 01 13.63 | GILSONITE MODIFIED ASPHALT EMULSION SEAL COATS | 02/16, CHG 1: 08/16 | ASTM INTERNATIONAL | ASTM | ASTM D5/D5M | Standard Test Method for Penetration of Bituminous Materials | 2020
12774 | 32 01 13.63 | GILSONITE MODIFIED ASPHALT EMULSION SEAL COATS | 02/16, CHG 1: 08/16 | ASTM INTERNATIONAL | ASTM | ASTM D75/D75M | Standard Practice for Sampling Aggregates | 2019
12775 | 32 01 13.63 | GILSONITE MODIFIED ASPHALT EMULSION SEAL COATS | 02/16, CHG 1: 08/16 | ASTM INTERNATIONAL | ASTM | ASTM D140/D140M | Standard Practice for Sampling Asphalt Materials | 2016
12776 | 32 01 13.63 | GILSONITE MODIFIED ASPHALT EMULSION SEAL COATS | 02/16, CHG 1: 08/16 | ASTM INTERNATIONAL | ASTM | ASTM D244 | Standard Test Methods and Practices for Emulsified Asphalts | 2009; R 2017
12777 | 32 01 13.63 | GILSONITE MODIFIED ASPHALT EMULSION SEAL COATS | 02/16, CHG 1: 08/16 | ASTM INTERNATIONAL | ASTM | ASTM D1474/D1474M | Standard Test Method for Indentation Hardness of Organic Coatings | 2013
12778 | 32 01 13.63 | GILSONITE MODIFIED ASPHALT EMULSION SEAL COATS | 02/16, CHG 1: 08/16 | ASTM INTERNATIONAL | ASTM | ASTM D2007 | Standard Test Method for Characteristic Groups in Rubber Extender and Processing Oils and Other Petroleum-Derived Oils by the Clay-Gel Absorption Chromatographic Method | 2011
12779 | 32 01 13.63 | GILSONITE MODIFIED ASPHALT EMULSION SEAL COATS | 02/16, CHG 1: 08/16 | ASTM INTERNATIONAL | ASTM | ASTM D2042 | Standard Test Method for Solubility of Asphalt Materials in Trichloroethylene | 2015
12780 | 32 01 13.63 | GILSONITE MODIFIED ASPHALT EMULSION SEAL COATS | 02/16, CHG 1: 08/16 | ASTM INTERNATIONAL | ASTM | ASTM D2995 | Determining Application Rate of Bituminous Distributors | 2023
12781 | 32 01 13.63 | GILSONITE MODIFIED ASPHALT EMULSION SEAL COATS | 02/16, CHG 1: 08/16 | ASTM INTERNATIONAL | ASTM | ASTM D4402/D4402M | Viscosity Determination of Asphalt at Elevated Temperatures Using a Rotational Viscometer | 2015
12782 | 32 01 13.63 | GILSONITE MODIFIED ASPHALT EMULSION SEAL COATS | 02/16, CHG 1: 08/16 | U.S. FEDERAL AVIATION ADMINISTRATION | FAA | FAA AC 150/5320-12 | Measurement, Construction and Maintenance of Skid-Resistant Airport Pavement Surfaces | 1997, Rev C; Change 1-3, 5 and 6
12783 | 32 01 13.63 | GILSONITE MODIFIED ASPHALT EMULSION SEAL COATS | 02/16, CHG 1: 08/16 | U.S. FEDERAL HIGHWAY ADMINISTRATION | FHWA | MUTCD | Manual on Uniform Traffic Control Devices | 2009; Rev 2012
12784 | 32 01 13.64 | REJUVENATION OF ASPHALT PAVEMENT SURFACES | 11/23 | ASTM INTERNATIONAL | ASTM | ASTM C136/C136M | Standard Test Method for Sieve Analysis of Fine and Coarse Aggregates | 2019
12785 | 32 01 13.64 | REJUVENATION OF ASPHALT PAVEMENT SURFACES | 11/23 | ASTM INTERNATIONAL | ASTM | ASTM D75/D75M | Standard Practice for Sampling Aggregates | 2019
12786 | 32 01 13.64 | REJUVENATION OF ASPHALT PAVEMENT SURFACES | 11/23 | ASTM INTERNATIONAL | ASTM | ASTM D92 | Standard Test Method for Flash and Fire Points by Cleveland Open Cup Tester | 2012a
12787 | 32 01 13.64 | REJUVENATION OF ASPHALT PAVEMENT SURFACES | 11/23 | ASTM INTERNATIONAL | ASTM | ASTM D140/D140M | Standard Practice for Sampling Asphalt Materials | 2016
12788 | 32 01 13.64 | REJUVENATION OF ASPHALT PAVEMENT SURFACES | 11/23 | ASTM INTERNATIONAL | ASTM | ASTM D244 | Standard Test Methods and Practices for Emulsified Asphalts | 2009; R 2017
12789 | 32 01 13.64 | REJUVENATION OF ASPHALT PAVEMENT SURFACES | 11/23 | ASTM INTERNATIONAL | ASTM | ASTM D1250 | Standard Guide for Use of the Joint API and ASTM Adjunct for Temperature and Pressure Volume Correction Factors for Generalized Crude Oils, Refined Products, and Lubricating Oils: API MPMS Chapter 11.1 | 2019; E 2020
12790 | 32 01 13.64 | REJUVENATION OF ASPHALT PAVEMENT SURFACES | 11/23 | ASTM INTERNATIONAL | ASTM | ASTM D1856 | Recovery of Asphalt from Solution by Abson Method | 2009; R 2015
12791 | 32 01 13.64 | REJUVENATION OF ASPHALT PAVEMENT SURFACES | 11/23 | ASTM INTERNATIONAL | ASTM | ASTM D2170/D2170M | Standard Test Method for Kinematic Viscosity of Asphalts (Bitumens) | 2018
12792 | 32 01 13.64 | REJUVENATION OF ASPHALT PAVEMENT SURFACES | 11/23 | ASTM INTERNATIONAL | ASTM | ASTM D2171/D2171M | Standard Test Method for Viscosity of Asphalts by Vacuum Capillary Viscometer | 2018
12793 | 32 01 13.64 | REJUVENATION OF ASPHALT PAVEMENT SURFACES | 11/23 | ASTM INTERNATIONAL | ASTM | ASTM D2172/D2172M | Standard Test Methods for Quantitative Extraction of Asphalt Binder from Asphalt Mixtures | 2017; E 2018
12794 | 32 01 13.64 | REJUVENATION OF ASPHALT PAVEMENT SURFACES | 11/23 | ASTM INTERNATIONAL | ASTM | ASTM D2995 | Determining Application Rate of Bituminous Distributors | 2023
12795 | 32 01 13.64 | REJUVENATION OF ASPHALT PAVEMENT SURFACES | 11/23 | NATIONAL INSTITUTE OF STANDARDS AND TECHNOLOGY | NIST | NIST HB 44 | Specifications, Tolerances, and Other Technical Requirements for Weighing and Measuring Devices | 2018
12796 | 32 01 13.64 | REJUVENATION OF ASPHALT PAVEMENT SURFACES | 11/23 | U.S. FEDERAL HIGHWAY ADMINISTRATION | FHWA | MUTCD | Manual on Uniform Traffic Control Devices | 2009; Rev 2012
12797 | 32 01 16.70 | COLD-MIX REUSED ASPHALT PAVING | 05/18 | AMERICAN ASSOCIATION OF STATE HIGHWAY AND TRANSPORTATION OFFICIALS | AASHTO | AASHTO T 88 | Standard Method of Test for Particle Size Analysis of Soils | 2013
12798 | 32 01 16.70 | COLD-MIX REUSED ASPHALT PAVING | 05/18 | ASTM INTERNATIONAL | ASTM | ASTM C29/C29M | Standard Test Method for Bulk Density ("Unit Weight") and Voids in Aggregate | 2023
12799 | 32 01 16.70 | COLD-MIX REUSED ASPHALT PAVING | 05/18 | ASTM INTERNATIONAL | ASTM | ASTM C88 | Standard Test Method for Soundness of Aggregates by Use of Sodium Sulfate or Magnesium Sulfate | 2018
12800 | 32 01 16.70 | COLD-MIX REUSED ASPHALT PAVING | 05/18 | ASTM INTERNATIONAL | ASTM | ASTM C117 | Standard Test Method for Materials Finer than 75-um (No. 200) Sieve in Mineral Aggregates by Washing | 2023
12801 | 32 01 16.70 | COLD-MIX REUSED ASPHALT PAVING | 05/18 | ASTM INTERNATIONAL | ASTM | ASTM C131/C131M | Standard Test Method for Resistance to Degradation of Small-Size Coarse Aggregate by Abrasion and Impact in the Los Angeles Machine | 2020
12802 | 32 01 16.70 | COLD-MIX REUSED ASPHALT PAVING | 05/18 | ASTM INTERNATIONAL | ASTM | ASTM C136/C136M | Standard Test Method for Sieve Analysis of Fine and Coarse Aggregates | 2019
12803 | 32 01 16.70 | COLD-MIX REUSED ASPHALT PAVING | 05/18 | ASTM INTERNATIONAL | ASTM | ASTM D75/D75M | Standard Practice for Sampling Aggregates | 2019
12804 | 32 01 16.70 | COLD-MIX REUSED ASPHALT PAVING | 05/18 | ASTM INTERNATIONAL | ASTM | ASTM D140/D140M | Standard Practice for Sampling Asphalt Materials | 2016
12805 | 32 01 16.70 | COLD-MIX REUSED ASPHALT PAVING | 05/18 | ASTM INTERNATIONAL | ASTM | ASTM D242/D242M | Mineral Filler for Bituminous Paving Mixtures | 2009; R 2014
12806 | 32 01 16.70 | COLD-MIX REUSED ASPHALT PAVING | 05/18 | ASTM INTERNATIONAL | ASTM | ASTM D977 | Standard Specification for Emulsified Asphalt | 2020
12807 | 32 01 16.70 | COLD-MIX REUSED ASPHALT PAVING | 05/18 | ASTM INTERNATIONAL | ASTM | ASTM D1556/D1556M | Standard Test Method for Density and Unit Weight of Soil in Place by Sand-Cone Method | 2015; E 2016
12808 | 32 01 16.70 | COLD-MIX REUSED ASPHALT PAVING | 05/18 | ASTM INTERNATIONAL | ASTM | ASTM D2041/D2041M | Theoretical Maximum Specific Gravity and Density of Bituminous Paving Mixtures | 2011
12809 | 32 01 16.70 | COLD-MIX REUSED ASPHALT PAVING | 05/18 | ASTM INTERNATIONAL | ASTM | ASTM D2172/D2172M | Standard Test Methods for Quantitative Extraction of Asphalt Binder from Asphalt Mixtures | 2017; E 2018
12810 | 32 01 16.70 | COLD-MIX REUSED ASPHALT PAVING | 05/18 | ASTM INTERNATIONAL | ASTM | ASTM D2216 | Standard Test Methods for Laboratory Determination of Water (Moisture) Content of Soil and Rock by Mass | 2019
12811 | 32 01 16.70 | COLD-MIX REUSED ASPHALT PAVING | 05/18 | ASTM INTERNATIONAL | ASTM | ASTM D2397/D2397M | Standard Specification for Cationic Emulsified Asphalt | 2020
12812 | 32 01 16.70 | COLD-MIX REUSED ASPHALT PAVING | 05/18 | ASTM INTERNATIONAL | ASTM | ASTM D2726/D2726M | Standard Test Method for Bulk Specific Gravity and Density of Non-Absorptive Compacted Bituminous Mixtures | 2019
12813 | 32 01 16.70 | COLD-MIX REUSED ASPHALT PAVING | 05/18 | ASTM INTERNATIONAL | ASTM | ASTM D4643 | Standard Test Method for Determination of Water Content of Soil and Rock by Microwave Oven Heating | 2017
12814 | 32 01 16.70 | COLD-MIX REUSED ASPHALT PAVING | 05/18 | ASTM INTERNATIONAL | ASTM | ASTM D4791 | Flat Particles, Elongated Particles, or Flat and Elongated Particles in Coarse Aggregate | 2019
12815 | 32 01 16.70 | COLD-MIX REUSED ASPHALT PAVING | 05/18 | ASTM INTERNATIONAL | ASTM | ASTM D4944 | Standard Test Method for Field Determination of Water (Moisture) Content of Soil by the Calcium Carbide Gas Pressure Tester Method | 2018
12816 | 32 01 16.70 | COLD-MIX REUSED ASPHALT PAVING | 05/18 | ASTM INTERNATIONAL | ASTM | ASTM D4959 | Determination of Water (Moisture) Content of Soil by Direct Heating | 2016
12817 | 32 01 16.70 | COLD-MIX REUSED ASPHALT PAVING | 05/18 | ASTM INTERNATIONAL | ASTM | ASTM D5505 | Classifying Emulsified Recycling Agents | 2014
12818 | 32 01 16.70 | COLD-MIX REUSED ASPHALT PAVING | 05/18 | ASTM INTERNATIONAL | ASTM | ASTM D6307 | Standard Test Method for Asphalt Content of Asphalt Mixture by Ignition Method | 2019
12819 | 32 01 16.70 | COLD-MIX REUSED ASPHALT PAVING | 05/18 | ASTM INTERNATIONAL | ASTM | ASTM D6938 | Standard Test Method for In-Place Density and Water Content of Soil and Soil-Aggregate by Nuclear Methods (Shallow Depth) | 2017a
12820 | 32 01 16.71 | COLD MILLING ASPHALT PAVING | 11/22 | AMERICAN ASSOCIATION OF STATE HIGHWAY AND TRANSPORTATION OFFICIALS | AASHTO | AASHTO M 247 | Standard Specification for Glass Beads Used in Pavement Markings | 2013
12821 | 32 01 16.71 | COLD MILLING ASPHALT PAVING | 11/22 | ASTM INTERNATIONAL | ASTM | ASTM E965 | Standard Test Method for Measuring Pavement Macrotexture Depth Using a Volumetric Technique | 2015; R 2019
12822 | 32 01 16.74 | IN PLACE HOT REUSED ASPHALT PAVING | 05/18 | ASTM INTERNATIONAL | ASTM | ASTM C117 | Standard Test Method for Materials Finer than 75-um (No. 200) Sieve in Mineral Aggregates by Washing | 2023
12823 | 32 01 16.74 | IN PLACE HOT REUSED ASPHALT PAVING | 05/18 | ASTM INTERNATIONAL | ASTM | ASTM C136/C136M | Standard Test Method for Sieve Analysis of Fine and Coarse Aggregates | 2019
12824 | 32 01 16.74 | IN PLACE HOT REUSED ASPHALT PAVING | 05/18 | ASTM INTERNATIONAL | ASTM | ASTM D75/D75M | Standard Practice for Sampling Aggregates | 2019
12825 | 32 01 16.74 | IN PLACE HOT REUSED ASPHALT PAVING | 05/18 | ASTM INTERNATIONAL | ASTM | ASTM D140/D140M | Standard Practice for Sampling Asphalt Materials | 2016
12826 | 32 01 16.74 | IN PLACE HOT REUSED ASPHALT PAVING | 05/18 | ASTM INTERNATIONAL | ASTM | ASTM D979/D979M | Sampling Bituminous Paving Mixtures | 2015
12827 | 32 01 16.74 | IN PLACE HOT REUSED ASPHALT PAVING | 05/18 | ASTM INTERNATIONAL | ASTM | ASTM D2041/D2041M | Theoretical Maximum Specific Gravity and Density of Bituminous Paving Mixtures | 2011
12828 | 32 01 16.74 | IN PLACE HOT REUSED ASPHALT PAVING | 05/18 | ASTM INTERNATIONAL | ASTM | ASTM D2170/D2170M | Standard Test Method for Kinematic Viscosity of Asphalts (Bitumens) | 2018
12829 | 32 01 16.74 | IN PLACE HOT REUSED ASPHALT PAVING | 05/18 | ASTM INTERNATIONAL | ASTM | ASTM D2171/D2171M | Standard Test Method for Viscosity of Asphalts by Vacuum Capillary Viscometer | 2018
12830 | 32 01 16.74 | IN PLACE HOT REUSED ASPHALT PAVING | 05/18 | ASTM INTERNATIONAL | ASTM | ASTM D2172/D2172M | Standard Test Methods for Quantitative Extraction of Asphalt Binder from Asphalt Mixtures | 2017; E 2018
12831 | 32 01 16.74 | IN PLACE HOT REUSED ASPHALT PAVING | 05/18 | ASTM INTERNATIONAL | ASTM | ASTM D2726/D2726M | Standard Test Method for Bulk Specific Gravity and Density of Non-Absorptive Compacted Bituminous Mixtures | 2019
12832 | 32 01 16.74 | IN PLACE HOT REUSED ASPHALT PAVING | 05/18 | ASTM INTERNATIONAL | ASTM | ASTM D3665 | Standard Practice for Random Sampling of Construction Materials | 2012; R 2017
12833 | 32 01 16.74 | IN PLACE HOT REUSED ASPHALT PAVING | 05/18 | ASTM INTERNATIONAL | ASTM | ASTM D4552/D4552M | Standard Practice for Classifying Hot-Mix Recycling Agents | 2010; R 2016; E 2016
12834 | 32 01 16.74 | IN PLACE HOT REUSED ASPHALT PAVING | 05/18 | ASTM INTERNATIONAL | ASTM | ASTM D5404/D5404M | Standard Practice for Recovery of Asphalt from Solution Using the Rotary Evaporator | 2012; R 2017
12835 | 32 01 16.74 | IN PLACE HOT REUSED ASPHALT PAVING | 05/18 | ASTM INTERNATIONAL | ASTM | ASTM D6373 | Standard Specification for Performance Graded Asphalt Binder | 2023
12836 | 32 01 16.74 | IN PLACE HOT REUSED ASPHALT PAVING | 05/18 | ASTM INTERNATIONAL | ASTM | ASTM D6925 | Standard Test Method for Preparation and Determination of the Relative Density of Hot Mix Asphalt (HMA) Specimens by Means of the Superpave Gyratory Compactor | 2014
12837 | 32 01 16.74 | IN PLACE HOT REUSED ASPHALT PAVING | 05/18 | ASTM INTERNATIONAL | ASTM | ASTM D6926 | Standard Practice for Preparation of Asphalt Mixture Specimens Using Marshall Apparatus | 2020
12838 | 32 01 16.75 | HEATER SCARIFYING OF ASPHALT PAVING | 02/17 | AMERICAN ASSOCIATION OF STATE HIGHWAY AND TRANSPORTATION OFFICIALS | AASHTO | AASHTO T 102 | Standard Method of Test for Spot Test of Asphaltic Materials | 2009; R 2013
12839 | 32 01 16.75 | HEATER SCARIFYING OF ASPHALT PAVING | 02/17 | ASTM INTERNATIONAL | ASTM | ASTM D92 | Standard Test Method for Flash and Fire Points by Cleveland Open Cup Tester | 2012a
12840 | 32 01 16.75 | HEATER SCARIFYING OF ASPHALT PAVING | 02/17 | ASTM INTERNATIONAL | ASTM | ASTM D140/D140M | Standard Practice for Sampling Asphalt Materials | 2016
12841 | 32 01 16.75 | HEATER SCARIFYING OF ASPHALT PAVING | 02/17 | ASTM INTERNATIONAL | ASTM | ASTM D244 | Standard Test Methods and Practices for Emulsified Asphalts | 2009; R 2017
12842 | 32 01 16.75 | HEATER SCARIFYING OF ASPHALT PAVING | 02/17 | ASTM INTERNATIONAL | ASTM | ASTM D977 | Standard Specification for Emulsified Asphalt | 2020
12843 | 32 01 16.75 | HEATER SCARIFYING OF ASPHALT PAVING | 02/17 | ASTM INTERNATIONAL | ASTM | ASTM D1250 | Standard Guide for Use of the Joint API and ASTM Adjunct for Temperature and Pressure Volume Correction Factors for Generalized Crude Oils, Refined Products, and Lubricating Oils: API MPMS Chapter 11.1 | 2019; E 2020
12844 | 32 01 16.75 | HEATER SCARIFYING OF ASPHALT PAVING | 02/17 | ASTM INTERNATIONAL | ASTM | ASTM D2170/D2170M | Standard Test Method for Kinematic Viscosity of Asphalts (Bitumens) | 2018
12845 | 32 01 16.75 | HEATER SCARIFYING OF ASPHALT PAVING | 02/17 | ASTM INTERNATIONAL | ASTM | ASTM D2397/D2397M | Standard Specification for Cationic Emulsified Asphalt | 2020
12846 | 32 01 17.61 | SEALING CRACKS IN ASPHALT PAVING | 05/22, CHG 1: 11/23 | ASTM INTERNATIONAL | ASTM | ASTM D5249 | Standard Specification for Backer Material for Use with Cold-and Hot-Applied Joint Sealants in Portland-Cement Concrete and Asphalt Joints | 2010; R 2016
12847 | 32 01 17.61 | SEALING CRACKS IN ASPHALT PAVING | 05/22, CHG 1: 11/23 | ASTM INTERNATIONAL | ASTM | ASTM D6690 | Standard Specification for Joint and Crack Sealants, Hot Applied, for Concrete and Asphalt Pavements | 2021
12848 | 32 01 17.62 | PAVING FABRIC INTERLAYER | 05/20 | AMERICAN ASSOCIATION OF STATE HIGHWAY AND TRANSPORTATION OFFICIALS | AASHTO | AASHTO M 288 | Standard Specification for Geosynthetic Specification for Highway Applications | 2021
12849 | 32 01 17.62 | PAVING FABRIC INTERLAYER | 05/20 | ASTM INTERNATIONAL | ASTM | ASTM D4873/D4873M | Standard Guide for Identification, Storage, and Handling of Geosynthetic Rolls and Samples | 2017
12850 | 32 01 17.62 | PAVING FABRIC INTERLAYER | 05/20 | ASTM INTERNATIONAL | ASTM | ASTM D6373 | Standard Specification for Performance Graded Asphalt Binder | 2023
12851 | 32 01 18.71 | GROOVING OF AIRFIELD PAVING | 11/23 | ASTM INTERNATIONAL | ASTM | ASTM C31/C31M | Standard Practice for Making and Curing Concrete Test Specimens in the Field | 2024b
12852 | 32 01 18.71 | GROOVING OF AIRFIELD PAVING | 11/23 | ASTM INTERNATIONAL | ASTM | ASTM C78/C78M | Standard Test Method for Flexural Strength of Concrete (Using Simple Beam with Third-Point Loading) | 2022
12853 | 32 01 19.61 | SEALING OF JOINTS IN RIGID PAVEMENT | 11/19 | ASTM INTERNATIONAL | ASTM | ASTM C603 | Standard Test Method for Extrusion Rate and Application Life of Elastomeric Sealants | 2014; R 2019
12854 | 32 01 19.61 | SEALING OF JOINTS IN RIGID PAVEMENT | 11/19 | ASTM INTERNATIONAL | ASTM | ASTM C639 | Standard Test Method for Rheological (Flow) Properties of Elastomeric Sealants | 2015; R 2020
12855 | 32 01 19.61 | SEALING OF JOINTS IN RIGID PAVEMENT | 11/19 | ASTM INTERNATIONAL | ASTM | ASTM C661 | Standard Test Method for Indentation Hardness of Elastomeric-Type Sealants by Means of a Durometer | 2015; R 2022
12856 | 32 01 19.61 | SEALING OF JOINTS IN RIGID PAVEMENT | 11/19 | ASTM INTERNATIONAL | ASTM | ASTM C679 | Standard Test Method for Tack-Free Time of Elastomeric Sealants | 2015; R 2022
12857 | 32 01 19.61 | SEALING OF JOINTS IN RIGID PAVEMENT | 11/19 | ASTM INTERNATIONAL | ASTM | ASTM C719 | Standard Test Method for Adhesion and Cohesion of Elastomeric Joint Sealants Under Cyclic Movement (Hockman Cycle) | 2014; R 2019
12858 | 32 01 19.61 | SEALING OF JOINTS IN RIGID PAVEMENT | 11/19 | ASTM INTERNATIONAL | ASTM | ASTM C792 | Effects of Heat Aging on Weight Loss, Cracking, and Chalking of Elastomeric Sealants | 2023
12859 | 32 01 19.61 | SEALING OF JOINTS IN RIGID PAVEMENT | 11/19 | ASTM INTERNATIONAL | ASTM | ASTM C793 | Standard Test Method for Effects of Laboratory Accelerated Weathering on Elastomeric Joint Sealants | 2023
12860 | 32 01 19.61 | SEALING OF JOINTS IN RIGID PAVEMENT | 11/19 | ASTM INTERNATIONAL | ASTM | ASTM C920 | Standard Specification for Elastomeric Joint Sealants | 2018
12861 | 32 01 19.61 | SEALING OF JOINTS IN RIGID PAVEMENT | 11/19 | ASTM INTERNATIONAL | ASTM | ASTM C1016 | Standard Test Method for Determination of Water Absorption of Sealant Backing (Joint Filler) Material | 2014; R 2022
12862 | 32 01 19.61 | SEALING OF JOINTS IN RIGID PAVEMENT | 11/19 | ASTM INTERNATIONAL | ASTM | ASTM C1193 | Standard Guide for Use of Joint Sealants | 2016
12863 | 32 01 19.61 | SEALING OF JOINTS IN RIGID PAVEMENT | 11/19 | ASTM INTERNATIONAL | ASTM | ASTM D412 | Standard Test Methods for Vulcanized Rubber and Thermoplastic Elastomers - Tension | 2016; R 2021
12864 | 32 01 19.61 | SEALING OF JOINTS IN RIGID PAVEMENT | 11/19 | ASTM INTERNATIONAL | ASTM | ASTM D789 | Determination of Relative Viscosity and Moisture Content of Polyamide (PA) | 2015
12865 | 32 01 19.61 | SEALING OF JOINTS IN RIGID PAVEMENT | 11/19 | ASTM INTERNATIONAL | ASTM | ASTM D903 | Standard Test Method for Peel or Stripping Strength of Adhesive Bonds | 1998; R 2017
12866 | 32 01 19.61 | SEALING OF JOINTS IN RIGID PAVEMENT | 11/19 | ASTM INTERNATIONAL | ASTM | ASTM D5249 | Standard Specification for Backer Material for Use with Cold-and Hot-Applied Joint Sealants in Portland-Cement Concrete and Asphalt Joints | 2010; R 2016
12867 | 32 01 19.61 | SEALING OF JOINTS IN RIGID PAVEMENT | 11/19 | ASTM INTERNATIONAL | ASTM | ASTM D5329 | Standard Test Methods for Sealants and Fillers, Hot-Applied, for Joints and Cracks in Asphalt Pavements and Portland Cement Concrete Pavements | 2016
12868 | 32 01 19.61 | SEALING OF JOINTS IN RIGID PAVEMENT | 11/19 | ASTM INTERNATIONAL | ASTM | ASTM D5893/D5893M | Standard Specification for Cold Applied, Single Component, Chemically Curing Silicone Joint Sealant for Portland Cement Concrete Pavements | 2016
12869 | 32 01 19.61 | SEALING OF JOINTS IN RIGID PAVEMENT | 11/19 | ASTM INTERNATIONAL | ASTM | ASTM D6690 | Standard Specification for Joint and Crack Sealants, Hot Applied, for Concrete and Asphalt Pavements | 2021
12870 | 32 01 19.61 | SEALING OF JOINTS IN RIGID PAVEMENT | 11/19 | U.S. ARMY CORPS OF ENGINEERS | USACE | COE CRD-C 525 | Corps of Engineers Test Method for Evaluation of Hot-Applied Joint Sealants for Bubbling Due to Heating | 1989
12871 | 32 01 29.61 | PARTIAL DEPTH PATCHING OF RIGID PAVING | 05/17, CHG 1: 08/17 | AMERICAN ASSOCIATION OF STATE HIGHWAY AND TRANSPORTATION OFFICIALS | AASHTO | AASHTO SDDP-1-OL | Shop Detail Drawing Presentation Guidelines | 2003
12872 | 32 01 29.61 | PARTIAL DEPTH PATCHING OF RIGID PAVING | 05/17, CHG 1: 08/17 | ASTM INTERNATIONAL | ASTM | ASTM C31/C31M | Standard Practice for Making and Curing Concrete Test Specimens in the Field | 2024b
12873 | 32 01 29.61 | PARTIAL DEPTH PATCHING OF RIGID PAVING | 05/17, CHG 1: 08/17 | ASTM INTERNATIONAL | ASTM | ASTM C33/C33M | Standard Specification for Concrete Aggregates | 2023
12874 | 32 01 29.61 | PARTIAL DEPTH PATCHING OF RIGID PAVING | 05/17, CHG 1: 08/17 | ASTM INTERNATIONAL | ASTM | ASTM C39/C39M | Standard Test Method for Compressive Strength of Cylindrical Concrete Specimens | 2024
12875 | 32 01 29.61 | PARTIAL DEPTH PATCHING OF RIGID PAVING | 05/17, CHG 1: 08/17 | ASTM INTERNATIONAL | ASTM | ASTM C94/C94M | Standard Specification for Ready-Mixed Concrete | 2024a
12876 | 32 01 29.61 | PARTIAL DEPTH PATCHING OF RIGID PAVING | 05/17, CHG 1: 08/17 | ASTM INTERNATIONAL | ASTM | ASTM C131/C131M | Standard Test Method for Resistance to Degradation of Small-Size Coarse Aggregate by Abrasion and Impact in the Los Angeles Machine | 2020
12877 | 32 01 29.61 | PARTIAL DEPTH PATCHING OF RIGID PAVING | 05/17, CHG 1: 08/17 | ASTM INTERNATIONAL | ASTM | ASTM C136/C136M | Standard Test Method for Sieve Analysis of Fine and Coarse Aggregates | 2019
12878 | 32 01 29.61 | PARTIAL DEPTH PATCHING OF RIGID PAVING | 05/17, CHG 1: 08/17 | ASTM INTERNATIONAL | ASTM | ASTM C143/C143M | Standard Test Method for Slump of Hydraulic-Cement Concrete | 2020
12879 | 32 01 29.61 | PARTIAL DEPTH PATCHING OF RIGID PAVING | 05/17, CHG 1: 08/17 | ASTM INTERNATIONAL | ASTM | ASTM C150/C150M | Standard Specification for Portland Cement | 2022
12880 | 32 01 29.61 | PARTIAL DEPTH PATCHING OF RIGID PAVING | 05/17, CHG 1: 08/17 | ASTM INTERNATIONAL | ASTM | ASTM C192/C192M | Standard Practice for Making and Curing Concrete Test Specimens in the Laboratory | 2019
12881 | 32 01 29.61 | PARTIAL DEPTH PATCHING OF RIGID PAVING | 05/17, CHG 1: 08/17 | ASTM INTERNATIONAL | ASTM | ASTM C231/C231M | Standard Test Method for Air Content of Freshly Mixed Concrete by the Pressure Method | 2024
12882 | 32 01 29.61 | PARTIAL DEPTH PATCHING OF RIGID PAVING | 05/17, CHG 1: 08/17 | ASTM INTERNATIONAL | ASTM | ASTM C260/C260M | Standard Specification for Air-Entraining Admixtures for Concrete | 2010a; R 2016
12883 | 32 01 29.61 | PARTIAL DEPTH PATCHING OF RIGID PAVING | 05/17, CHG 1: 08/17 | ASTM INTERNATIONAL | ASTM | ASTM C267 | Standard Test Methods for Chemical Resistance of Mortars, Grouts, and Monolithic Surfacings and Polymer Concretes | 2020
12884 | 32 01 29.61 | PARTIAL DEPTH PATCHING OF RIGID PAVING | 05/17, CHG 1: 08/17 | ASTM INTERNATIONAL | ASTM | ASTM C309 | Standard Specification for Liquid Membrane-Forming Compounds for Curing Concrete | 2019
12885 | 32 01 29.61 | PARTIAL DEPTH PATCHING OF RIGID PAVING | 05/17, CHG 1: 08/17 | ASTM INTERNATIONAL | ASTM | ASTM C469/C469M | Standard Test Method for Static Modulus of Elasticity and Poisson's Ratio of Concrete in Compression | 2022
12886 | 32 01 29.61 | PARTIAL DEPTH PATCHING OF RIGID PAVING | 05/17, CHG 1: 08/17 | ASTM INTERNATIONAL | ASTM | ASTM C494/C494M | Standard Specification for Chemical Admixtures for Concrete | 2019; E 2022
12887 | 32 01 29.61 | PARTIAL DEPTH PATCHING OF RIGID PAVING | 05/17, CHG 1: 08/17 | ASTM INTERNATIONAL | ASTM | ASTM C531 | Standard Test Method for Linear Shrinkage and Coefficient of Thermal Expansion of Chemical-Resistant Mortars, Grouts, and Monolithic Surfacings, and Polymer Concretes | 2018; R 2023
12888 | 32 01 29.61 | PARTIAL DEPTH PATCHING OF RIGID PAVING | 05/17, CHG 1: 08/17 | ASTM INTERNATIONAL | ASTM | ASTM C579 | Standard Test Methods for Compressive Strength of Chemical-Resistant Mortars, Grouts, Monolithic Surfacings, and Polymer Concretes | 2023
12889 | 32 01 29.61 | PARTIAL DEPTH PATCHING OF RIGID PAVING | 05/17, CHG 1: 08/17 | ASTM INTERNATIONAL | ASTM | ASTM C580 | Standard Test Method for Flexural Strength and Modulus of Elasticity of Chemical-Resistant Mortars, Grouts, Monolithic Surfacings, and Polymer Concretes | 2018; R 2023
12890 | 32 01 29.61 | PARTIAL DEPTH PATCHING OF RIGID PAVING | 05/17, CHG 1: 08/17 | ASTM INTERNATIONAL | ASTM | ASTM C617/C617M | Standard Practice for Capping Cylindrical Concrete Specimens | 2015
12891 | 32 01 29.61 | PARTIAL DEPTH PATCHING OF RIGID PAVING | 05/17, CHG 1: 08/17 | ASTM INTERNATIONAL | ASTM | ASTM C666/C666M | Resistance of Concrete to Rapid Freezing and Thawing | 2015
12892 | 32 01 29.61 | PARTIAL DEPTH PATCHING OF RIGID PAVING | 05/17, CHG 1: 08/17 | ASTM INTERNATIONAL | ASTM | ASTM C685/C685M | Standard Specification for Concrete Made by Volumetric Batching and Continuous Mixing | 2017
12893 | 32 01 29.61 | PARTIAL DEPTH PATCHING OF RIGID PAVING | 05/17, CHG 1: 08/17 | ASTM INTERNATIONAL | ASTM | ASTM C881/C881M | Standard Specification for Epoxy-Resin-Base Bonding Systems for Concrete | 2020a
12894 | 32 01 29.61 | PARTIAL DEPTH PATCHING OF RIGID PAVING | 05/17, CHG 1: 08/17 | ASTM INTERNATIONAL | ASTM | ASTM C882/C882M | Standard Test Method for Bond Strength of Bonding Systems Used With Concrete by Slant Shear | 2024
12895 | 32 01 29.61 | PARTIAL DEPTH PATCHING OF RIGID PAVING | 05/17, CHG 1: 08/17 | ASTM INTERNATIONAL | ASTM | ASTM C884/C884M | Standard Test Method for Thermal Compatibility between Concrete and Epoxy-Resin Overlay | 2023
12896 | 32 01 29.61 | PARTIAL DEPTH PATCHING OF RIGID PAVING | 05/17, CHG 1: 08/17 | ASTM INTERNATIONAL | ASTM | ASTM C1260 | Standard Test Method for Potential Alkali Reactivity of Aggregates (Mortar-Bar Method) | 2023
12897 | 32 01 29.61 | PARTIAL DEPTH PATCHING OF RIGID PAVING | 05/17, CHG 1: 08/17 | ASTM INTERNATIONAL | ASTM | ASTM C1581/C1581M | Standard Test Method for Determining Age at Cracking and Induced Tensile Stress Characteristics of Mortar and Concrete under Restrained Shrinkage | 2018
12898 | 32 01 29.61 | PARTIAL DEPTH PATCHING OF RIGID PAVING | 05/17, CHG 1: 08/17 | ASTM INTERNATIONAL | ASTM | ASTM C1602/C1602M | Standard Specification for Mixing Water Used in Production of Hydraulic Cement Concrete | 2022
12899 | 32 01 29.61 | PARTIAL DEPTH PATCHING OF RIGID PAVING | 05/17, CHG 1: 08/17 | ASTM INTERNATIONAL | ASTM | ASTM D75/D75M | Standard Practice for Sampling Aggregates | 2019
12900 | 32 01 29.61 | PARTIAL DEPTH PATCHING OF RIGID PAVING | 05/17, CHG 1: 08/17 | ASTM INTERNATIONAL | ASTM | ASTM D1751 | Standard Specification for Preformed Expansion Joint Filler for Concrete Paving and Structural Construction (Nonextruding and Resilient Bituminous Types) | 2018
12901 | 32 01 29.61 | PARTIAL DEPTH PATCHING OF RIGID PAVING | 05/17, CHG 1: 08/17 | ASTM INTERNATIONAL | ASTM | ASTM D1752 | Standard Specification for Preformed Sponge Rubber, Cork and Recycled PVC Expansion Joint Fillers for Concrete Paving and Structural Construction | 2018
12902 | 32 01 29.61 | PARTIAL DEPTH PATCHING OF RIGID PAVING | 05/17, CHG 1: 08/17 | ASTM INTERNATIONAL | ASTM | ASTM D5023 | Standard Test Method for Plastics: Dynamic Mechanical Properties: In Flexure (Three-Point Bending) | 2015
12903 | 32 01 29.61 | PARTIAL DEPTH PATCHING OF RIGID PAVING | 05/17, CHG 1: 08/17 | U.S. ARMY CORPS OF ENGINEERS | USACE | COE CRD-C 300 | Specifications for Membrane-Forming Compounds for Curing Concrete | 1990
12904 | 32 01 29.61 | PARTIAL DEPTH PATCHING OF RIGID PAVING | 05/17, CHG 1: 08/17 | U.S. NATIONAL ARCHIVES AND RECORDS ADMINISTRATION | NARA | 29 CFR 1910 | Occupational Safety and Health Standards
12905 | 32 01 29.62 | CONCRETE PAVEMENT RAISING | 11/18 | ASTM INTERNATIONAL | ASTM | ASTM C31/C31M | Standard Practice for Making and Curing Concrete Test Specimens in the Field | 2024b
12906 | 32 01 29.62 | CONCRETE PAVEMENT RAISING | 11/18 | ASTM INTERNATIONAL | ASTM | ASTM C39/C39M | Standard Test Method for Compressive Strength of Cylindrical Concrete Specimens | 2024
12907 | 32 01 29.62 | CONCRETE PAVEMENT RAISING | 11/18 | ASTM INTERNATIONAL | ASTM | ASTM C117 | Standard Test Method for Materials Finer than 75-um (No. 200) Sieve in Mineral Aggregates by Washing | 2023
12908 | 32 01 29.62 | CONCRETE PAVEMENT RAISING | 11/18 | ASTM INTERNATIONAL | ASTM | ASTM C136/C136M | Standard Test Method for Sieve Analysis of Fine and Coarse Aggregates | 2019
12909 | 32 01 29.62 | CONCRETE PAVEMENT RAISING | 11/18 | ASTM INTERNATIONAL | ASTM | ASTM C142/C142M | Standard Test Method for Clay Lumps and Friable Particles in Aggregates | 2017; R 2023
12910 | 32 01 29.62 | CONCRETE PAVEMENT RAISING | 11/18 | ASTM INTERNATIONAL | ASTM | ASTM C150/C150M | Standard Specification for Portland Cement | 2022
12911 | 32 01 29.62 | CONCRETE PAVEMENT RAISING | 11/18 | ASTM INTERNATIONAL | ASTM | ASTM C266 | Standard Test Method for Time of Setting of Hydraulic-Cement Paste by Gillmore Needles | 2020
12912 | 32 01 29.62 | CONCRETE PAVEMENT RAISING | 11/18 | ASTM INTERNATIONAL | ASTM | ASTM C494/C494M | Standard Specification for Chemical Admixtures for Concrete | 2019; E 2022
12913 | 32 01 29.62 | CONCRETE PAVEMENT RAISING | 11/18 | ASTM INTERNATIONAL | ASTM | ASTM C618 | Standard Specification for Coal Fly Ash and Raw or Calcined Natural Pozzolan for Use in Concrete | 2023; E 2023
12914 | 32 01 29.62 | CONCRETE PAVEMENT RAISING | 11/18 | ASTM INTERNATIONAL | ASTM | ASTM C937 | Grout Fluidifier for Preplaced-Aggregate Concrete | 2023
12915 | 32 01 29.62 | CONCRETE PAVEMENT RAISING | 11/18 | ASTM INTERNATIONAL | ASTM | ASTM C939/C939M | Standard Test Method for Flow of Grout for Preplaced-Aggregate Concrete (Flow Cone Method) | 2022
12916 | 32 01 29.62 | CONCRETE PAVEMENT RAISING | 11/18 | ASTM INTERNATIONAL | ASTM | ASTM C940 | Standard Test Method for Expansion and Bleeding of Freshly Mixed Grouts for Preplaced-Aggregate Concrete in the Laboratory | 2022
12917 | 32 01 29.62 | CONCRETE PAVEMENT RAISING | 11/18 | ASTM INTERNATIONAL | ASTM | ASTM C953 | Standard Test Method for Time of Setting of Grouts for Preplaced-Aggregate Concrete in the Laboratory | 2017
12918 | 32 01 29.62 | CONCRETE PAVEMENT RAISING | 11/18 | ASTM INTERNATIONAL | ASTM | ASTM C1602/C1602M | Standard Specification for Mixing Water Used in Production of Hydraulic Cement Concrete | 2022
12919 | 32 01 29.62 | CONCRETE PAVEMENT RAISING | 11/18 | ASTM INTERNATIONAL | ASTM | ASTM D75/D75M | Standard Practice for Sampling Aggregates | 2019
12920 | 32 05 33 | LANDSCAPE ESTABLISHMENT | 08/17 | ASTM INTERNATIONAL | ASTM | ASTM D2103 | Standard Specification for Polyethylene Film and Sheeting | 2015
12921 | 32 05 33 | LANDSCAPE ESTABLISHMENT | 08/17 | ASTM INTERNATIONAL | ASTM | ASTM D5851 | Planning and Implementing a Water Monitoring Program | 1995; R 2015
12922 | 32 05 33 | LANDSCAPE ESTABLISHMENT | 08/17 | ASTM INTERNATIONAL | ASTM | ASTM D6155 | Nontraditional Coarse Aggregate for Bituminous Paving Mixtures | 2019
12923 | 32 05 33 | LANDSCAPE ESTABLISHMENT | 08/17 | TREE CARE INDUSTRY ASSOCIATION | TCIA | TCIA Z133 | American National Standard for Arboricultural Operations - Pruning, Repairing, Maintaining, and Removing Trees, and Cutting Brush - Safety Requirements | 2017
12924 | 32 11 13.13 | LIME TREATED SUBGRADE | 11/19 | AMERICAN ASSOCIATION OF STATE HIGHWAY AND TRANSPORTATION OFFICIALS | AASHTO | AASHTO M 81 | Standard Specification for Cutback Asphalt (Rapid-Curing Type) | 1992; R 2017
12925 | 32 11 13.13 | LIME TREATED SUBGRADE | 11/19 | AMERICAN ASSOCIATION OF STATE HIGHWAY AND TRANSPORTATION OFFICIALS | AASHTO | AASHTO M 82 | Standard Specification for Cutback Asphalt (Medium-Curing Type) | 2017
12926 | 32 11 13.13 | LIME TREATED SUBGRADE | 11/19 | AMERICAN ASSOCIATION OF STATE HIGHWAY AND TRANSPORTATION OFFICIALS | AASHTO | AASHTO T 102 | Standard Method of Test for Spot Test of Asphaltic Materials | 2009; R 2013
12927 | 32 11 13.13 | LIME TREATED SUBGRADE | 11/19 | AMERICAN ASSOCIATION OF STATE HIGHWAY AND TRANSPORTATION OFFICIALS | AASHTO | AASHTO T 135 | Standard Method of Test for Wetting-and-Drying Test of Compacted Soil-Cement Mixtures | 2013; R 2017
12928 | 32 11 13.13 | LIME TREATED SUBGRADE | 11/19 | AMERICAN ASSOCIATION OF STATE HIGHWAY AND TRANSPORTATION OFFICIALS | AASHTO | AASHTO T 136 | Standard Method of Test for Freezing-and-Thawing Tests of Compacted Soil-Cement Mixtures | 2013; R 2017
12929 | 32 11 13.13 | LIME TREATED SUBGRADE | 11/19 | ASTM INTERNATIONAL | ASTM | ASTM C25 | Standard Test Methods for Chemical Analysis of Limestone, Quicklime, and Hydrated Lime | 2024
12930 | 32 11 13.13 | LIME TREATED SUBGRADE | 11/19 | ASTM INTERNATIONAL | ASTM | ASTM C50/C50M | Sampling, Sample Preparation, Packaging, and Marking of Lime and Limestone Products | 2013
12931 | 32 11 13.13 | LIME TREATED SUBGRADE | 11/19 | ASTM INTERNATIONAL | ASTM | ASTM C136/C136M | Standard Test Method for Sieve Analysis of Fine and Coarse Aggregates | 2019
12932 | 32 11 13.13 | LIME TREATED SUBGRADE | 11/19 | ASTM INTERNATIONAL | ASTM | ASTM C977 | Quicklime and Hydrated Lime for Soil Stabilization | 2010
12933 | 32 11 13.13 | LIME TREATED SUBGRADE | 11/19 | ASTM INTERNATIONAL | ASTM | ASTM C1602/C1602M | Standard Specification for Mixing Water Used in Production of Hydraulic Cement Concrete | 2022
12934 | 32 11 13.13 | LIME TREATED SUBGRADE | 11/19 | ASTM INTERNATIONAL | ASTM | ASTM D75/D75M | Standard Practice for Sampling Aggregates | 2019
12935 | 32 11 13.13 | LIME TREATED SUBGRADE | 11/19 | ASTM INTERNATIONAL | ASTM | ASTM D633 | Standard Volume Correction Table for Road Tar | 2011; R 2016
12936 | 32 11 13.13 | LIME TREATED SUBGRADE | 11/19 | ASTM INTERNATIONAL | ASTM | ASTM D977 | Standard Specification for Emulsified Asphalt | 2020
12937 | 32 11 13.13 | LIME TREATED SUBGRADE | 11/19 | ASTM INTERNATIONAL | ASTM | ASTM D1250 | Standard Guide for Use of the Joint API and ASTM Adjunct for Temperature and Pressure Volume Correction Factors for Generalized Crude Oils, Refined Products, and Lubricating Oils: API MPMS Chapter 11.1 | 2019; E 2020
12938 | 32 11 13.13 | LIME TREATED SUBGRADE | 11/19 | ASTM INTERNATIONAL | ASTM | ASTM D1556/D1556M | Standard Test Method for Density and Unit Weight of Soil in Place by Sand-Cone Method | 2015; E 2016
12939 | 32 11 13.13 | LIME TREATED SUBGRADE | 11/19 | ASTM INTERNATIONAL | ASTM | ASTM D1557 | Standard Test Methods for Laboratory Compaction Characteristics of Soil Using Modified Effort (56,000 ft-lbf/ft3) (2700 kN-m/m3) | 2012; E 2015
12940 | 32 11 13.13 | LIME TREATED SUBGRADE | 11/19 | ASTM INTERNATIONAL | ASTM | ASTM D1632 | Standard Practice for Making and Curing Soil-Cement Compression and Flexure Test Specimens in the Laboratory | 2007
12941 | 32 11 13.13 | LIME TREATED SUBGRADE | 11/19 | ASTM INTERNATIONAL | ASTM | ASTM D2027/D2027M | Cutback Asphalt (Medium-Curing Type) | 2019
12942 | 32 11 13.13 | LIME TREATED SUBGRADE | 11/19 | ASTM INTERNATIONAL | ASTM | ASTM D2028/D2028M | Cutback Asphalt (Rapid-Curing Type) | 2015; R 2021
12943 | 32 11 13.13 | LIME TREATED SUBGRADE | 11/19 | ASTM INTERNATIONAL | ASTM | ASTM D2167 | Density and Unit Weight of Soil in Place by the Rubber Balloon Method | 2015
12944 | 32 11 13.13 | LIME TREATED SUBGRADE | 11/19 | ASTM INTERNATIONAL | ASTM | ASTM D2397/D2397M | Standard Specification for Cationic Emulsified Asphalt | 2020
12945 | 32 11 13.13 | LIME TREATED SUBGRADE | 11/19 | ASTM INTERNATIONAL | ASTM | ASTM D3551 | Laboratory Preparation of Soil-Lime Mixtures Using a Mechanical Mixer | 2008
12946 | 32 11 13.13 | LIME TREATED SUBGRADE | 11/19 | ASTM INTERNATIONAL | ASTM | ASTM D3740 | Minimum Requirements for Agencies Engaged in the Testing and/or Inspection of Soil and Rock as Used in Engineering Design and Construction | 2019
12947 | 32 11 13.13 | LIME TREATED SUBGRADE | 11/19 | ASTM INTERNATIONAL | ASTM | ASTM D4318 | Standard Test Methods for Liquid Limit, Plastic Limit, and Plasticity Index of Soils | 2017; E 2018
12948 | 32 11 13.13 | LIME TREATED SUBGRADE | 11/19 | ASTM INTERNATIONAL | ASTM | ASTM D5102 | Standard Test Method for Unconfined Compressive Strength of Compacted Soil-Lime Mixtures | 2009
12949 | 32 11 13.13 | LIME TREATED SUBGRADE | 11/19 | ASTM INTERNATIONAL | ASTM | ASTM D6938 | Standard Test Method for In-Place Density and Water Content of Soil and Soil-Aggregate by Nuclear Methods (Shallow Depth) | 2017a
12950 | 32 11 13.13 | LIME TREATED SUBGRADE | 11/19 | ASTM INTERNATIONAL | ASTM | ASTM E11 | Standard Specification for Woven Wire Test Sieve Cloth and Test Sieves | 2024
12951 | 32 11 13.13 | LIME TREATED SUBGRADE | 11/19 | NATIONAL LIME ASSOCIATION | NLA | NLA BUL 326 | Lime-Treated Soil Construction Manual: Lime Stabilization and Lime Modification | 2004
12952 | 32 11 13.16 | BITUMINOUS-STABILIZED SUBGRADE | 05/20 | ASPHALT RECYCLING AND RECLAIMING ASSOCIATION | ARRA | ARRA FDR201A | Recommended Mix Design Guidelines for Full Depth Reclamation (FDR) Using Emulsified Asphalt Stabilizing Agent | 2018
12953 | 32 11 13.16 | BITUMINOUS-STABILIZED SUBGRADE | 05/20 | ASTM INTERNATIONAL | ASTM | ASTM C117 | Standard Test Method for Materials Finer than 75-um (No. 200) Sieve in Mineral Aggregates by Washing | 2023
12954 | 32 11 13.16 | BITUMINOUS-STABILIZED SUBGRADE | 05/20 | ASTM INTERNATIONAL | ASTM | ASTM C136/C136M | Standard Test Method for Sieve Analysis of Fine and Coarse Aggregates | 2019
12955 | 32 11 13.16 | BITUMINOUS-STABILIZED SUBGRADE | 05/20 | ASTM INTERNATIONAL | ASTM | ASTM D140/D140M | Standard Practice for Sampling Asphalt Materials | 2016
12956 | 32 11 13.16 | BITUMINOUS-STABILIZED SUBGRADE | 05/20 | ASTM INTERNATIONAL | ASTM | ASTM D977 | Standard Specification for Emulsified Asphalt | 2020
12957 | 32 11 13.16 | BITUMINOUS-STABILIZED SUBGRADE | 05/20 | ASTM INTERNATIONAL | ASTM | ASTM D979/D979M | Sampling Bituminous Paving Mixtures | 2015
12958 | 32 11 13.16 | BITUMINOUS-STABILIZED SUBGRADE | 05/20 | ASTM INTERNATIONAL | ASTM | ASTM D1250 | Standard Guide for Use of the Joint API and ASTM Adjunct for Temperature and Pressure Volume Correction Factors for Generalized Crude Oils, Refined Products, and Lubricating Oils: API MPMS Chapter 11.1 | 2019; E 2020
12959 | 32 11 13.16 | BITUMINOUS-STABILIZED SUBGRADE | 05/20 | ASTM INTERNATIONAL | ASTM | ASTM D1556/D1556M | Standard Test Method for Density and Unit Weight of Soil in Place by Sand-Cone Method | 2015; E 2016
12960 | 32 11 13.16 | BITUMINOUS-STABILIZED SUBGRADE | 05/20 | ASTM INTERNATIONAL | ASTM | ASTM D1557 | Standard Test Methods for Laboratory Compaction Characteristics of Soil Using Modified Effort (56,000 ft-lbf/ft3) (2700 kN-m/m3) | 2012; E 2015
12961 | 32 11 13.16 | BITUMINOUS-STABILIZED SUBGRADE | 05/20 | ASTM INTERNATIONAL | ASTM | ASTM D1883 | Standard Test Method for California Bearing Ratio (CBR) of Laboratory-Compacted Soils | 2016
12962 | 32 11 13.16 | BITUMINOUS-STABILIZED SUBGRADE | 05/20 | ASTM INTERNATIONAL | ASTM | ASTM D2172/D2172M | Standard Test Methods for Quantitative Extraction of Asphalt Binder from Asphalt Mixtures | 2017; E 2018
12963 | 32 11 13.16 | BITUMINOUS-STABILIZED SUBGRADE | 05/20 | ASTM INTERNATIONAL | ASTM | ASTM D2397/D2397M | Standard Specification for Cationic Emulsified Asphalt | 2020
12964 | 32 11 13.16 | BITUMINOUS-STABILIZED SUBGRADE | 05/20 | ASTM INTERNATIONAL | ASTM | ASTM D2419 | Sand Equivalent Value of Soils and Fine Aggregate | 2014
12965 | 32 11 13.16 | BITUMINOUS-STABILIZED SUBGRADE | 05/20 | ASTM INTERNATIONAL | ASTM | ASTM D2487 | Standard Practice for Classification of Soils for Engineering Purposes (Unified Soil Classification System) | 2017; E 2020
12966 | 32 11 13.16 | BITUMINOUS-STABILIZED SUBGRADE | 05/20 | ASTM INTERNATIONAL | ASTM | ASTM D2488 | Standard Practice for Description and Identification of Soils (Visual-Manual Procedure) | 2017; E 2018
12967 | 32 11 13.16 | BITUMINOUS-STABILIZED SUBGRADE | 05/20 | ASTM INTERNATIONAL | ASTM | ASTM D3666 | Standard Specification for Minimum Requirements for Agencies Testing and Inspecting Road and Paving Materials | 2016
12968 | 32 11 13.16 | BITUMINOUS-STABILIZED SUBGRADE | 05/20 | ASTM INTERNATIONAL | ASTM | ASTM D4318 | Standard Test Methods for Liquid Limit, Plastic Limit, and Plasticity Index of Soils | 2017; E 2018
12969 | 32 11 13.16 | BITUMINOUS-STABILIZED SUBGRADE | 05/20 | ASTM INTERNATIONAL | ASTM | ASTM D6307 | Standard Test Method for Asphalt Content of Asphalt Mixture by Ignition Method | 2019
12970 | 32 11 13.16 | BITUMINOUS-STABILIZED SUBGRADE | 05/20 | ASTM INTERNATIONAL | ASTM | ASTM D6938 | Standard Test Method for In-Place Density and Water Content of Soil and Soil-Aggregate by Nuclear Methods (Shallow Depth) | 2017a
12971 | 32 11 20 | [BASE COURSE FOR RIGID][ AND ][SUBBASE] [SELECT-MATERIAL] [FOR FLEXIBLE PAVING] | 05/22 | ASTM INTERNATIONAL | ASTM | ASTM C29/C29M | Standard Test Method for Bulk Density ("Unit Weight") and Voids in Aggregate | 2023
12972 | 32 11 20 | [BASE COURSE FOR RIGID][ AND ][SUBBASE] [SELECT-MATERIAL] [FOR FLEXIBLE PAVING] | 05/22 | ASTM INTERNATIONAL | ASTM | ASTM C117 | Standard Test Method for Materials Finer than 75-um (No. 200) Sieve in Mineral Aggregates by Washing | 2023
12973 | 32 11 20 | [BASE COURSE FOR RIGID][ AND ][SUBBASE] [SELECT-MATERIAL] [FOR FLEXIBLE PAVING] | 05/22 | ASTM INTERNATIONAL | ASTM | ASTM C131/C131M | Standard Test Method for Resistance to Degradation of Small-Size Coarse Aggregate by Abrasion and Impact in the Los Angeles Machine | 2020
12974 | 32 11 20 | [BASE COURSE FOR RIGID][ AND ][SUBBASE] [SELECT-MATERIAL] [FOR FLEXIBLE PAVING] | 05/22 | ASTM INTERNATIONAL | ASTM | ASTM C136/C136M | Standard Test Method for Sieve Analysis of Fine and Coarse Aggregates | 2019
12975 | 32 11 20 | [BASE COURSE FOR RIGID][ AND ][SUBBASE] [SELECT-MATERIAL] [FOR FLEXIBLE PAVING] | 05/22 | ASTM INTERNATIONAL | ASTM | ASTM D75/D75M | Standard Practice for Sampling Aggregates | 2019
12976 | 32 11 20 | [BASE COURSE FOR RIGID][ AND ][SUBBASE] [SELECT-MATERIAL] [FOR FLEXIBLE PAVING] | 05/22 | ASTM INTERNATIONAL | ASTM | ASTM D1556/D1556M | Standard Test Method for Density and Unit Weight of Soil in Place by Sand-Cone Method | 2015; E 2016
12977 | 32 11 20 | [BASE COURSE FOR RIGID][ AND ][SUBBASE] [SELECT-MATERIAL] [FOR FLEXIBLE PAVING] | 05/22 | ASTM INTERNATIONAL | ASTM | ASTM D1557 | Standard Test Methods for Laboratory Compaction Characteristics of Soil Using Modified Effort (56,000 ft-lbf/ft3) (2700 kN-m/m3) | 2012; E 2015
12978 | 32 11 20 | [BASE COURSE FOR RIGID][ AND ][SUBBASE] [SELECT-MATERIAL] [FOR FLEXIBLE PAVING] | 05/22 | ASTM INTERNATIONAL | ASTM | ASTM D2487 | Standard Practice for Classification of Soils for Engineering Purposes (Unified Soil Classification System) | 2017; E 2020
12979 | 32 11 20 | [BASE COURSE FOR RIGID][ AND ][SUBBASE] [SELECT-MATERIAL] [FOR FLEXIBLE PAVING] | 05/22 | ASTM INTERNATIONAL | ASTM | ASTM D3665 | Standard Practice for Random Sampling of Construction Materials | 2012; R 2017
12980 | 32 11 20 | [BASE COURSE FOR RIGID][ AND ][SUBBASE] [SELECT-MATERIAL] [FOR FLEXIBLE PAVING] | 05/22 | ASTM INTERNATIONAL | ASTM | ASTM D4318 | Standard Test Methods for Liquid Limit, Plastic Limit, and Plasticity Index of Soils | 2017; E 2018
12981 | 32 11 20 | [BASE COURSE FOR RIGID][ AND ][SUBBASE] [SELECT-MATERIAL] [FOR FLEXIBLE PAVING] | 05/22 | ASTM INTERNATIONAL | ASTM | ASTM D4718/D4718M | Standard Practice for Correction of Unit Weight and Water Content for Soils Containing Oversize Particles | 2015
12982 | 32 11 20 | [BASE COURSE FOR RIGID][ AND ][SUBBASE] [SELECT-MATERIAL] [FOR FLEXIBLE PAVING] | 05/22 | ASTM INTERNATIONAL | ASTM | ASTM D6938 | Standard Test Method for In-Place Density and Water Content of Soil and Soil-Aggregate by Nuclear Methods (Shallow Depth) | 2017a
12983 | 32 11 20 | [BASE COURSE FOR RIGID][ AND ][SUBBASE] [SELECT-MATERIAL] [FOR FLEXIBLE PAVING] | 05/22 | ASTM INTERNATIONAL | ASTM | ASTM D7928 | Standard Test Method for Particle-Size Distribution (Gradation) of Fine-Grained Soils Using the Sedimentation (Hydrometer) Analysis | 2017
12984 | 32 11 20 | [BASE COURSE FOR RIGID][ AND ][SUBBASE] [SELECT-MATERIAL] [FOR FLEXIBLE PAVING] | 05/22 | ASTM INTERNATIONAL | ASTM | ASTM E11 | Standard Specification for Woven Wire Test Sieve Cloth and Test Sieves | 2024
12985 | 32 11 23.23 | BASE COURSE DRAINAGE LAYERS | 08/22 | AMERICAN ASSOCIATION OF STATE HIGHWAY AND TRANSPORTATION OFFICIALS | AASHTO | AASHTO M 156 | Standard Specification for Requirements for Mixing Plants for Hot-Mixed, Hot-Laid Bituminous Paving Mixtures | 2013; R 2017
12986 | 32 11 23.23 | BASE COURSE DRAINAGE LAYERS | 08/22 | AMERICAN ASSOCIATION OF STATE HIGHWAY AND TRANSPORTATION OFFICIALS | AASHTO | AASHTO M 288 | Standard Specification for Geosynthetic Specification for Highway Applications | 2021
12987 | 32 11 23.23 | BASE COURSE DRAINAGE LAYERS | 08/22 | AMERICAN ASSOCIATION OF STATE HIGHWAY AND TRANSPORTATION OFFICIALS | AASHTO | AASHTO T 102 | Standard Method of Test for Spot Test of Asphaltic Materials | 2009; R 2013
12988 | 32 11 23.23 | BASE COURSE DRAINAGE LAYERS | 08/22 | ASTM INTERNATIONAL | ASTM | ASTM C29/C29M | Standard Test Method for Bulk Density ("Unit Weight") and Voids in Aggregate | 2023
12989 | 32 11 23.23 | BASE COURSE DRAINAGE LAYERS | 08/22 | ASTM INTERNATIONAL | ASTM | ASTM C88 | Standard Test Method for Soundness of Aggregates by Use of Sodium Sulfate or Magnesium Sulfate | 2018
12990 | 32 11 23.23 | BASE COURSE DRAINAGE LAYERS | 08/22 | ASTM INTERNATIONAL | ASTM | ASTM C117 | Standard Test Method for Materials Finer than 75-um (No. 200) Sieve in Mineral Aggregates by Washing | 2023
12991 | 32 11 23.23 | BASE COURSE DRAINAGE LAYERS | 08/22 | ASTM INTERNATIONAL | ASTM | ASTM C131/C131M | Standard Test Method for Resistance to Degradation of Small-Size Coarse Aggregate by Abrasion and Impact in the Los Angeles Machine | 2020
12992 | 32 11 23.23 | BASE COURSE DRAINAGE LAYERS | 08/22 | ASTM INTERNATIONAL | ASTM | ASTM C136/C136M | Standard Test Method for Sieve Analysis of Fine and Coarse Aggregates | 2019
12993 | 32 11 23.23 | BASE COURSE DRAINAGE LAYERS | 08/22 | ASTM INTERNATIONAL | ASTM | ASTM C150/C150M | Standard Specification for Portland Cement | 2022
12994 | 32 11 23.23 | BASE COURSE DRAINAGE LAYERS | 08/22 | ASTM INTERNATIONAL | ASTM | ASTM C595/C595M | Standard Specification for Blended Hydraulic Cements | 2023
12995 | 32 11 23.23 | BASE COURSE DRAINAGE LAYERS | 08/22 | ASTM INTERNATIONAL | ASTM | ASTM D75/D75M | Standard Practice for Sampling Aggregates | 2019
12996 | 32 11 23.23 | BASE COURSE DRAINAGE LAYERS | 08/22 | ASTM INTERNATIONAL | ASTM | ASTM D140/D140M | Standard Practice for Sampling Asphalt Materials | 2016
12997 | 32 11 23.23 | BASE COURSE DRAINAGE LAYERS | 08/22 | ASTM INTERNATIONAL | ASTM | ASTM D946/D946M | Standard Specification for Penetration-Graded Asphalt Cement for Use in Pavement Construction | 2020
12998 | 32 11 23.23 | BASE COURSE DRAINAGE LAYERS | 08/22 | ASTM INTERNATIONAL | ASTM | ASTM D2172/D2172M | Standard Test Methods for Quantitative Extraction of Asphalt Binder from Asphalt Mixtures | 2017; E 2018
12999 | 32 11 23.23 | BASE COURSE DRAINAGE LAYERS | 08/22 | ASTM INTERNATIONAL | ASTM | ASTM D2487 | Standard Practice for Classification of Soils for Engineering Purposes (Unified Soil Classification System) | 2017; E 2020
13000 | 32 11 23.23 | BASE COURSE DRAINAGE LAYERS | 08/22 | ASTM INTERNATIONAL | ASTM | ASTM D3381/D3381M | Standard Specification for Viscosity-Graded Asphalt Binder for Use in Pavement Construction | 2018
13001 | 32 11 23.23 | BASE COURSE DRAINAGE LAYERS | 08/22 | ASTM INTERNATIONAL | ASTM | ASTM D4791 | Flat Particles, Elongated Particles, or Flat and Elongated Particles in Coarse Aggregate | 2019
13002 | 32 11 23.23 | BASE COURSE DRAINAGE LAYERS | 08/22 | ASTM INTERNATIONAL | ASTM | ASTM D5821 | Standard Test Method for Determining the Percentage of Fractured Particles in Coarse Aggregate | 2013; R 2017
13003 | 32 11 23.23 | BASE COURSE DRAINAGE LAYERS | 08/22 | ASTM INTERNATIONAL | ASTM | ASTM D6307 | Standard Test Method for Asphalt Content of Asphalt Mixture by Ignition Method | 2019
13004 | 32 11 23.23 | BASE COURSE DRAINAGE LAYERS | 08/22 | ASTM INTERNATIONAL | ASTM | ASTM D6373 | Standard Specification for Performance Graded Asphalt Binder | 2023
13005 | 32 11 23.23 | BASE COURSE DRAINAGE LAYERS | 08/22 | ASTM INTERNATIONAL | ASTM | ASTM D6938 | Standard Test Method for In-Place Density and Water Content of Soil and Soil-Aggregate by Nuclear Methods (Shallow Depth) | 2017a
13006 | 32 11 23.23 | BASE COURSE DRAINAGE LAYERS | 08/22 | ASTM INTERNATIONAL | ASTM | ASTM E11 | Standard Specification for Woven Wire Test Sieve Cloth and Test Sieves | 2024
13007 | 32 11 23 | [AGGREGATE BASE COURSE] [AND/OR][GRADED CRUSHED AGGREGATE BASE COURSE] FOR FLEXIBLE PAVING | 05/22 | ASTM INTERNATIONAL | ASTM | ASTM C29/C29M | Standard Test Method for Bulk Density ("Unit Weight") and Voids in Aggregate | 2023
13008 | 32 11 23 | [AGGREGATE BASE COURSE] [AND/OR][GRADED CRUSHED AGGREGATE BASE COURSE] FOR FLEXIBLE PAVING | 05/22 | ASTM INTERNATIONAL | ASTM | ASTM C88 | Standard Test Method for Soundness of Aggregates by Use of Sodium Sulfate or Magnesium Sulfate | 2018
13009 | 32 11 23 | [AGGREGATE BASE COURSE] [AND/OR][GRADED CRUSHED AGGREGATE BASE COURSE] FOR FLEXIBLE PAVING | 05/22 | ASTM INTERNATIONAL | ASTM | ASTM C117 | Standard Test Method for Materials Finer than 75-um (No. 200) Sieve in Mineral Aggregates by Washing | 2023
13010 | 32 11 23 | [AGGREGATE BASE COURSE] [AND/OR][GRADED CRUSHED AGGREGATE BASE COURSE] FOR FLEXIBLE PAVING | 05/22 | ASTM INTERNATIONAL | ASTM | ASTM C127 | Standard Test Method for Density, Relative Density (Specific Gravity), and Absorption of Coarse Aggregate | 2015
13011 | 32 11 23 | [AGGREGATE BASE COURSE] [AND/OR][GRADED CRUSHED AGGREGATE BASE COURSE] FOR FLEXIBLE PAVING | 05/22 | ASTM INTERNATIONAL | ASTM | ASTM C128 | Standard Test Method for Density, Relative Density (Specific Gravity), and Absorption of Fine Aggregate | 2022
13012 | 32 11 23 | [AGGREGATE BASE COURSE] [AND/OR][GRADED CRUSHED AGGREGATE BASE COURSE] FOR FLEXIBLE PAVING | 05/22 | ASTM INTERNATIONAL | ASTM | ASTM C131/C131M | Standard Test Method for Resistance to Degradation of Small-Size Coarse Aggregate by Abrasion and Impact in the Los Angeles Machine | 2020
13013 | 32 11 23 | [AGGREGATE BASE COURSE] [AND/OR][GRADED CRUSHED AGGREGATE BASE COURSE] FOR FLEXIBLE PAVING | 05/22 | ASTM INTERNATIONAL | ASTM | ASTM C136/C136M | Standard Test Method for Sieve Analysis of Fine and Coarse Aggregates | 2019
13014 | 32 11 23 | [AGGREGATE BASE COURSE] [AND/OR][GRADED CRUSHED AGGREGATE BASE COURSE] FOR FLEXIBLE PAVING | 05/22 | ASTM INTERNATIONAL | ASTM | ASTM C1252 | Standard Test Methods for Uncompacted Void Content of Fine Aggregate (as Influenced by Particle Shape, Surface Texture, and Grading) | 2017
13015 | 32 11 23 | [AGGREGATE BASE COURSE] [AND/OR][GRADED CRUSHED AGGREGATE BASE COURSE] FOR FLEXIBLE PAVING | 05/22 | ASTM INTERNATIONAL | ASTM | ASTM D75/D75M | Standard Practice for Sampling Aggregates | 2019
13016 | 32 11 23 | [AGGREGATE BASE COURSE] [AND/OR][GRADED CRUSHED AGGREGATE BASE COURSE] FOR FLEXIBLE PAVING | 05/22 | ASTM INTERNATIONAL | ASTM | ASTM D1556/D1556M | Standard Test Method for Density and Unit Weight of Soil in Place by Sand-Cone Method | 2015; E 2016
13017 | 32 11 23 | [AGGREGATE BASE COURSE] [AND/OR][GRADED CRUSHED AGGREGATE BASE COURSE] FOR FLEXIBLE PAVING | 05/22 | ASTM INTERNATIONAL | ASTM | ASTM D1557 | Standard Test Methods for Laboratory Compaction Characteristics of Soil Using Modified Effort (56,000 ft-lbf/ft3) (2700 kN-m/m3) | 2012; E 2015
13018 | 32 11 23 | [AGGREGATE BASE COURSE] [AND/OR][GRADED CRUSHED AGGREGATE BASE COURSE] FOR FLEXIBLE PAVING | 05/22 | ASTM INTERNATIONAL | ASTM | ASTM D2487 | Standard Practice for Classification of Soils for Engineering Purposes (Unified Soil Classification System) | 2017; E 2020
13019 | 32 11 23 | [AGGREGATE BASE COURSE] [AND/OR][GRADED CRUSHED AGGREGATE BASE COURSE] FOR FLEXIBLE PAVING | 05/22 | ASTM INTERNATIONAL | ASTM | ASTM D3665 | Standard Practice for Random Sampling of Construction Materials | 2012; R 2017
13020 | 32 11 23 | [AGGREGATE BASE COURSE] [AND/OR][GRADED CRUSHED AGGREGATE BASE COURSE] FOR FLEXIBLE PAVING | 05/22 | ASTM INTERNATIONAL | ASTM | ASTM D4318 | Standard Test Methods for Liquid Limit, Plastic Limit, and Plasticity Index of Soils | 2017; E 2018
13021 | 32 11 23 | [AGGREGATE BASE COURSE] [AND/OR][GRADED CRUSHED AGGREGATE BASE COURSE] FOR FLEXIBLE PAVING | 05/22 | ASTM INTERNATIONAL | ASTM | ASTM D4718/D4718M | Standard Practice for Correction of Unit Weight and Water Content for Soils Containing Oversize Particles | 2015
13022 | 32 11 23 | [AGGREGATE BASE COURSE] [AND/OR][GRADED CRUSHED AGGREGATE BASE COURSE] FOR FLEXIBLE PAVING | 05/22 | ASTM INTERNATIONAL | ASTM | ASTM D4791 | Flat Particles, Elongated Particles, or Flat and Elongated Particles in Coarse Aggregate | 2019
13023 | 32 11 23 | [AGGREGATE BASE COURSE] [AND/OR][GRADED CRUSHED AGGREGATE BASE COURSE] FOR FLEXIBLE PAVING | 05/22 | ASTM INTERNATIONAL | ASTM | ASTM D5821 | Standard Test Method for Determining the Percentage of Fractured Particles in Coarse Aggregate | 2013; R 2017
13024 | 32 11 23 | [AGGREGATE BASE COURSE] [AND/OR][GRADED CRUSHED AGGREGATE BASE COURSE] FOR FLEXIBLE PAVING | 05/22 | ASTM INTERNATIONAL | ASTM | ASTM D6938 | Standard Test Method for In-Place Density and Water Content of Soil and Soil-Aggregate by Nuclear Methods (Shallow Depth) | 2017a
13025 | 32 11 23 | [AGGREGATE BASE COURSE] [AND/OR][GRADED CRUSHED AGGREGATE BASE COURSE] FOR FLEXIBLE PAVING | 05/22 | ASTM INTERNATIONAL | ASTM | ASTM D7928 | Standard Test Method for Particle-Size Distribution (Gradation) of Fine-Grained Soils Using the Sedimentation (Hydrometer) Analysis | 2017
13026 | 32 11 23 | [AGGREGATE BASE COURSE] [AND/OR][GRADED CRUSHED AGGREGATE BASE COURSE] FOR FLEXIBLE PAVING | 05/22 | ASTM INTERNATIONAL | ASTM | ASTM E11 | Standard Specification for Woven Wire Test Sieve Cloth and Test Sieves | 2024
13027 | 32 11 26.19 | BITUMINOUS-STABILIZED BASE AND SUBBASE COURSES | 05/20 | ASPHALT RECYCLING AND RECLAIMING ASSOCIATION | ARRA | ARRA FDR201A | Recommended Mix Design Guidelines for Full Depth Reclamation (FDR) Using Emulsified Asphalt Stabilizing Agent | 2018
13028 | 32 11 26.19 | BITUMINOUS-STABILIZED BASE AND SUBBASE COURSES | 05/20 | ASTM INTERNATIONAL | ASTM | ASTM C117 | Standard Test Method for Materials Finer than 75-um (No. 200) Sieve in Mineral Aggregates by Washing | 2023
13029 | 32 11 26.19 | BITUMINOUS-STABILIZED BASE AND SUBBASE COURSES | 05/20 | ASTM INTERNATIONAL | ASTM | ASTM C131/C131M | Standard Test Method for Resistance to Degradation of Small-Size Coarse Aggregate by Abrasion and Impact in the Los Angeles Machine | 2020
13030 | 32 11 26.19 | BITUMINOUS-STABILIZED BASE AND SUBBASE COURSES | 05/20 | ASTM INTERNATIONAL | ASTM | ASTM C136/C136M | Standard Test Method for Sieve Analysis of Fine and Coarse Aggregates | 2019
13031 | 32 11 26.19 | BITUMINOUS-STABILIZED BASE AND SUBBASE COURSES | 05/20 | ASTM INTERNATIONAL | ASTM | ASTM D75/D75M | Standard Practice for Sampling Aggregates | 2019
13032 | 32 11 26.19 | BITUMINOUS-STABILIZED BASE AND SUBBASE COURSES | 05/20 | ASTM INTERNATIONAL | ASTM | ASTM D140/D140M | Standard Practice for Sampling Asphalt Materials | 2016
13033 | 32 11 26.19 | BITUMINOUS-STABILIZED BASE AND SUBBASE COURSES | 05/20 | ASTM INTERNATIONAL | ASTM | ASTM D977 | Standard Specification for Emulsified Asphalt | 2020
13034 | 32 11 26.19 | BITUMINOUS-STABILIZED BASE AND SUBBASE COURSES | 05/20 | ASTM INTERNATIONAL | ASTM | ASTM D979/D979M | Sampling Bituminous Paving Mixtures | 2015
13035 | 32 11 26.19 | BITUMINOUS-STABILIZED BASE AND SUBBASE COURSES | 05/20 | ASTM INTERNATIONAL | ASTM | ASTM D1250 | Standard Guide for Use of the Joint API and ASTM Adjunct for Temperature and Pressure Volume Correction Factors for Generalized Crude Oils, Refined Products, and Lubricating Oils: API MPMS Chapter 11.1 | 2019; E 2020
13036 | 32 11 26.19 | BITUMINOUS-STABILIZED BASE AND SUBBASE COURSES | 05/20 | ASTM INTERNATIONAL | ASTM | ASTM D1556/D1556M | Standard Test Method for Density and Unit Weight of Soil in Place by Sand-Cone Method | 2015; E 2016
13037 | 32 11 26.19 | BITUMINOUS-STABILIZED BASE AND SUBBASE COURSES | 05/20 | ASTM INTERNATIONAL | ASTM | ASTM D1557 | Standard Test Methods for Laboratory Compaction Characteristics of Soil Using Modified Effort (56,000 ft-lbf/ft3) (2700 kN-m/m3) | 2012; E 2015
13038 | 32 11 26.19 | BITUMINOUS-STABILIZED BASE AND SUBBASE COURSES | 05/20 | ASTM INTERNATIONAL | ASTM | ASTM D1883 | Standard Test Method for California Bearing Ratio (CBR) of Laboratory-Compacted Soils | 2016
13039 | 32 11 26.19 | BITUMINOUS-STABILIZED BASE AND SUBBASE COURSES | 05/20 | ASTM INTERNATIONAL | ASTM | ASTM D2172/D2172M | Standard Test Methods for Quantitative Extraction of Asphalt Binder from Asphalt Mixtures | 2017; E 2018
13040 | 32 11 26.19 | BITUMINOUS-STABILIZED BASE AND SUBBASE COURSES | 05/20 | ASTM INTERNATIONAL | ASTM | ASTM D2397/D2397M | Standard Specification for Cationic Emulsified Asphalt | 2020
13041 | 32 11 26.19 | BITUMINOUS-STABILIZED BASE AND SUBBASE COURSES | 05/20 | ASTM INTERNATIONAL | ASTM | ASTM D2419 | Sand Equivalent Value of Soils and Fine Aggregate | 2014
13042 | 32 11 26.19 | BITUMINOUS-STABILIZED BASE AND SUBBASE COURSES | 05/20 | ASTM INTERNATIONAL | ASTM | ASTM D2487 | Standard Practice for Classification of Soils for Engineering Purposes (Unified Soil Classification System) | 2017; E 2020
13043 | 32 11 26.19 | BITUMINOUS-STABILIZED BASE AND SUBBASE COURSES | 05/20 | ASTM INTERNATIONAL | ASTM | ASTM D2488 | Standard Practice for Description and Identification of Soils (Visual-Manual Procedure) | 2017; E 2018
13044 | 32 11 26.19 | BITUMINOUS-STABILIZED BASE AND SUBBASE COURSES | 05/20 | ASTM INTERNATIONAL | ASTM | ASTM D2940/D2940M | Standard Specification for Graded Aggregate Material for Bases or Subbases for Highways or Airports | 2020
13045 | 32 11 26.19 | BITUMINOUS-STABILIZED BASE AND SUBBASE COURSES | 05/20 | ASTM INTERNATIONAL | ASTM | ASTM D3666 | Standard Specification for Minimum Requirements for Agencies Testing and Inspecting Road and Paving Materials | 2016
13046 | 32 11 26.19 | BITUMINOUS-STABILIZED BASE AND SUBBASE COURSES | 05/20 | ASTM INTERNATIONAL | ASTM | ASTM D4318 | Standard Test Methods for Liquid Limit, Plastic Limit, and Plasticity Index of Soils | 2017; E 2018
13047 | 32 11 26.19 | BITUMINOUS-STABILIZED BASE AND SUBBASE COURSES | 05/20 | ASTM INTERNATIONAL | ASTM | ASTM D6307 | Standard Test Method for Asphalt Content of Asphalt Mixture by Ignition Method | 2019
13048 | 32 11 26.19 | BITUMINOUS-STABILIZED BASE AND SUBBASE COURSES | 05/20 | ASTM INTERNATIONAL | ASTM | ASTM D6938 | Standard Test Method for In-Place Density and Water Content of Soil and Soil-Aggregate by Nuclear Methods (Shallow Depth) | 2017a
13049 | 32 11 26.19 | BITUMINOUS-STABILIZED BASE AND SUBBASE COURSES | 05/20 | ASTM INTERNATIONAL | ASTM | ASTM E11 | Standard Specification for Woven Wire Test Sieve Cloth and Test Sieves | 2024
13050 | 32 11 26 | HOT-MIX BITUMINOUS BASE COURSE FOR ROADS AND STREETS | 05/20 | AMERICAN ASSOCIATION OF STATE HIGHWAY AND TRANSPORTATION OFFICIALS | AASHTO | AASHTO M 156 | Standard Specification for Requirements for Mixing Plants for Hot-Mixed, Hot-Laid Bituminous Paving Mixtures | 2013; R 2017
13051 | 32 11 26 | HOT-MIX BITUMINOUS BASE COURSE FOR ROADS AND STREETS | 05/20 | ASPHALT INSTITUTE | AI | AI MS-2 | Asphalt Mix Design Methods | 2015
13052 | 32 11 26 | HOT-MIX BITUMINOUS BASE COURSE FOR ROADS AND STREETS | 05/20 | ASTM INTERNATIONAL | ASTM | ASTM C29/C29M | Standard Test Method for Bulk Density ("Unit Weight") and Voids in Aggregate | 2023
13053 | 32 11 26 | HOT-MIX BITUMINOUS BASE COURSE FOR ROADS AND STREETS | 05/20 | ASTM INTERNATIONAL | ASTM | ASTM C88 | Standard Test Method for Soundness of Aggregates by Use of Sodium Sulfate or Magnesium Sulfate | 2018
13054 | 32 11 26 | HOT-MIX BITUMINOUS BASE COURSE FOR ROADS AND STREETS | 05/20 | ASTM INTERNATIONAL | ASTM | ASTM C127 | Standard Test Method for Density, Relative Density (Specific Gravity), and Absorption of Coarse Aggregate | 2015
13055 | 32 11 26 | HOT-MIX BITUMINOUS BASE COURSE FOR ROADS AND STREETS | 05/20 | ASTM INTERNATIONAL | ASTM | ASTM C128 | Standard Test Method for Density, Relative Density (Specific Gravity), and Absorption of Fine Aggregate | 2022
13056 | 32 11 26 | HOT-MIX BITUMINOUS BASE COURSE FOR ROADS AND STREETS | 05/20 | ASTM INTERNATIONAL | ASTM | ASTM C131/C131M | Standard Test Method for Resistance to Degradation of Small-Size Coarse Aggregate by Abrasion and Impact in the Los Angeles Machine | 2020
13057 | 32 11 26 | HOT-MIX BITUMINOUS BASE COURSE FOR ROADS AND STREETS | 05/20 | ASTM INTERNATIONAL | ASTM | ASTM C136/C136M | Standard Test Method for Sieve Analysis of Fine and Coarse Aggregates | 2019
13058 | 32 11 26 | HOT-MIX BITUMINOUS BASE COURSE FOR ROADS AND STREETS | 05/20 | ASTM INTERNATIONAL | ASTM | ASTM C183/C183M | Standard Practice for Sampling and the Amount of Testing of Hydraulic Cement | 2022
13059 | 32 11 26 | HOT-MIX BITUMINOUS BASE COURSE FOR ROADS AND STREETS | 05/20 | ASTM INTERNATIONAL | ASTM | ASTM D75/D75M | Standard Practice for Sampling Aggregates | 2019
13060 | 32 11 26 | HOT-MIX BITUMINOUS BASE COURSE FOR ROADS AND STREETS | 05/20 | ASTM INTERNATIONAL | ASTM | ASTM D140/D140M | Standard Practice for Sampling Asphalt Materials | 2016
13061 | 32 11 26 | HOT-MIX BITUMINOUS BASE COURSE FOR ROADS AND STREETS | 05/20 | ASTM INTERNATIONAL | ASTM | ASTM D242/D242M | Mineral Filler for Bituminous Paving Mixtures | 2009; R 2014
13062 | 32 11 26 | HOT-MIX BITUMINOUS BASE COURSE FOR ROADS AND STREETS | 05/20 | ASTM INTERNATIONAL | ASTM | ASTM D946/D946M | Standard Specification for Penetration-Graded Asphalt Cement for Use in Pavement Construction | 2020
13063 | 32 11 26 | HOT-MIX BITUMINOUS BASE COURSE FOR ROADS AND STREETS | 05/20 | ASTM INTERNATIONAL | ASTM | ASTM D1856 | Recovery of Asphalt from Solution by Abson Method | 2009; R 2015
13064 | 32 11 26 | HOT-MIX BITUMINOUS BASE COURSE FOR ROADS AND STREETS | 05/20 | ASTM INTERNATIONAL | ASTM | ASTM D2041/D2041M | Theoretical Maximum Specific Gravity and Density of Bituminous Paving Mixtures | 2011
13065 | 32 11 26 | HOT-MIX BITUMINOUS BASE COURSE FOR ROADS AND STREETS | 05/20 | ASTM INTERNATIONAL | ASTM | ASTM D2172/D2172M | Standard Test Methods for Quantitative Extraction of Asphalt Binder from Asphalt Mixtures | 2017; E 2018
13066 | 32 11 26 | HOT-MIX BITUMINOUS BASE COURSE FOR ROADS AND STREETS | 05/20 | ASTM INTERNATIONAL | ASTM | ASTM D2216 | Standard Test Methods for Laboratory Determination of Water (Moisture) Content of Soil and Rock by Mass | 2019
13067 | 32 11 26 | HOT-MIX BITUMINOUS BASE COURSE FOR ROADS AND STREETS | 05/20 | ASTM INTERNATIONAL | ASTM | ASTM D2726/D2726M | Standard Test Method for Bulk Specific Gravity and Density of Non-Absorptive Compacted Bituminous Mixtures | 2019
13068 | 32 11 26 | HOT-MIX BITUMINOUS BASE COURSE FOR ROADS AND STREETS | 05/20 | ASTM INTERNATIONAL | ASTM | ASTM D3381/D3381M | Standard Specification for Viscosity-Graded Asphalt Binder for Use in Pavement Construction | 2018
13069 | 32 11 26 | HOT-MIX BITUMINOUS BASE COURSE FOR ROADS AND STREETS | 05/20 | ASTM INTERNATIONAL | ASTM | ASTM D3665 | Standard Practice for Random Sampling of Construction Materials | 2012; R 2017
13070 | 32 11 26 | HOT-MIX BITUMINOUS BASE COURSE FOR ROADS AND STREETS | 05/20 | ASTM INTERNATIONAL | ASTM | ASTM D3666 | Standard Specification for Minimum Requirements for Agencies Testing and Inspecting Road and Paving Materials | 2016
13071 | 32 11 26 | HOT-MIX BITUMINOUS BASE COURSE FOR ROADS AND STREETS | 05/20 | ASTM INTERNATIONAL | ASTM | ASTM D4318 | Standard Test Methods for Liquid Limit, Plastic Limit, and Plasticity Index of Soils | 2017; E 2018
13072 | 32 11 26 | HOT-MIX BITUMINOUS BASE COURSE FOR ROADS AND STREETS | 05/20 | ASTM INTERNATIONAL | ASTM | ASTM D4791 | Flat Particles, Elongated Particles, or Flat and Elongated Particles in Coarse Aggregate | 2019
13073 | 32 11 26 | HOT-MIX BITUMINOUS BASE COURSE FOR ROADS AND STREETS | 05/20 | ASTM INTERNATIONAL | ASTM | ASTM D4867/D4867M | Effect of Moisture on Asphalt Concrete Paving Mixtures | 2009; R 2014
13074 | 32 11 26 | HOT-MIX BITUMINOUS BASE COURSE FOR ROADS AND STREETS | 05/20 | ASTM INTERNATIONAL | ASTM | ASTM D5821 | Standard Test Method for Determining the Percentage of Fractured Particles in Coarse Aggregate | 2013; R 2017
13075 | 32 11 26 | HOT-MIX BITUMINOUS BASE COURSE FOR ROADS AND STREETS | 05/20 | ASTM INTERNATIONAL | ASTM | ASTM D6373 | Standard Specification for Performance Graded Asphalt Binder | 2023
13076 | 32 11 26 | HOT-MIX BITUMINOUS BASE COURSE FOR ROADS AND STREETS | 05/20 | ASTM INTERNATIONAL | ASTM | ASTM D6925 | Standard Test Method for Preparation and Determination of the Relative Density of Hot Mix Asphalt (HMA) Specimens by Means of the Superpave Gyratory Compactor | 2014
13077 | 32 11 33.13 | PORTLAND CEMENT-STABILIZED BASE COURSES | 05/20 | AMERICAN ASSOCIATION OF STATE HIGHWAY AND TRANSPORTATION OFFICIALS | AASHTO | AASHTO M 182 | Standard Specification for Burlap Cloth Made from Jute or Kenaf and Cotton Mats | 2005; R 2021
13078 | 32 11 33.13 | PORTLAND CEMENT-STABILIZED BASE COURSES | 05/20 | ASTM INTERNATIONAL | ASTM | ASTM C88 | Standard Test Method for Soundness of Aggregates by Use of Sodium Sulfate or Magnesium Sulfate | 2018
13079 | 32 11 33.13 | PORTLAND CEMENT-STABILIZED BASE COURSES | 05/20 | ASTM INTERNATIONAL | ASTM | ASTM C117 | Standard Test Method for Materials Finer than 75-um (No. 200) Sieve in Mineral Aggregates by Washing | 2023
13080 | 32 11 33.13 | PORTLAND CEMENT-STABILIZED BASE COURSES | 05/20 | ASTM INTERNATIONAL | ASTM | ASTM C131/C131M | Standard Test Method for Resistance to Degradation of Small-Size Coarse Aggregate by Abrasion and Impact in the Los Angeles Machine | 2020
13081 | 32 11 33.13 | PORTLAND CEMENT-STABILIZED BASE COURSES | 05/20 | ASTM INTERNATIONAL | ASTM | ASTM C136/C136M | Standard Test Method for Sieve Analysis of Fine and Coarse Aggregates | 2019
13082 | 32 11 33.13 | PORTLAND CEMENT-STABILIZED BASE COURSES | 05/20 | ASTM INTERNATIONAL | ASTM | ASTM C142/C142M | Standard Test Method for Clay Lumps and Friable Particles in Aggregates | 2017; R 2023
13083 | 32 11 33.13 | PORTLAND CEMENT-STABILIZED BASE COURSES | 05/20 | ASTM INTERNATIONAL | ASTM | ASTM C150/C150M | Standard Specification for Portland Cement | 2022
13084 | 32 11 33.13 | PORTLAND CEMENT-STABILIZED BASE COURSES | 05/20 | ASTM INTERNATIONAL | ASTM | ASTM C171 | Standard Specification for Sheet Materials for Curing Concrete | 2020
13085 | 32 11 33.13 | PORTLAND CEMENT-STABILIZED BASE COURSES | 05/20 | ASTM INTERNATIONAL | ASTM | ASTM C309 | Standard Specification for Liquid Membrane-Forming Compounds for Curing Concrete | 2019
13086 | 32 11 33.13 | PORTLAND CEMENT-STABILIZED BASE COURSES | 05/20 | ASTM INTERNATIONAL | ASTM | ASTM C595/C595M | Standard Specification for Blended Hydraulic Cements | 2023
13087 | 32 11 33.13 | PORTLAND CEMENT-STABILIZED BASE COURSES | 05/20 | ASTM INTERNATIONAL | ASTM | ASTM C618 | Standard Specification for Coal Fly Ash and Raw or Calcined Natural Pozzolan for Use in Concrete | 2023; E 2023
13088 | 32 11 33.13 | PORTLAND CEMENT-STABILIZED BASE COURSES | 05/20 | ASTM INTERNATIONAL | ASTM | ASTM C989/C989M | Standard Specification for Slag Cement for Use in Concrete and Mortars | 2024
13089 | 32 11 33.13 | PORTLAND CEMENT-STABILIZED BASE COURSES | 05/20 | ASTM INTERNATIONAL | ASTM | ASTM C1077 | Standard Practice for Agencies Testing Concrete and Concrete Aggregates for Use in Construction and Criteria for Testing Agency Evaluation | 2024
13090 | 32 11 33.13 | PORTLAND CEMENT-STABILIZED BASE COURSES | 05/20 | ASTM INTERNATIONAL | ASTM | ASTM C1260 | Standard Test Method for Potential Alkali Reactivity of Aggregates (Mortar-Bar Method) | 2023
13091 | 32 11 33.13 | PORTLAND CEMENT-STABILIZED BASE COURSES | 05/20 | ASTM INTERNATIONAL | ASTM | ASTM C1602/C1602M | Standard Specification for Mixing Water Used in Production of Hydraulic Cement Concrete | 2022
13092 | 32 11 33.13 | PORTLAND CEMENT-STABILIZED BASE COURSES | 05/20 | ASTM INTERNATIONAL | ASTM | ASTM D75/D75M | Standard Practice for Sampling Aggregates | 2019
13093 | 32 11 33.13 | PORTLAND CEMENT-STABILIZED BASE COURSES | 05/20 | ASTM INTERNATIONAL | ASTM | ASTM D558/D558M | Standard Test Methods for Moisture-Density (Unit Weight) Relations of Soil-Cement Mixtures | 2019
13094 | 32 11 33.13 | PORTLAND CEMENT-STABILIZED BASE COURSES | 05/20 | ASTM INTERNATIONAL | ASTM | ASTM D559 | Wetting and Drying Compacted Soil-Cement Mixtures | 2003
13095 | 32 11 33.13 | PORTLAND CEMENT-STABILIZED BASE COURSES | 05/20 | ASTM INTERNATIONAL | ASTM | ASTM D560 | Freezing and Thawing Compacted Soil-Cement Mixtures | 2003
13096 | 32 11 33.13 | PORTLAND CEMENT-STABILIZED BASE COURSES | 05/20 | ASTM INTERNATIONAL | ASTM | ASTM D977 | Standard Specification for Emulsified Asphalt | 2020
13097 | 32 11 33.13 | PORTLAND CEMENT-STABILIZED BASE COURSES | 05/20 | ASTM INTERNATIONAL | ASTM | ASTM D1556/D1556M | Standard Test Method for Density and Unit Weight of Soil in Place by Sand-Cone Method | 2015; E 2016
13098 | 32 11 33.13 | PORTLAND CEMENT-STABILIZED BASE COURSES | 05/20 | ASTM INTERNATIONAL | ASTM | ASTM D1557 | Standard Test Methods for Laboratory Compaction Characteristics of Soil Using Modified Effort (56,000 ft-lbf/ft3) (2700 kN-m/m3) | 2012; E 2015
13099 | 32 11 33.13 | PORTLAND CEMENT-STABILIZED BASE COURSES | 05/20 | ASTM INTERNATIONAL | ASTM | ASTM D1632 | Standard Practice for Making and Curing Soil-Cement Compression and Flexure Test Specimens in the Laboratory | 2007
13100 | 32 11 33.13 | PORTLAND CEMENT-STABILIZED BASE COURSES | 05/20 | ASTM INTERNATIONAL | ASTM | ASTM D1633 | Standard Test Methods for Compressive Strength of Molded Soil-Cement Cylinders | 2000; R 2007
13101 | 32 11 33.13 | PORTLAND CEMENT-STABILIZED BASE COURSES | 05/20 | ASTM INTERNATIONAL | ASTM | ASTM D2397/D2397M | Standard Specification for Cationic Emulsified Asphalt | 2020
13102 | 32 11 33.13 | PORTLAND CEMENT-STABILIZED BASE COURSES | 05/20 | ASTM INTERNATIONAL | ASTM | ASTM D2487 | Standard Practice for Classification of Soils for Engineering Purposes (Unified Soil Classification System) | 2017; E 2020
13103 | 32 11 33.13 | PORTLAND CEMENT-STABILIZED BASE COURSES | 05/20 | ASTM INTERNATIONAL | ASTM | ASTM D4318 | Standard Test Methods for Liquid Limit, Plastic Limit, and Plasticity Index of Soils | 2017; E 2018
13104 | 32 11 33.13 | PORTLAND CEMENT-STABILIZED BASE COURSES | 05/20 | ASTM INTERNATIONAL | ASTM | ASTM D4791 | Flat Particles, Elongated Particles, or Flat and Elongated Particles in Coarse Aggregate | 2019
13105 | 32 11 33.13 | PORTLAND CEMENT-STABILIZED BASE COURSES | 05/20 | ASTM INTERNATIONAL | ASTM | ASTM D6938 | Standard Test Method for In-Place Density and Water Content of Soil and Soil-Aggregate by Nuclear Methods (Shallow Depth) | 2017a
13106 | 32 11 33.13 | PORTLAND CEMENT-STABILIZED BASE COURSES | 05/20 | ASTM INTERNATIONAL | ASTM | ASTM E11 | Standard Specification for Woven Wire Test Sieve Cloth and Test Sieves | 2024
13107 | 32 11 36.13 | LEAN CONCRETE BASE COURSE | 11/19 | AMERICAN CONCRETE INSTITUTE | ACI | ACI 304R | Guide for Measuring, Mixing, Transporting, and Placing Concrete | 2000; R 2009
13108 | 32 11 36.13 | LEAN CONCRETE BASE COURSE | 11/19 | AMERICAN CONCRETE INSTITUTE | ACI | ACI 305R | Guide to Hot Weather Concreting | 2020
13109 | 32 11 36.13 | LEAN CONCRETE BASE COURSE | 11/19 | AMERICAN CONCRETE INSTITUTE | ACI | ACI 306R | Guide to Cold Weather Concreting | 2016
13110 | 32 11 36.13 | LEAN CONCRETE BASE COURSE | 11/19 | ASTM INTERNATIONAL | ASTM | ASTM C31/C31M | Standard Practice for Making and Curing Concrete Test Specimens in the Field | 2024b
13111 | 32 11 36.13 | LEAN CONCRETE BASE COURSE | 11/19 | ASTM INTERNATIONAL | ASTM | ASTM C33/C33M | Standard Specification for Concrete Aggregates | 2023
13112 | 32 11 36.13 | LEAN CONCRETE BASE COURSE | 11/19 | ASTM INTERNATIONAL | ASTM | ASTM C39/C39M | Standard Test Method for Compressive Strength of Cylindrical Concrete Specimens | 2024
13113 | 32 11 36.13 | LEAN CONCRETE BASE COURSE | 11/19 | ASTM INTERNATIONAL | ASTM | ASTM C42/C42M | Standard Test Method for Obtaining and Testing Drilled Cores and Sawed Beams of Concrete | 2020
13114 | 32 11 36.13 | LEAN CONCRETE BASE COURSE | 11/19 | ASTM INTERNATIONAL | ASTM | ASTM C94/C94M | Standard Specification for Ready-Mixed Concrete | 2024a
13115 | 32 11 36.13 | LEAN CONCRETE BASE COURSE | 11/19 | ASTM INTERNATIONAL | ASTM | ASTM C136/C136M | Standard Test Method for Sieve Analysis of Fine and Coarse Aggregates | 2019
13116 | 32 11 36.13 | LEAN CONCRETE BASE COURSE | 11/19 | ASTM INTERNATIONAL | ASTM | ASTM C138/C138M | Standard Test Method for Density (Unit Weight), Yield, and Air Content (Gravimetric) of Concrete | 2023
13117 | 32 11 36.13 | LEAN CONCRETE BASE COURSE | 11/19 | ASTM INTERNATIONAL | ASTM | ASTM C143/C143M | Standard Test Method for Slump of Hydraulic-Cement Concrete | 2020
13118 | 32 11 36.13 | LEAN CONCRETE BASE COURSE | 11/19 | ASTM INTERNATIONAL | ASTM | ASTM C150/C150M | Standard Specification for Portland Cement | 2022
13119 | 32 11 36.13 | LEAN CONCRETE BASE COURSE | 11/19 | ASTM INTERNATIONAL | ASTM | ASTM C171 | Standard Specification for Sheet Materials for Curing Concrete | 2020
13120 | 32 11 36.13 | LEAN CONCRETE BASE COURSE | 11/19 | ASTM INTERNATIONAL | ASTM | ASTM C172/C172M | Standard Practice for Sampling Freshly Mixed Concrete | 2017
13121 | 32 11 36.13 | LEAN CONCRETE BASE COURSE | 11/19 | ASTM INTERNATIONAL | ASTM | ASTM C173/C173M | Standard Test Method for Air Content of Freshly Mixed Concrete by the Volumetric Method | 2024
13122 | 32 11 36.13 | LEAN CONCRETE BASE COURSE | 11/19 | ASTM INTERNATIONAL | ASTM | ASTM C174/C174M | Standard Test Method for Measuring Thickness of Concrete Elements Using Drilled Concrete Cores | 2017
13123 | 32 11 36.13 | LEAN CONCRETE BASE COURSE | 11/19 | ASTM INTERNATIONAL | ASTM | ASTM C192/C192M | Standard Practice for Making and Curing Concrete Test Specimens in the Laboratory | 2019
13124 | 32 11 36.13 | LEAN CONCRETE BASE COURSE | 11/19 | ASTM INTERNATIONAL | ASTM | ASTM C231/C231M | Standard Test Method for Air Content of Freshly Mixed Concrete by the Pressure Method | 2024
13125 | 32 11 36.13 | LEAN CONCRETE BASE COURSE | 11/19 | ASTM INTERNATIONAL | ASTM | ASTM C260/C260M | Standard Specification for Air-Entraining Admixtures for Concrete | 2010a; R 2016
13126 | 32 11 36.13 | LEAN CONCRETE BASE COURSE | 11/19 | ASTM INTERNATIONAL | ASTM | ASTM C309 | Standard Specification for Liquid Membrane-Forming Compounds for Curing Concrete | 2019
13127 | 32 11 36.13 | LEAN CONCRETE BASE COURSE | 11/19 | ASTM INTERNATIONAL | ASTM | ASTM C494/C494M | Standard Specification for Chemical Admixtures for Concrete | 2019; E 2022
13128 | 32 11 36.13 | LEAN CONCRETE BASE COURSE | 11/19 | ASTM INTERNATIONAL | ASTM | ASTM C595/C595M | Standard Specification for Blended Hydraulic Cements | 2023
13129 | 32 11 36.13 | LEAN CONCRETE BASE COURSE | 11/19 | ASTM INTERNATIONAL | ASTM | ASTM C618 | Standard Specification for Coal Fly Ash and Raw or Calcined Natural Pozzolan for Use in Concrete | 2023; E 2023
13130 | 32 11 36.13 | LEAN CONCRETE BASE COURSE | 11/19 | ASTM INTERNATIONAL | ASTM | ASTM C989/C989M | Standard Specification for Slag Cement for Use in Concrete and Mortars | 2024
13131 | 32 11 36.13 | LEAN CONCRETE BASE COURSE | 11/19 | ASTM INTERNATIONAL | ASTM | ASTM C1260 | Standard Test Method for Potential Alkali Reactivity of Aggregates (Mortar-Bar Method) | 2023
13132 | 32 11 36.13 | LEAN CONCRETE BASE COURSE | 11/19 | ASTM INTERNATIONAL | ASTM | ASTM C1602/C1602M | Standard Specification for Mixing Water Used in Production of Hydraulic Cement Concrete | 2022
13133 | 32 11 36.13 | LEAN CONCRETE BASE COURSE | 11/19 | ASTM INTERNATIONAL | ASTM | ASTM D75/D75M | Standard Practice for Sampling Aggregates | 2019
13134 | 32 11 36.13 | LEAN CONCRETE BASE COURSE | 11/19 | ASTM INTERNATIONAL | ASTM | ASTM D3665 | Standard Practice for Random Sampling of Construction Materials | 2012; R 2017
13135 | 32 11 36.13 | LEAN CONCRETE BASE COURSE | 11/19 | NATIONAL INSTITUTE FOR OCCUPATIONAL SAFETY AND HEALTH | NIOSH | NIOSH 81-123 | Occupational Health Guideline for Chemical Hazards, (Vols. I, II, and III) | 1981
13136 | 32 11 36.13 | LEAN CONCRETE BASE COURSE | 11/19 | U.S. NATIONAL ARCHIVES AND RECORDS ADMINISTRATION | NARA | 29 CFR 1926.1153 | Respirable Crystalline Silica
13137 | 32 12 13 | BITUMINOUS TACK[ AND][ PRIME] COATS | 05/24 | ASTM INTERNATIONAL | ASTM | ASTM D8 | Standard Terminology Relatimg to Materials for Roads and Pavements | 2022a
13138 | 32 12 13 | BITUMINOUS TACK[ AND][ PRIME] COATS | 05/24 | ASTM INTERNATIONAL | ASTM | ASTM D88/D88M | Standard Test Method for Saybolt Viscosity | 2007; R 2009; E 2019
13139 | 32 12 13 | BITUMINOUS TACK[ AND][ PRIME] COATS | 05/24 | ASTM INTERNATIONAL | ASTM | ASTM D140/D140M | Standard Practice for Sampling Asphalt Materials | 2016
13140 | 32 12 13 | BITUMINOUS TACK[ AND][ PRIME] COATS | 05/24 | ASTM INTERNATIONAL | ASTM | ASTM D946/D946M | Standard Specification for Penetration-Graded Asphalt Cement for Use in Pavement Construction | 2020
13141 | 32 12 13 | BITUMINOUS TACK[ AND][ PRIME] COATS | 05/24 | ASTM INTERNATIONAL | ASTM | ASTM D977 | Standard Specification for Emulsified Asphalt | 2020
13142 | 32 12 13 | BITUMINOUS TACK[ AND][ PRIME] COATS | 05/24 | ASTM INTERNATIONAL | ASTM | ASTM D1250 | Standard Guide for Use of the Joint API and ASTM Adjunct for Temperature and Pressure Volume Correction Factors for Generalized Crude Oils, Refined Products, and Lubricating Oils: API MPMS Chapter 11.1 | 2019; E 2020
13143 | 32 12 13 | BITUMINOUS TACK[ AND][ PRIME] COATS | 05/24 | ASTM INTERNATIONAL | ASTM | ASTM D2027/D2027M | Cutback Asphalt (Medium-Curing Type) | 2019
13144 | 32 12 13 | BITUMINOUS TACK[ AND][ PRIME] COATS | 05/24 | ASTM INTERNATIONAL | ASTM | ASTM D2028/D2028M | Cutback Asphalt (Rapid-Curing Type) | 2015; R 2021
13145 | 32 12 13 | BITUMINOUS TACK[ AND][ PRIME] COATS | 05/24 | ASTM INTERNATIONAL | ASTM | ASTM D2170/D2170M | Standard Test Method for Kinematic Viscosity of Asphalts (Bitumens) | 2018
13146 | 32 12 13 | BITUMINOUS TACK[ AND][ PRIME] COATS | 05/24 | ASTM INTERNATIONAL | ASTM | ASTM D2397/D2397M | Standard Specification for Cationic Emulsified Asphalt | 2020
13147 | 32 12 13 | BITUMINOUS TACK[ AND][ PRIME] COATS | 05/24 | ASTM INTERNATIONAL | ASTM | ASTM D2995 | Determining Application Rate of Bituminous Distributors | 2023
13148 | 32 12 13 | BITUMINOUS TACK[ AND][ PRIME] COATS | 05/24 | ASTM INTERNATIONAL | ASTM | ASTM D6373 | Standard Specification for Performance Graded Asphalt Binder | 2023
13149 | 32 12 15.13 | ASPHALT PAVING FOR AIRFIELDS | 11/20, CHG 1: 05/22 | AMERICAN ASSOCIATION OF STATE HIGHWAY AND TRANSPORTATION OFFICIALS | AASHTO | AASHTO M 156 | Standard Specification for Requirements for Mixing Plants for Hot-Mixed, Hot-Laid Bituminous Paving Mixtures | 2013; R 2017
13150 | 32 12 15.13 | ASPHALT PAVING FOR AIRFIELDS | 11/20, CHG 1: 05/22 | AMERICAN ASSOCIATION OF STATE HIGHWAY AND TRANSPORTATION OFFICIALS | AASHTO | AASHTO T 329 | Standard Test Method for Moisture Content of Hot Mix Asphalt (HMA) by Oven Method | 2015
13151 | 32 12 15.13 | ASPHALT PAVING FOR AIRFIELDS | 11/20, CHG 1: 05/22 | ASPHALT INSTITUTE | AI | AI MS-2 | Asphalt Mix Design Methods | 2015
13152 | 32 12 15.13 | ASPHALT PAVING FOR AIRFIELDS | 11/20, CHG 1: 05/22 | ASTM INTERNATIONAL | ASTM | ASTM C29/C29M | Standard Test Method for Bulk Density ("Unit Weight") and Voids in Aggregate | 2023
13153 | 32 12 15.13 | ASPHALT PAVING FOR AIRFIELDS | 11/20, CHG 1: 05/22 | ASTM INTERNATIONAL | ASTM | ASTM C88 | Standard Test Method for Soundness of Aggregates by Use of Sodium Sulfate or Magnesium Sulfate | 2018
13154 | 32 12 15.13 | ASPHALT PAVING FOR AIRFIELDS | 11/20, CHG 1: 05/22 | ASTM INTERNATIONAL | ASTM | ASTM C117 | Standard Test Method for Materials Finer than 75-um (No. 200) Sieve in Mineral Aggregates by Washing | 2023
13155 | 32 12 15.13 | ASPHALT PAVING FOR AIRFIELDS | 11/20, CHG 1: 05/22 | ASTM INTERNATIONAL | ASTM | ASTM C127 | Standard Test Method for Density, Relative Density (Specific Gravity), and Absorption of Coarse Aggregate | 2015
13156 | 32 12 15.13 | ASPHALT PAVING FOR AIRFIELDS | 11/20, CHG 1: 05/22 | ASTM INTERNATIONAL | ASTM | ASTM C128 | Standard Test Method for Density, Relative Density (Specific Gravity), and Absorption of Fine Aggregate | 2022
13157 | 32 12 15.13 | ASPHALT PAVING FOR AIRFIELDS | 11/20, CHG 1: 05/22 | ASTM INTERNATIONAL | ASTM | ASTM C131/C131M | Standard Test Method for Resistance to Degradation of Small-Size Coarse Aggregate by Abrasion and Impact in the Los Angeles Machine | 2020
13158 | 32 12 15.13 | ASPHALT PAVING FOR AIRFIELDS | 11/20, CHG 1: 05/22 | ASTM INTERNATIONAL | ASTM | ASTM C136/C136M | Standard Test Method for Sieve Analysis of Fine and Coarse Aggregates | 2019
13159 | 32 12 15.13 | ASPHALT PAVING FOR AIRFIELDS | 11/20, CHG 1: 05/22 | ASTM INTERNATIONAL | ASTM | ASTM C142/C142M | Standard Test Method for Clay Lumps and Friable Particles in Aggregates | 2017; R 2023
13160 | 32 12 15.13 | ASPHALT PAVING FOR AIRFIELDS | 11/20, CHG 1: 05/22 | ASTM INTERNATIONAL | ASTM | ASTM C566 | Standard Test Method for Total Evaporable Moisture Content of Aggregate by Drying | 2013
13161 | 32 12 15.13 | ASPHALT PAVING FOR AIRFIELDS | 11/20, CHG 1: 05/22 | ASTM INTERNATIONAL | ASTM | ASTM C1252 | Standard Test Methods for Uncompacted Void Content of Fine Aggregate (as Influenced by Particle Shape, Surface Texture, and Grading) | 2017
13162 | 32 12 15.13 | ASPHALT PAVING FOR AIRFIELDS | 11/20, CHG 1: 05/22 | ASTM INTERNATIONAL | ASTM | ASTM D75/D75M | Standard Practice for Sampling Aggregates | 2019
13163 | 32 12 15.13 | ASPHALT PAVING FOR AIRFIELDS | 11/20, CHG 1: 05/22 | ASTM INTERNATIONAL | ASTM | ASTM D140/D140M | Standard Practice for Sampling Asphalt Materials | 2016
13164 | 32 12 15.13 | ASPHALT PAVING FOR AIRFIELDS | 11/20, CHG 1: 05/22 | ASTM INTERNATIONAL | ASTM | ASTM D242/D242M | Mineral Filler for Bituminous Paving Mixtures | 2009; R 2014
13165 | 32 12 15.13 | ASPHALT PAVING FOR AIRFIELDS | 11/20, CHG 1: 05/22 | ASTM INTERNATIONAL | ASTM | ASTM D946/D946M | Standard Specification for Penetration-Graded Asphalt Cement for Use in Pavement Construction | 2020
13166 | 32 12 15.13 | ASPHALT PAVING FOR AIRFIELDS | 11/20, CHG 1: 05/22 | ASTM INTERNATIONAL | ASTM | ASTM D979/D979M | Sampling Bituminous Paving Mixtures | 2015
13167 | 32 12 15.13 | ASPHALT PAVING FOR AIRFIELDS | 11/20, CHG 1: 05/22 | ASTM INTERNATIONAL | ASTM | ASTM D2041/D2041M | Theoretical Maximum Specific Gravity and Density of Bituminous Paving Mixtures | 2011
13168 | 32 12 15.13 | ASPHALT PAVING FOR AIRFIELDS | 11/20, CHG 1: 05/22 | ASTM INTERNATIONAL | ASTM | ASTM D2172/D2172M | Standard Test Methods for Quantitative Extraction of Asphalt Binder from Asphalt Mixtures | 2017; E 2018
13169 | 32 12 15.13 | ASPHALT PAVING FOR AIRFIELDS | 11/20, CHG 1: 05/22 | ASTM INTERNATIONAL | ASTM | ASTM D2419 | Sand Equivalent Value of Soils and Fine Aggregate | 2014
13170 | 32 12 15.13 | ASPHALT PAVING FOR AIRFIELDS | 11/20, CHG 1: 05/22 | ASTM INTERNATIONAL | ASTM | ASTM D2489/D2489M | Standard Test Method for Estimating Degree of Particle Coating of Asphalt Mixtures | 2016
13171 | 32 12 15.13 | ASPHALT PAVING FOR AIRFIELDS | 11/20, CHG 1: 05/22 | ASTM INTERNATIONAL | ASTM | ASTM D2726/D2726M | Standard Test Method for Bulk Specific Gravity and Density of Non-Absorptive Compacted Bituminous Mixtures | 2019
13172 | 32 12 15.13 | ASPHALT PAVING FOR AIRFIELDS | 11/20, CHG 1: 05/22 | ASTM INTERNATIONAL | ASTM | ASTM D3203/D3203M | Standard Test Method for Percent Air Voids in Compacted Asphalt Mixtures | 2017
13173 | 32 12 15.13 | ASPHALT PAVING FOR AIRFIELDS | 11/20, CHG 1: 05/22 | ASTM INTERNATIONAL | ASTM | ASTM D3381/D3381M | Standard Specification for Viscosity-Graded Asphalt Binder for Use in Pavement Construction | 2018
13174 | 32 12 15.13 | ASPHALT PAVING FOR AIRFIELDS | 11/20, CHG 1: 05/22 | ASTM INTERNATIONAL | ASTM | ASTM D3665 | Standard Practice for Random Sampling of Construction Materials | 2012; R 2017
13175 | 32 12 15.13 | ASPHALT PAVING FOR AIRFIELDS | 11/20, CHG 1: 05/22 | ASTM INTERNATIONAL | ASTM | ASTM D3666 | Standard Specification for Minimum Requirements for Agencies Testing and Inspecting Road and Paving Materials | 2016
13176 | 32 12 15.13 | ASPHALT PAVING FOR AIRFIELDS | 11/20, CHG 1: 05/22 | ASTM INTERNATIONAL | ASTM | ASTM D4125/D4125M | Asphalt Content of Bituminous Mixtures by the Nuclear Method | 2010
13177 | 32 12 15.13 | ASPHALT PAVING FOR AIRFIELDS | 11/20, CHG 1: 05/22 | ASTM INTERNATIONAL | ASTM | ASTM D4791 | Flat Particles, Elongated Particles, or Flat and Elongated Particles in Coarse Aggregate | 2019
13178 | 32 12 15.13 | ASPHALT PAVING FOR AIRFIELDS | 11/20, CHG 1: 05/22 | ASTM INTERNATIONAL | ASTM | ASTM D4867/D4867M | Effect of Moisture on Asphalt Concrete Paving Mixtures | 2009; R 2014
13179 | 32 12 15.13 | ASPHALT PAVING FOR AIRFIELDS | 11/20, CHG 1: 05/22 | ASTM INTERNATIONAL | ASTM | ASTM D5361/D5361M | Standard Practice for Sampling Compacted Asphalt Mixtures for Laboratory Testing | 2016
13180 | 32 12 15.13 | ASPHALT PAVING FOR AIRFIELDS | 11/20, CHG 1: 05/22 | ASTM INTERNATIONAL | ASTM | ASTM D5444 | Mechanical Size Analysis of Extracted Aggregate | 2015
13181 | 32 12 15.13 | ASPHALT PAVING FOR AIRFIELDS | 11/20, CHG 1: 05/22 | ASTM INTERNATIONAL | ASTM | ASTM D5821 | Standard Test Method for Determining the Percentage of Fractured Particles in Coarse Aggregate | 2013; R 2017
13182 | 32 12 15.13 | ASPHALT PAVING FOR AIRFIELDS | 11/20, CHG 1: 05/22 | ASTM INTERNATIONAL | ASTM | ASTM D6084/D6084M | Standard Test Method for Elastic Recovery of Asphalt Materials by Ductilometer | 2018
13183 | 32 12 15.13 | ASPHALT PAVING FOR AIRFIELDS | 11/20, CHG 1: 05/22 | ASTM INTERNATIONAL | ASTM | ASTM D6307 | Standard Test Method for Asphalt Content of Asphalt Mixture by Ignition Method | 2019
13184 | 32 12 15.13 | ASPHALT PAVING FOR AIRFIELDS | 11/20, CHG 1: 05/22 | ASTM INTERNATIONAL | ASTM | ASTM D6373 | Standard Specification for Performance Graded Asphalt Binder | 2023
13185 | 32 12 15.13 | ASPHALT PAVING FOR AIRFIELDS | 11/20, CHG 1: 05/22 | ASTM INTERNATIONAL | ASTM | ASTM D6925 | Standard Test Method for Preparation and Determination of the Relative Density of Hot Mix Asphalt (HMA) Specimens by Means of the Superpave Gyratory Compactor | 2014
13186 | 32 12 15.13 | ASPHALT PAVING FOR AIRFIELDS | 11/20, CHG 1: 05/22 | ASTM INTERNATIONAL | ASTM | ASTM D6926 | Standard Practice for Preparation of Asphalt Mixture Specimens Using Marshall Apparatus | 2020
13187 | 32 12 15.13 | ASPHALT PAVING FOR AIRFIELDS | 11/20, CHG 1: 05/22 | ASTM INTERNATIONAL | ASTM | ASTM D6927 | Standard Test Method for Marshall Stability and Flow of Bituminous Mixtures | 2015
13188 | 32 12 15.13 | ASPHALT PAVING FOR AIRFIELDS | 11/20, CHG 1: 05/22 | ASTM INTERNATIONAL | ASTM | ASTM E1274 | ; R 2024 Standard Test Method for Measuring Pavement Roughness Using a Profilograph | 2018
13189 | 32 12 15.16 | STONE MATRIX ASPHALT (SMA) FOR AIRFIELD PAVING | 02/19 | AMERICAN ASSOCIATION OF STATE HIGHWAY AND TRANSPORTATION OFFICIALS | AASHTO | AASHTO M 156 | Standard Specification for Requirements for Mixing Plants for Hot-Mixed, Hot-Laid Bituminous Paving Mixtures | 2013; R 2017
13190 | 32 12 15.16 | STONE MATRIX ASPHALT (SMA) FOR AIRFIELD PAVING | 02/19 | AMERICAN ASSOCIATION OF STATE HIGHWAY AND TRANSPORTATION OFFICIALS | AASHTO | AASHTO M 320 | Standard Specification for Performance-Graded Asphalt Binder | 2017
13191 | 32 12 15.16 | STONE MATRIX ASPHALT (SMA) FOR AIRFIELD PAVING | 02/19 | AMERICAN ASSOCIATION OF STATE HIGHWAY AND TRANSPORTATION OFFICIALS | AASHTO | AASHTO M 325 | Standard Specification for Stone Matrix Asphalt (SMA) | 2008
13192 | 32 12 15.16 | STONE MATRIX ASPHALT (SMA) FOR AIRFIELD PAVING | 02/19 | AMERICAN ASSOCIATION OF STATE HIGHWAY AND TRANSPORTATION OFFICIALS | AASHTO | AASHTO R 46 | Standard Practice for Designing Stone Matrix Asphalt (SMA) | 2008; R 2017
13193 | 32 12 15.16 | STONE MATRIX ASPHALT (SMA) FOR AIRFIELD PAVING | 02/19 | AMERICAN ASSOCIATION OF STATE HIGHWAY AND TRANSPORTATION OFFICIALS | AASHTO | AASHTO T 304 | Standard Method of Test for Uncompacted Void Content of Fine Aggregate | 2011; R 2015
13194 | 32 12 15.16 | STONE MATRIX ASPHALT (SMA) FOR AIRFIELD PAVING | 02/19 | AMERICAN ASSOCIATION OF STATE HIGHWAY AND TRANSPORTATION OFFICIALS | AASHTO | AASHTO T 329 | Standard Test Method for Moisture Content of Hot Mix Asphalt (HMA) by Oven Method | 2015
13195 | 32 12 15.16 | STONE MATRIX ASPHALT (SMA) FOR AIRFIELD PAVING | 02/19 | ASPHALT INSTITUTE | AI | AI MS-2 | Asphalt Mix Design Methods | 2015
13196 | 32 12 15.16 | STONE MATRIX ASPHALT (SMA) FOR AIRFIELD PAVING | 02/19 | ASTM INTERNATIONAL | ASTM | ASTM C88 | Standard Test Method for Soundness of Aggregates by Use of Sodium Sulfate or Magnesium Sulfate | 2018
13197 | 32 12 15.16 | STONE MATRIX ASPHALT (SMA) FOR AIRFIELD PAVING | 02/19 | ASTM INTERNATIONAL | ASTM | ASTM C117 | Standard Test Method for Materials Finer than 75-um (No. 200) Sieve in Mineral Aggregates by Washing | 2023
13198 | 32 12 15.16 | STONE MATRIX ASPHALT (SMA) FOR AIRFIELD PAVING | 02/19 | ASTM INTERNATIONAL | ASTM | ASTM C127 | Standard Test Method for Density, Relative Density (Specific Gravity), and Absorption of Coarse Aggregate | 2015
13199 | 32 12 15.16 | STONE MATRIX ASPHALT (SMA) FOR AIRFIELD PAVING | 02/19 | ASTM INTERNATIONAL | ASTM | ASTM C128 | Standard Test Method for Density, Relative Density (Specific Gravity), and Absorption of Fine Aggregate | 2022
13200 | 32 12 15.16 | STONE MATRIX ASPHALT (SMA) FOR AIRFIELD PAVING | 02/19 | ASTM INTERNATIONAL | ASTM | ASTM C131/C131M | Standard Test Method for Resistance to Degradation of Small-Size Coarse Aggregate by Abrasion and Impact in the Los Angeles Machine | 2020
13201 | 32 12 15.16 | STONE MATRIX ASPHALT (SMA) FOR AIRFIELD PAVING | 02/19 | ASTM INTERNATIONAL | ASTM | ASTM C136/C136M | Standard Test Method for Sieve Analysis of Fine and Coarse Aggregates | 2019
13202 | 32 12 15.16 | STONE MATRIX ASPHALT (SMA) FOR AIRFIELD PAVING | 02/19 | ASTM INTERNATIONAL | ASTM | ASTM C142/C142M | Standard Test Method for Clay Lumps and Friable Particles in Aggregates | 2017; R 2023
13203 | 32 12 15.16 | STONE MATRIX ASPHALT (SMA) FOR AIRFIELD PAVING | 02/19 | ASTM INTERNATIONAL | ASTM | ASTM C566 | Standard Test Method for Total Evaporable Moisture Content of Aggregate by Drying | 2013
13204 | 32 12 15.16 | STONE MATRIX ASPHALT (SMA) FOR AIRFIELD PAVING | 02/19 | ASTM INTERNATIONAL | ASTM | ASTM C612 | Standard Specification for Mineral Fiber Block and Board Thermal Insulation | 2014; R 2019
13205 | 32 12 15.16 | STONE MATRIX ASPHALT (SMA) FOR AIRFIELD PAVING | 02/19 | ASTM INTERNATIONAL | ASTM | ASTM D75/D75M | Standard Practice for Sampling Aggregates | 2019
13206 | 32 12 15.16 | STONE MATRIX ASPHALT (SMA) FOR AIRFIELD PAVING | 02/19 | ASTM INTERNATIONAL | ASTM | ASTM D140/D140M | Standard Practice for Sampling Asphalt Materials | 2016
13207 | 32 12 15.16 | STONE MATRIX ASPHALT (SMA) FOR AIRFIELD PAVING | 02/19 | ASTM INTERNATIONAL | ASTM | ASTM D242/D242M | Mineral Filler for Bituminous Paving Mixtures | 2009; R 2014
13208 | 32 12 15.16 | STONE MATRIX ASPHALT (SMA) FOR AIRFIELD PAVING | 02/19 | ASTM INTERNATIONAL | ASTM | ASTM D946/D946M | Standard Specification for Penetration-Graded Asphalt Cement for Use in Pavement Construction | 2020
13209 | 32 12 15.16 | STONE MATRIX ASPHALT (SMA) FOR AIRFIELD PAVING | 02/19 | ASTM INTERNATIONAL | ASTM | ASTM D979/D979M | Sampling Bituminous Paving Mixtures | 2015
13210 | 32 12 15.16 | STONE MATRIX ASPHALT (SMA) FOR AIRFIELD PAVING | 02/19 | ASTM INTERNATIONAL | ASTM | ASTM D1461 | Standard Test Method for Moisture or Volatile Distillates in Asphalt Mixtures | 2017
13211 | 32 12 15.16 | STONE MATRIX ASPHALT (SMA) FOR AIRFIELD PAVING | 02/19 | ASTM INTERNATIONAL | ASTM | ASTM D2041/D2041M | Theoretical Maximum Specific Gravity and Density of Bituminous Paving Mixtures | 2011
13212 | 32 12 15.16 | STONE MATRIX ASPHALT (SMA) FOR AIRFIELD PAVING | 02/19 | ASTM INTERNATIONAL | ASTM | ASTM D2172/D2172M | Standard Test Methods for Quantitative Extraction of Asphalt Binder from Asphalt Mixtures | 2017; E 2018
13213 | 32 12 15.16 | STONE MATRIX ASPHALT (SMA) FOR AIRFIELD PAVING | 02/19 | ASTM INTERNATIONAL | ASTM | ASTM D2419 | Sand Equivalent Value of Soils and Fine Aggregate | 2014
13214 | 32 12 15.16 | STONE MATRIX ASPHALT (SMA) FOR AIRFIELD PAVING | 02/19 | ASTM INTERNATIONAL | ASTM | ASTM D2489/D2489M | Standard Test Method for Estimating Degree of Particle Coating of Asphalt Mixtures | 2016
13215 | 32 12 15.16 | STONE MATRIX ASPHALT (SMA) FOR AIRFIELD PAVING | 02/19 | ASTM INTERNATIONAL | ASTM | ASTM D2726/D2726M | Standard Test Method for Bulk Specific Gravity and Density of Non-Absorptive Compacted Bituminous Mixtures | 2019
13216 | 32 12 15.16 | STONE MATRIX ASPHALT (SMA) FOR AIRFIELD PAVING | 02/19 | ASTM INTERNATIONAL | ASTM | ASTM D3203/D3203M | Standard Test Method for Percent Air Voids in Compacted Asphalt Mixtures | 2017
13217 | 32 12 15.16 | STONE MATRIX ASPHALT (SMA) FOR AIRFIELD PAVING | 02/19 | ASTM INTERNATIONAL | ASTM | ASTM D3665 | Standard Practice for Random Sampling of Construction Materials | 2012; R 2017
13218 | 32 12 15.16 | STONE MATRIX ASPHALT (SMA) FOR AIRFIELD PAVING | 02/19 | ASTM INTERNATIONAL | ASTM | ASTM D3666 | Standard Specification for Minimum Requirements for Agencies Testing and Inspecting Road and Paving Materials | 2016
13219 | 32 12 15.16 | STONE MATRIX ASPHALT (SMA) FOR AIRFIELD PAVING | 02/19 | ASTM INTERNATIONAL | ASTM | ASTM D4125/D4125M | Asphalt Content of Bituminous Mixtures by the Nuclear Method | 2010
13220 | 32 12 15.16 | STONE MATRIX ASPHALT (SMA) FOR AIRFIELD PAVING | 02/19 | ASTM INTERNATIONAL | ASTM | ASTM D4791 | Flat Particles, Elongated Particles, or Flat and Elongated Particles in Coarse Aggregate | 2019
13221 | 32 12 15.16 | STONE MATRIX ASPHALT (SMA) FOR AIRFIELD PAVING | 02/19 | ASTM INTERNATIONAL | ASTM | ASTM D4867/D4867M | Effect of Moisture on Asphalt Concrete Paving Mixtures | 2009; R 2014
13222 | 32 12 15.16 | STONE MATRIX ASPHALT (SMA) FOR AIRFIELD PAVING | 02/19 | ASTM INTERNATIONAL | ASTM | ASTM D5444 | Mechanical Size Analysis of Extracted Aggregate | 2015
13223 | 32 12 15.16 | STONE MATRIX ASPHALT (SMA) FOR AIRFIELD PAVING | 02/19 | ASTM INTERNATIONAL | ASTM | ASTM D5821 | Standard Test Method for Determining the Percentage of Fractured Particles in Coarse Aggregate | 2013; R 2017
13224 | 32 12 15.16 | STONE MATRIX ASPHALT (SMA) FOR AIRFIELD PAVING | 02/19 | ASTM INTERNATIONAL | ASTM | ASTM D6307 | Standard Test Method for Asphalt Content of Asphalt Mixture by Ignition Method | 2019
13225 | 32 12 15.16 | STONE MATRIX ASPHALT (SMA) FOR AIRFIELD PAVING | 02/19 | ASTM INTERNATIONAL | ASTM | ASTM D6373 | Standard Specification for Performance Graded Asphalt Binder | 2023
13226 | 32 12 15.16 | STONE MATRIX ASPHALT (SMA) FOR AIRFIELD PAVING | 02/19 | ASTM INTERNATIONAL | ASTM | ASTM D6390 | Standard Test Method for Determination of Draindown Characteristics in Uncompacted Asphalt Mixtures | 2011; R 2017
13227 | 32 12 15.16 | STONE MATRIX ASPHALT (SMA) FOR AIRFIELD PAVING | 02/19 | ASTM INTERNATIONAL | ASTM | ASTM D6925 | Standard Test Method for Preparation and Determination of the Relative Density of Hot Mix Asphalt (HMA) Specimens by Means of the Superpave Gyratory Compactor | 2014
13228 | 32 12 15.16 | STONE MATRIX ASPHALT (SMA) FOR AIRFIELD PAVING | 02/19 | ASTM INTERNATIONAL | ASTM | ASTM D6926 | Standard Practice for Preparation of Asphalt Mixture Specimens Using Marshall Apparatus | 2020
13229 | 32 12 15.16 | STONE MATRIX ASPHALT (SMA) FOR AIRFIELD PAVING | 02/19 | ASTM INTERNATIONAL | ASTM | ASTM D6927 | Standard Test Method for Marshall Stability and Flow of Bituminous Mixtures | 2015
13230 | 32 12 15.16 | STONE MATRIX ASPHALT (SMA) FOR AIRFIELD PAVING | 02/19 | ASTM INTERNATIONAL | ASTM | ASTM E1274 | ; R 2024 Standard Test Method for Measuring Pavement Roughness Using a Profilograph | 2018
13231 | 32 12 16.16 | ROAD-MIX ASPHALT PAVING | 11/20 | AMERICAN ASSOCIATION OF STATE HIGHWAY AND TRANSPORTATION OFFICIALS | AASHTO | AASHTO M 156 | Standard Specification for Requirements for Mixing Plants for Hot-Mixed, Hot-Laid Bituminous Paving Mixtures | 2013; R 2017
13232 | 32 12 16.16 | ROAD-MIX ASPHALT PAVING | 11/20 | AMERICAN ASSOCIATION OF STATE HIGHWAY AND TRANSPORTATION OFFICIALS | AASHTO | AASHTO T 304 | Standard Method of Test for Uncompacted Void Content of Fine Aggregate | 2011; R 2015
13233 | 32 12 16.16 | ROAD-MIX ASPHALT PAVING | 11/20 | AMERICAN ASSOCIATION OF STATE HIGHWAY AND TRANSPORTATION OFFICIALS | AASHTO | AASHTO T 329 | Standard Test Method for Moisture Content of Hot Mix Asphalt (HMA) by Oven Method | 2015
13234 | 32 12 16.16 | ROAD-MIX ASPHALT PAVING | 11/20 | ASPHALT INSTITUTE | AI | AI MS-2 | Asphalt Mix Design Methods | 2015
13235 | 32 12 16.16 | ROAD-MIX ASPHALT PAVING | 11/20 | ASTM INTERNATIONAL | ASTM | ASTM C29/C29M | Standard Test Method for Bulk Density ("Unit Weight") and Voids in Aggregate | 2023
13236 | 32 12 16.16 | ROAD-MIX ASPHALT PAVING | 11/20 | ASTM INTERNATIONAL | ASTM | ASTM C88 | Standard Test Method for Soundness of Aggregates by Use of Sodium Sulfate or Magnesium Sulfate | 2018
13237 | 32 12 16.16 | ROAD-MIX ASPHALT PAVING | 11/20 | ASTM INTERNATIONAL | ASTM | ASTM C117 | Standard Test Method for Materials Finer than 75-um (No. 200) Sieve in Mineral Aggregates by Washing | 2023
13238 | 32 12 16.16 | ROAD-MIX ASPHALT PAVING | 11/20 | ASTM INTERNATIONAL | ASTM | ASTM C127 | Standard Test Method for Density, Relative Density (Specific Gravity), and Absorption of Coarse Aggregate | 2015
13239 | 32 12 16.16 | ROAD-MIX ASPHALT PAVING | 11/20 | ASTM INTERNATIONAL | ASTM | ASTM C128 | Standard Test Method for Density, Relative Density (Specific Gravity), and Absorption of Fine Aggregate | 2022
13240 | 32 12 16.16 | ROAD-MIX ASPHALT PAVING | 11/20 | ASTM INTERNATIONAL | ASTM | ASTM C131/C131M | Standard Test Method for Resistance to Degradation of Small-Size Coarse Aggregate by Abrasion and Impact in the Los Angeles Machine | 2020
13241 | 32 12 16.16 | ROAD-MIX ASPHALT PAVING | 11/20 | ASTM INTERNATIONAL | ASTM | ASTM C136/C136M | Standard Test Method for Sieve Analysis of Fine and Coarse Aggregates | 2019
13242 | 32 12 16.16 | ROAD-MIX ASPHALT PAVING | 11/20 | ASTM INTERNATIONAL | ASTM | ASTM C142/C142M | Standard Test Method for Clay Lumps and Friable Particles in Aggregates | 2017; R 2023
13243 | 32 12 16.16 | ROAD-MIX ASPHALT PAVING | 11/20 | ASTM INTERNATIONAL | ASTM | ASTM C566 | Standard Test Method for Total Evaporable Moisture Content of Aggregate by Drying | 2013
13244 | 32 12 16.16 | ROAD-MIX ASPHALT PAVING | 11/20 | ASTM INTERNATIONAL | ASTM | ASTM D75/D75M | Standard Practice for Sampling Aggregates | 2019
13245 | 32 12 16.16 | ROAD-MIX ASPHALT PAVING | 11/20 | ASTM INTERNATIONAL | ASTM | ASTM D140/D140M | Standard Practice for Sampling Asphalt Materials | 2016
13246 | 32 12 16.16 | ROAD-MIX ASPHALT PAVING | 11/20 | ASTM INTERNATIONAL | ASTM | ASTM D242/D242M | Mineral Filler for Bituminous Paving Mixtures | 2009; R 2014
13247 | 32 12 16.16 | ROAD-MIX ASPHALT PAVING | 11/20 | ASTM INTERNATIONAL | ASTM | ASTM D946/D946M | Standard Specification for Penetration-Graded Asphalt Cement for Use in Pavement Construction | 2020
13248 | 32 12 16.16 | ROAD-MIX ASPHALT PAVING | 11/20 | ASTM INTERNATIONAL | ASTM | ASTM D979/D979M | Sampling Bituminous Paving Mixtures | 2015
13249 | 32 12 16.16 | ROAD-MIX ASPHALT PAVING | 11/20 | ASTM INTERNATIONAL | ASTM | ASTM D2041/D2041M | Theoretical Maximum Specific Gravity and Density of Bituminous Paving Mixtures | 2011
13250 | 32 12 16.16 | ROAD-MIX ASPHALT PAVING | 11/20 | ASTM INTERNATIONAL | ASTM | ASTM D2172/D2172M | Standard Test Methods for Quantitative Extraction of Asphalt Binder from Asphalt Mixtures | 2017; E 2018
13251 | 32 12 16.16 | ROAD-MIX ASPHALT PAVING | 11/20 | ASTM INTERNATIONAL | ASTM | ASTM D2419 | Sand Equivalent Value of Soils and Fine Aggregate | 2014
13252 | 32 12 16.16 | ROAD-MIX ASPHALT PAVING | 11/20 | ASTM INTERNATIONAL | ASTM | ASTM D2726/D2726M | Standard Test Method for Bulk Specific Gravity and Density of Non-Absorptive Compacted Bituminous Mixtures | 2019
13253 | 32 12 16.16 | ROAD-MIX ASPHALT PAVING | 11/20 | ASTM INTERNATIONAL | ASTM | ASTM D2872 | Standard Test Method for Effect of Heat and Air on a Moving Film of Asphalt (Rolling Thin-Film Oven Test) | 2019
13254 | 32 12 16.16 | ROAD-MIX ASPHALT PAVING | 11/20 | ASTM INTERNATIONAL | ASTM | ASTM D3203/D3203M | Standard Test Method for Percent Air Voids in Compacted Asphalt Mixtures | 2017
13255 | 32 12 16.16 | ROAD-MIX ASPHALT PAVING | 11/20 | ASTM INTERNATIONAL | ASTM | ASTM D3665 | Standard Practice for Random Sampling of Construction Materials | 2012; R 2017
13256 | 32 12 16.16 | ROAD-MIX ASPHALT PAVING | 11/20 | ASTM INTERNATIONAL | ASTM | ASTM D3666 | Standard Specification for Minimum Requirements for Agencies Testing and Inspecting Road and Paving Materials | 2016
13257 | 32 12 16.16 | ROAD-MIX ASPHALT PAVING | 11/20 | ASTM INTERNATIONAL | ASTM | ASTM D4791 | Flat Particles, Elongated Particles, or Flat and Elongated Particles in Coarse Aggregate | 2019
13258 | 32 12 16.16 | ROAD-MIX ASPHALT PAVING | 11/20 | ASTM INTERNATIONAL | ASTM | ASTM D4867/D4867M | Effect of Moisture on Asphalt Concrete Paving Mixtures | 2009; R 2014
13259 | 32 12 16.16 | ROAD-MIX ASPHALT PAVING | 11/20 | ASTM INTERNATIONAL | ASTM | ASTM D5361/D5361M | Standard Practice for Sampling Compacted Asphalt Mixtures for Laboratory Testing | 2016
13260 | 32 12 16.16 | ROAD-MIX ASPHALT PAVING | 11/20 | ASTM INTERNATIONAL | ASTM | ASTM D5444 | Mechanical Size Analysis of Extracted Aggregate | 2015
13261 | 32 12 16.16 | ROAD-MIX ASPHALT PAVING | 11/20 | ASTM INTERNATIONAL | ASTM | ASTM D5821 | Standard Test Method for Determining the Percentage of Fractured Particles in Coarse Aggregate | 2013; R 2017
13262 | 32 12 16.16 | ROAD-MIX ASPHALT PAVING | 11/20 | ASTM INTERNATIONAL | ASTM | ASTM D6084/D6084M | Standard Test Method for Elastic Recovery of Asphalt Materials by Ductilometer | 2018
13263 | 32 12 16.16 | ROAD-MIX ASPHALT PAVING | 11/20 | ASTM INTERNATIONAL | ASTM | ASTM D6307 | Standard Test Method for Asphalt Content of Asphalt Mixture by Ignition Method | 2019
13264 | 32 12 16.16 | ROAD-MIX ASPHALT PAVING | 11/20 | ASTM INTERNATIONAL | ASTM | ASTM D6373 | Standard Specification for Performance Graded Asphalt Binder | 2023
13265 | 32 12 16.16 | ROAD-MIX ASPHALT PAVING | 11/20 | ASTM INTERNATIONAL | ASTM | ASTM D6925 | Standard Test Method for Preparation and Determination of the Relative Density of Hot Mix Asphalt (HMA) Specimens by Means of the Superpave Gyratory Compactor | 2014
13266 | 32 12 16.16 | ROAD-MIX ASPHALT PAVING | 11/20 | ASTM INTERNATIONAL | ASTM | ASTM D6926 | Standard Practice for Preparation of Asphalt Mixture Specimens Using Marshall Apparatus | 2020
13267 | 32 12 16.16 | ROAD-MIX ASPHALT PAVING | 11/20 | ASTM INTERNATIONAL | ASTM | ASTM D6927 | Standard Test Method for Marshall Stability and Flow of Bituminous Mixtures | 2015
13268 | 32 12 16.16 | ROAD-MIX ASPHALT PAVING | 11/20 | ASTM INTERNATIONAL | ASTM | ASTM D7405 | Standard Test Method for Multiple Stress Creep and Recovery (MSCR) of Asphalt Binder Using a Dynamic Shear Rheometer | 2020
13269 | 32 12 16.16 | ROAD-MIX ASPHALT PAVING | 11/20 | ASTM INTERNATIONAL | ASTM | ASTM D8239 | Standard Specification for Performance-Graded Asphalt Binder Using the Multiple Stress Creep and Recovery (MSCR) Test | 2018
13270 | 32 12 16.16 | ROAD-MIX ASPHALT PAVING | 11/20 | ASTM INTERNATIONAL | ASTM | ASTM E1274 | ; R 2024 Standard Test Method for Measuring Pavement Roughness Using a Profilograph | 2018
13271 | 32 12 16.19 | COLD-MIX ASPHALT PAVING | 11/19 | AMERICAN ASSOCIATION OF STATE HIGHWAY AND TRANSPORTATION OFFICIALS | AASHTO | AASHTO M 81 | Standard Specification for Cutback Asphalt (Rapid-Curing Type) | 1992; R 2017
13272 | 32 12 16.19 | COLD-MIX ASPHALT PAVING | 11/19 | AMERICAN ASSOCIATION OF STATE HIGHWAY AND TRANSPORTATION OFFICIALS | AASHTO | AASHTO M 226 | Standard Specification for Viscosity-Graded Asphalt Cement | 1980; R 2017
13273 | 32 12 16.19 | COLD-MIX ASPHALT PAVING | 11/19 | AMERICAN ASSOCIATION OF STATE HIGHWAY AND TRANSPORTATION OFFICIALS | AASHTO | AASHTO R 66 | Standard Practice for Sampling Asphalt Materials | 2016
13274 | 32 12 16.19 | COLD-MIX ASPHALT PAVING | 11/19 | AMERICAN ASSOCIATION OF STATE HIGHWAY AND TRANSPORTATION OFFICIALS | AASHTO | AASHTO T 326 | Standard Method of Test for Uncompacted Void Content of Coarse Aggregate (As Influenced by Particle Shape, Surface Texture, and Grading) | 2005; R 2013
13275 | 32 12 16.19 | COLD-MIX ASPHALT PAVING | 11/19 | ASTM INTERNATIONAL | ASTM | ASTM C29/C29M | Standard Test Method for Bulk Density ("Unit Weight") and Voids in Aggregate | 2023
13276 | 32 12 16.19 | COLD-MIX ASPHALT PAVING | 11/19 | ASTM INTERNATIONAL | ASTM | ASTM C88 | Standard Test Method for Soundness of Aggregates by Use of Sodium Sulfate or Magnesium Sulfate | 2018
13277 | 32 12 16.19 | COLD-MIX ASPHALT PAVING | 11/19 | ASTM INTERNATIONAL | ASTM | ASTM C117 | Standard Test Method for Materials Finer than 75-um (No. 200) Sieve in Mineral Aggregates by Washing | 2023
13278 | 32 12 16.19 | COLD-MIX ASPHALT PAVING | 11/19 | ASTM INTERNATIONAL | ASTM | ASTM C131/C131M | Standard Test Method for Resistance to Degradation of Small-Size Coarse Aggregate by Abrasion and Impact in the Los Angeles Machine | 2020
13279 | 32 12 16.19 | COLD-MIX ASPHALT PAVING | 11/19 | ASTM INTERNATIONAL | ASTM | ASTM C136/C136M | Standard Test Method for Sieve Analysis of Fine and Coarse Aggregates | 2019
13280 | 32 12 16.19 | COLD-MIX ASPHALT PAVING | 11/19 | ASTM INTERNATIONAL | ASTM | ASTM C183/C183M | Standard Practice for Sampling and the Amount of Testing of Hydraulic Cement | 2022
13281 | 32 12 16.19 | COLD-MIX ASPHALT PAVING | 11/19 | ASTM INTERNATIONAL | ASTM | ASTM C1602/C1602M | Standard Specification for Mixing Water Used in Production of Hydraulic Cement Concrete | 2022
13282 | 32 12 16.19 | COLD-MIX ASPHALT PAVING | 11/19 | ASTM INTERNATIONAL | ASTM | ASTM D75/D75M | Standard Practice for Sampling Aggregates | 2019
13283 | 32 12 16.19 | COLD-MIX ASPHALT PAVING | 11/19 | ASTM INTERNATIONAL | ASTM | ASTM D140/D140M | Standard Practice for Sampling Asphalt Materials | 2016
13284 | 32 12 16.19 | COLD-MIX ASPHALT PAVING | 11/19 | ASTM INTERNATIONAL | ASTM | ASTM D242/D242M | Mineral Filler for Bituminous Paving Mixtures | 2009; R 2014
13285 | 32 12 16.19 | COLD-MIX ASPHALT PAVING | 11/19 | ASTM INTERNATIONAL | ASTM | ASTM D692/D692M | Standard Specification for Coarse Aggregate for Bituminous Paving Mixtures | 2020
13286 | 32 12 16.19 | COLD-MIX ASPHALT PAVING | 11/19 | ASTM INTERNATIONAL | ASTM | ASTM D946/D946M | Standard Specification for Penetration-Graded Asphalt Cement for Use in Pavement Construction | 2020
13287 | 32 12 16.19 | COLD-MIX ASPHALT PAVING | 11/19 | ASTM INTERNATIONAL | ASTM | ASTM D977 | Standard Specification for Emulsified Asphalt | 2020
13288 | 32 12 16.19 | COLD-MIX ASPHALT PAVING | 11/19 | ASTM INTERNATIONAL | ASTM | ASTM D979/D979M | Sampling Bituminous Paving Mixtures | 2015
13289 | 32 12 16.19 | COLD-MIX ASPHALT PAVING | 11/19 | ASTM INTERNATIONAL | ASTM | ASTM D1073 | Fine Aggregate for Bituminous Paving Mixtures | 2016
13290 | 32 12 16.19 | COLD-MIX ASPHALT PAVING | 11/19 | ASTM INTERNATIONAL | ASTM | ASTM D1461 | Standard Test Method for Moisture or Volatile Distillates in Asphalt Mixtures | 2017
13291 | 32 12 16.19 | COLD-MIX ASPHALT PAVING | 11/19 | ASTM INTERNATIONAL | ASTM | ASTM D2027/D2027M | Cutback Asphalt (Medium-Curing Type) | 2019
13292 | 32 12 16.19 | COLD-MIX ASPHALT PAVING | 11/19 | ASTM INTERNATIONAL | ASTM | ASTM D2028/D2028M | Cutback Asphalt (Rapid-Curing Type) | 2015; R 2021
13293 | 32 12 16.19 | COLD-MIX ASPHALT PAVING | 11/19 | ASTM INTERNATIONAL | ASTM | ASTM D2041/D2041M | Theoretical Maximum Specific Gravity and Density of Bituminous Paving Mixtures | 2011
13294 | 32 12 16.19 | COLD-MIX ASPHALT PAVING | 11/19 | ASTM INTERNATIONAL | ASTM | ASTM D2172/D2172M | Standard Test Methods for Quantitative Extraction of Asphalt Binder from Asphalt Mixtures | 2017; E 2018
13295 | 32 12 16.19 | COLD-MIX ASPHALT PAVING | 11/19 | ASTM INTERNATIONAL | ASTM | ASTM D2397/D2397M | Standard Specification for Cationic Emulsified Asphalt | 2020
13296 | 32 12 16.19 | COLD-MIX ASPHALT PAVING | 11/19 | ASTM INTERNATIONAL | ASTM | ASTM D2489/D2489M | Standard Test Method for Estimating Degree of Particle Coating of Asphalt Mixtures | 2016
13297 | 32 12 16.19 | COLD-MIX ASPHALT PAVING | 11/19 | ASTM INTERNATIONAL | ASTM | ASTM D2950/D2950M | Density of Bituminous Concrete in Place by Nuclear Methods | 2014
13298 | 32 12 16.19 | COLD-MIX ASPHALT PAVING | 11/19 | ASTM INTERNATIONAL | ASTM | ASTM D3381/D3381M | Standard Specification for Viscosity-Graded Asphalt Binder for Use in Pavement Construction | 2018
13299 | 32 12 16.19 | COLD-MIX ASPHALT PAVING | 11/19 | ASTM INTERNATIONAL | ASTM | ASTM D3625/D3625M | Standard Practice for Effect of Water on Bituminous-Coated Aggregate Using Boiling Water | 2012
13300 | 32 12 16.19 | COLD-MIX ASPHALT PAVING | 11/19 | ASTM INTERNATIONAL | ASTM | ASTM D3628 | Standard Practice for Selection and Use of Emulsified Asphalts | 2015; R 2021
13301 | 32 12 16.19 | COLD-MIX ASPHALT PAVING | 11/19 | ASTM INTERNATIONAL | ASTM | ASTM D4215 | Standard Specification for Cold-Mixed, Cold-Laid Bituminous Paving Mixtures | 2007; R 2013
13302 | 32 12 16.19 | COLD-MIX ASPHALT PAVING | 11/19 | ASTM INTERNATIONAL | ASTM | ASTM D4791 | Flat Particles, Elongated Particles, or Flat and Elongated Particles in Coarse Aggregate | 2019
13303 | 32 12 16.19 | COLD-MIX ASPHALT PAVING | 11/19 | ASTM INTERNATIONAL | ASTM | ASTM D5404/D5404M | Standard Practice for Recovery of Asphalt from Solution Using the Rotary Evaporator | 2012; R 2017
13304 | 32 12 16.19 | COLD-MIX ASPHALT PAVING | 11/19 | ASTM INTERNATIONAL | ASTM | ASTM D5821 | Standard Test Method for Determining the Percentage of Fractured Particles in Coarse Aggregate | 2013; R 2017
13305 | 32 12 16.19 | COLD-MIX ASPHALT PAVING | 11/19 | ASTM INTERNATIONAL | ASTM | ASTM D6307 | Standard Test Method for Asphalt Content of Asphalt Mixture by Ignition Method | 2019
13306 | 32 12 16.19 | COLD-MIX ASPHALT PAVING | 11/19 | ASTM INTERNATIONAL | ASTM | ASTM D6925 | Standard Test Method for Preparation and Determination of the Relative Density of Hot Mix Asphalt (HMA) Specimens by Means of the Superpave Gyratory Compactor | 2014
13307 | 32 12 16.19 | COLD-MIX ASPHALT PAVING | 11/19 | ASTM INTERNATIONAL | ASTM | ASTM D6926 | Standard Practice for Preparation of Asphalt Mixture Specimens Using Marshall Apparatus | 2020
13308 | 32 12 16.19 | COLD-MIX ASPHALT PAVING | 11/19 | ASTM INTERNATIONAL | ASTM | ASTM D7175 | Standard Test Method for Determining the Rheological Properties of Asphalt Binder Using a Dynamic Shear Rheometer | 2015
13309 | 32 12 17.19 | FUEL RESISTANT ASPHALT PAVING FOR AIRFIELDS - SURFACE COURSE | 11/20 | AMERICAN ASSOCIATION OF STATE HIGHWAY AND TRANSPORTATION OFFICIALS | AASHTO | AASHTO M 156 | Standard Specification for Requirements for Mixing Plants for Hot-Mixed, Hot-Laid Bituminous Paving Mixtures | 2013; R 2017
13310 | 32 12 17.19 | FUEL RESISTANT ASPHALT PAVING FOR AIRFIELDS - SURFACE COURSE | 11/20 | AMERICAN ASSOCIATION OF STATE HIGHWAY AND TRANSPORTATION OFFICIALS | AASHTO | AASHTO R 30 | Standard Practice for Mixture Conditioning of Hot Mix Asphalt (HMA) | 2002; R 2019
13311 | 32 12 17.19 | FUEL RESISTANT ASPHALT PAVING FOR AIRFIELDS - SURFACE COURSE | 11/20 | ASPHALT INSTITUTE | AI | AI MS-2 | Asphalt Mix Design Methods | 2015
13312 | 32 12 17.19 | FUEL RESISTANT ASPHALT PAVING FOR AIRFIELDS - SURFACE COURSE | 11/20 | ASTM INTERNATIONAL | ASTM | ASTM C29/C29M | Standard Test Method for Bulk Density ("Unit Weight") and Voids in Aggregate | 2023
13313 | 32 12 17.19 | FUEL RESISTANT ASPHALT PAVING FOR AIRFIELDS - SURFACE COURSE | 11/20 | ASTM INTERNATIONAL | ASTM | ASTM C88 | Standard Test Method for Soundness of Aggregates by Use of Sodium Sulfate or Magnesium Sulfate | 2018
13314 | 32 12 17.19 | FUEL RESISTANT ASPHALT PAVING FOR AIRFIELDS - SURFACE COURSE | 11/20 | ASTM INTERNATIONAL | ASTM | ASTM C117 | Standard Test Method for Materials Finer than 75-um (No. 200) Sieve in Mineral Aggregates by Washing | 2023
13315 | 32 12 17.19 | FUEL RESISTANT ASPHALT PAVING FOR AIRFIELDS - SURFACE COURSE | 11/20 | ASTM INTERNATIONAL | ASTM | ASTM C127 | Standard Test Method for Density, Relative Density (Specific Gravity), and Absorption of Coarse Aggregate | 2015
13316 | 32 12 17.19 | FUEL RESISTANT ASPHALT PAVING FOR AIRFIELDS - SURFACE COURSE | 11/20 | ASTM INTERNATIONAL | ASTM | ASTM C128 | Standard Test Method for Density, Relative Density (Specific Gravity), and Absorption of Fine Aggregate | 2022
13317 | 32 12 17.19 | FUEL RESISTANT ASPHALT PAVING FOR AIRFIELDS - SURFACE COURSE | 11/20 | ASTM INTERNATIONAL | ASTM | ASTM C131/C131M | Standard Test Method for Resistance to Degradation of Small-Size Coarse Aggregate by Abrasion and Impact in the Los Angeles Machine | 2020
13318 | 32 12 17.19 | FUEL RESISTANT ASPHALT PAVING FOR AIRFIELDS - SURFACE COURSE | 11/20 | ASTM INTERNATIONAL | ASTM | ASTM C136/C136M | Standard Test Method for Sieve Analysis of Fine and Coarse Aggregates | 2019
13319 | 32 12 17.19 | FUEL RESISTANT ASPHALT PAVING FOR AIRFIELDS - SURFACE COURSE | 11/20 | ASTM INTERNATIONAL | ASTM | ASTM C142/C142M | Standard Test Method for Clay Lumps and Friable Particles in Aggregates | 2017; R 2023
13320 | 32 12 17.19 | FUEL RESISTANT ASPHALT PAVING FOR AIRFIELDS - SURFACE COURSE | 11/20 | ASTM INTERNATIONAL | ASTM | ASTM C566 | Standard Test Method for Total Evaporable Moisture Content of Aggregate by Drying | 2013
13321 | 32 12 17.19 | FUEL RESISTANT ASPHALT PAVING FOR AIRFIELDS - SURFACE COURSE | 11/20 | ASTM INTERNATIONAL | ASTM | ASTM C1252 | Standard Test Methods for Uncompacted Void Content of Fine Aggregate (as Influenced by Particle Shape, Surface Texture, and Grading) | 2017
13322 | 32 12 17.19 | FUEL RESISTANT ASPHALT PAVING FOR AIRFIELDS - SURFACE COURSE | 11/20 | ASTM INTERNATIONAL | ASTM | ASTM D36/D36M | Standard Test Method for Softening Point of Bitumen (Ring-and-Ball Apparatus) | 2014; R 2020
13323 | 32 12 17.19 | FUEL RESISTANT ASPHALT PAVING FOR AIRFIELDS - SURFACE COURSE | 11/20 | ASTM INTERNATIONAL | ASTM | ASTM D75/D75M | Standard Practice for Sampling Aggregates | 2019
13324 | 32 12 17.19 | FUEL RESISTANT ASPHALT PAVING FOR AIRFIELDS - SURFACE COURSE | 11/20 | ASTM INTERNATIONAL | ASTM | ASTM D140/D140M | Standard Practice for Sampling Asphalt Materials | 2016
13325 | 32 12 17.19 | FUEL RESISTANT ASPHALT PAVING FOR AIRFIELDS - SURFACE COURSE | 11/20 | ASTM INTERNATIONAL | ASTM | ASTM D242/D242M | Mineral Filler for Bituminous Paving Mixtures | 2009; R 2014
13326 | 32 12 17.19 | FUEL RESISTANT ASPHALT PAVING FOR AIRFIELDS - SURFACE COURSE | 11/20 | ASTM INTERNATIONAL | ASTM | ASTM D979/D979M | Sampling Bituminous Paving Mixtures | 2015
13327 | 32 12 17.19 | FUEL RESISTANT ASPHALT PAVING FOR AIRFIELDS - SURFACE COURSE | 11/20 | ASTM INTERNATIONAL | ASTM | ASTM D1461 | Standard Test Method for Moisture or Volatile Distillates in Asphalt Mixtures | 2017
13328 | 32 12 17.19 | FUEL RESISTANT ASPHALT PAVING FOR AIRFIELDS - SURFACE COURSE | 11/20 | ASTM INTERNATIONAL | ASTM | ASTM D2041/D2041M | Theoretical Maximum Specific Gravity and Density of Bituminous Paving Mixtures | 2011
13329 | 32 12 17.19 | FUEL RESISTANT ASPHALT PAVING FOR AIRFIELDS - SURFACE COURSE | 11/20 | ASTM INTERNATIONAL | ASTM | ASTM D2172/D2172M | Standard Test Methods for Quantitative Extraction of Asphalt Binder from Asphalt Mixtures | 2017; E 2018
13330 | 32 12 17.19 | FUEL RESISTANT ASPHALT PAVING FOR AIRFIELDS - SURFACE COURSE | 11/20 | ASTM INTERNATIONAL | ASTM | ASTM D2419 | Sand Equivalent Value of Soils and Fine Aggregate | 2014
13331 | 32 12 17.19 | FUEL RESISTANT ASPHALT PAVING FOR AIRFIELDS - SURFACE COURSE | 11/20 | ASTM INTERNATIONAL | ASTM | ASTM D2489/D2489M | Standard Test Method for Estimating Degree of Particle Coating of Asphalt Mixtures | 2016
13332 | 32 12 17.19 | FUEL RESISTANT ASPHALT PAVING FOR AIRFIELDS - SURFACE COURSE | 11/20 | ASTM INTERNATIONAL | ASTM | ASTM D2726/D2726M | Standard Test Method for Bulk Specific Gravity and Density of Non-Absorptive Compacted Bituminous Mixtures | 2019
13333 | 32 12 17.19 | FUEL RESISTANT ASPHALT PAVING FOR AIRFIELDS - SURFACE COURSE | 11/20 | ASTM INTERNATIONAL | ASTM | ASTM D3203/D3203M | Standard Test Method for Percent Air Voids in Compacted Asphalt Mixtures | 2017
13334 | 32 12 17.19 | FUEL RESISTANT ASPHALT PAVING FOR AIRFIELDS - SURFACE COURSE | 11/20 | ASTM INTERNATIONAL | ASTM | ASTM D3665 | Standard Practice for Random Sampling of Construction Materials | 2012; R 2017
13335 | 32 12 17.19 | FUEL RESISTANT ASPHALT PAVING FOR AIRFIELDS - SURFACE COURSE | 11/20 | ASTM INTERNATIONAL | ASTM | ASTM D3666 | Standard Specification for Minimum Requirements for Agencies Testing and Inspecting Road and Paving Materials | 2016
13336 | 32 12 17.19 | FUEL RESISTANT ASPHALT PAVING FOR AIRFIELDS - SURFACE COURSE | 11/20 | ASTM INTERNATIONAL | ASTM | ASTM D3699 | Standard Specification for Kerosene | 2019
13337 | 32 12 17.19 | FUEL RESISTANT ASPHALT PAVING FOR AIRFIELDS - SURFACE COURSE | 11/20 | ASTM INTERNATIONAL | ASTM | ASTM D4125/D4125M | Asphalt Content of Bituminous Mixtures by the Nuclear Method | 2010
13338 | 32 12 17.19 | FUEL RESISTANT ASPHALT PAVING FOR AIRFIELDS - SURFACE COURSE | 11/20 | ASTM INTERNATIONAL | ASTM | ASTM D4791 | Flat Particles, Elongated Particles, or Flat and Elongated Particles in Coarse Aggregate | 2019
13339 | 32 12 17.19 | FUEL RESISTANT ASPHALT PAVING FOR AIRFIELDS - SURFACE COURSE | 11/20 | ASTM INTERNATIONAL | ASTM | ASTM D4867/D4867M | Effect of Moisture on Asphalt Concrete Paving Mixtures | 2009; R 2014
13340 | 32 12 17.19 | FUEL RESISTANT ASPHALT PAVING FOR AIRFIELDS - SURFACE COURSE | 11/20 | ASTM INTERNATIONAL | ASTM | ASTM D5361/D5361M | Standard Practice for Sampling Compacted Asphalt Mixtures for Laboratory Testing | 2016
13341 | 32 12 17.19 | FUEL RESISTANT ASPHALT PAVING FOR AIRFIELDS - SURFACE COURSE | 11/20 | ASTM INTERNATIONAL | ASTM | ASTM D5444 | Mechanical Size Analysis of Extracted Aggregate | 2015
13342 | 32 12 17.19 | FUEL RESISTANT ASPHALT PAVING FOR AIRFIELDS - SURFACE COURSE | 11/20 | ASTM INTERNATIONAL | ASTM | ASTM D5821 | Standard Test Method for Determining the Percentage of Fractured Particles in Coarse Aggregate | 2013; R 2017
13343 | 32 12 17.19 | FUEL RESISTANT ASPHALT PAVING FOR AIRFIELDS - SURFACE COURSE | 11/20 | ASTM INTERNATIONAL | ASTM | ASTM D6084/D6084M | Standard Test Method for Elastic Recovery of Asphalt Materials by Ductilometer | 2018
13344 | 32 12 17.19 | FUEL RESISTANT ASPHALT PAVING FOR AIRFIELDS - SURFACE COURSE | 11/20 | ASTM INTERNATIONAL | ASTM | ASTM D6307 | Standard Test Method for Asphalt Content of Asphalt Mixture by Ignition Method | 2019
13345 | 32 12 17.19 | FUEL RESISTANT ASPHALT PAVING FOR AIRFIELDS - SURFACE COURSE | 11/20 | ASTM INTERNATIONAL | ASTM | ASTM D6373 | Standard Specification for Performance Graded Asphalt Binder | 2023
13346 | 32 12 17.19 | FUEL RESISTANT ASPHALT PAVING FOR AIRFIELDS - SURFACE COURSE | 11/20 | ASTM INTERNATIONAL | ASTM | ASTM D6925 | Standard Test Method for Preparation and Determination of the Relative Density of Hot Mix Asphalt (HMA) Specimens by Means of the Superpave Gyratory Compactor | 2014
13347 | 32 12 17.19 | FUEL RESISTANT ASPHALT PAVING FOR AIRFIELDS - SURFACE COURSE | 11/20 | ASTM INTERNATIONAL | ASTM | ASTM D6926 | Standard Practice for Preparation of Asphalt Mixture Specimens Using Marshall Apparatus | 2020
13348 | 32 12 17.19 | FUEL RESISTANT ASPHALT PAVING FOR AIRFIELDS - SURFACE COURSE | 11/20 | ASTM INTERNATIONAL | ASTM | ASTM D6927 | Standard Test Method for Marshall Stability and Flow of Bituminous Mixtures | 2015
13349 | 32 12 17.19 | FUEL RESISTANT ASPHALT PAVING FOR AIRFIELDS - SURFACE COURSE | 11/20 | ASTM INTERNATIONAL | ASTM | ASTM D7173 | Standard Practice for Determining the Separation Tendency of Polymer from Polymer Modified Asphalt | 2020
13350 | 32 12 17.19 | FUEL RESISTANT ASPHALT PAVING FOR AIRFIELDS - SURFACE COURSE | 11/20 | ASTM INTERNATIONAL | ASTM | ASTM E1274 | ; R 2024 Standard Test Method for Measuring Pavement Roughness Using a Profilograph | 2018
13351 | 32 12 19.16 | RESIN-MODIFIED ASPHALT PAVING WEARING COURSES | 11/19 | AMERICAN ASSOCIATION OF STATE HIGHWAY AND TRANSPORTATION OFFICIALS | AASHTO | AASHTO M 156 | Standard Specification for Requirements for Mixing Plants for Hot-Mixed, Hot-Laid Bituminous Paving Mixtures | 2013; R 2017
13352 | 32 12 19.16 | RESIN-MODIFIED ASPHALT PAVING WEARING COURSES | 11/19 | AMERICAN ASSOCIATION OF STATE HIGHWAY AND TRANSPORTATION OFFICIALS | AASHTO | AASHTO M 320 | Standard Specification for Performance-Graded Asphalt Binder | 2017
13353 | 32 12 19.16 | RESIN-MODIFIED ASPHALT PAVING WEARING COURSES | 11/19 | ASTM INTERNATIONAL | ASTM | ASTM C88 | Standard Test Method for Soundness of Aggregates by Use of Sodium Sulfate or Magnesium Sulfate | 2018
13354 | 32 12 19.16 | RESIN-MODIFIED ASPHALT PAVING WEARING COURSES | 11/19 | ASTM INTERNATIONAL | ASTM | ASTM C127 | Standard Test Method for Density, Relative Density (Specific Gravity), and Absorption of Coarse Aggregate | 2015
13355 | 32 12 19.16 | RESIN-MODIFIED ASPHALT PAVING WEARING COURSES | 11/19 | ASTM INTERNATIONAL | ASTM | ASTM C128 | Standard Test Method for Density, Relative Density (Specific Gravity), and Absorption of Fine Aggregate | 2022
13356 | 32 12 19.16 | RESIN-MODIFIED ASPHALT PAVING WEARING COURSES | 11/19 | ASTM INTERNATIONAL | ASTM | ASTM C131/C131M | Standard Test Method for Resistance to Degradation of Small-Size Coarse Aggregate by Abrasion and Impact in the Los Angeles Machine | 2020
13357 | 32 12 19.16 | RESIN-MODIFIED ASPHALT PAVING WEARING COURSES | 11/19 | ASTM INTERNATIONAL | ASTM | ASTM C136/C136M | Standard Test Method for Sieve Analysis of Fine and Coarse Aggregates | 2019
13358 | 32 12 19.16 | RESIN-MODIFIED ASPHALT PAVING WEARING COURSES | 11/19 | ASTM INTERNATIONAL | ASTM | ASTM C150/C150M | Standard Specification for Portland Cement | 2022
13359 | 32 12 19.16 | RESIN-MODIFIED ASPHALT PAVING WEARING COURSES | 11/19 | ASTM INTERNATIONAL | ASTM | ASTM C309 | Standard Specification for Liquid Membrane-Forming Compounds for Curing Concrete | 2019
13360 | 32 12 19.16 | RESIN-MODIFIED ASPHALT PAVING WEARING COURSES | 11/19 | ASTM INTERNATIONAL | ASTM | ASTM C566 | Standard Test Method for Total Evaporable Moisture Content of Aggregate by Drying | 2013
13361 | 32 12 19.16 | RESIN-MODIFIED ASPHALT PAVING WEARING COURSES | 11/19 | ASTM INTERNATIONAL | ASTM | ASTM C618 | Standard Specification for Coal Fly Ash and Raw or Calcined Natural Pozzolan for Use in Concrete | 2023; E 2023
13362 | 32 12 19.16 | RESIN-MODIFIED ASPHALT PAVING WEARING COURSES | 11/19 | ASTM INTERNATIONAL | ASTM | ASTM D70 | Standard Test Method for Density of Semi-Solid Bituminous Materials (Pycnometer Method) | 2018a
13363 | 32 12 19.16 | RESIN-MODIFIED ASPHALT PAVING WEARING COURSES | 11/19 | ASTM INTERNATIONAL | ASTM | ASTM D75/D75M | Standard Practice for Sampling Aggregates | 2019
13364 | 32 12 19.16 | RESIN-MODIFIED ASPHALT PAVING WEARING COURSES | 11/19 | ASTM INTERNATIONAL | ASTM | ASTM D140/D140M | Standard Practice for Sampling Asphalt Materials | 2016
13365 | 32 12 19.16 | RESIN-MODIFIED ASPHALT PAVING WEARING COURSES | 11/19 | ASTM INTERNATIONAL | ASTM | ASTM D1461 | Standard Test Method for Moisture or Volatile Distillates in Asphalt Mixtures | 2017
13366 | 32 12 19.16 | RESIN-MODIFIED ASPHALT PAVING WEARING COURSES | 11/19 | ASTM INTERNATIONAL | ASTM | ASTM D2041/D2041M | Theoretical Maximum Specific Gravity and Density of Bituminous Paving Mixtures | 2011
13367 | 32 12 19.16 | RESIN-MODIFIED ASPHALT PAVING WEARING COURSES | 11/19 | ASTM INTERNATIONAL | ASTM | ASTM D2172/D2172M | Standard Test Methods for Quantitative Extraction of Asphalt Binder from Asphalt Mixtures | 2017; E 2018
13368 | 32 12 19.16 | RESIN-MODIFIED ASPHALT PAVING WEARING COURSES | 11/19 | ASTM INTERNATIONAL | ASTM | ASTM D2216 | Standard Test Methods for Laboratory Determination of Water (Moisture) Content of Soil and Rock by Mass | 2019
13369 | 32 12 19.16 | RESIN-MODIFIED ASPHALT PAVING WEARING COURSES | 11/19 | ASTM INTERNATIONAL | ASTM | ASTM D3381/D3381M | Standard Specification for Viscosity-Graded Asphalt Binder for Use in Pavement Construction | 2018
13370 | 32 12 19.16 | RESIN-MODIFIED ASPHALT PAVING WEARING COURSES | 11/19 | ASTM INTERNATIONAL | ASTM | ASTM D4125/D4125M | Asphalt Content of Bituminous Mixtures by the Nuclear Method | 2010
13371 | 32 12 19.16 | RESIN-MODIFIED ASPHALT PAVING WEARING COURSES | 11/19 | ASTM INTERNATIONAL | ASTM | ASTM D4791 | Flat Particles, Elongated Particles, or Flat and Elongated Particles in Coarse Aggregate | 2019
13372 | 32 12 19.16 | RESIN-MODIFIED ASPHALT PAVING WEARING COURSES | 11/19 | ASTM INTERNATIONAL | ASTM | ASTM D5444 | Mechanical Size Analysis of Extracted Aggregate | 2015
13373 | 32 12 19.16 | RESIN-MODIFIED ASPHALT PAVING WEARING COURSES | 11/19 | ASTM INTERNATIONAL | ASTM | ASTM D6307 | Standard Test Method for Asphalt Content of Asphalt Mixture by Ignition Method | 2019
13374 | 32 12 36.13 | BITUMINOUS FOG SEAL | 11/23 | ASTM INTERNATIONAL | ASTM | ASTM C136/C136M | Standard Test Method for Sieve Analysis of Fine and Coarse Aggregates | 2019
13375 | 32 12 36.13 | BITUMINOUS FOG SEAL | 11/23 | ASTM INTERNATIONAL | ASTM | ASTM D75/D75M | Standard Practice for Sampling Aggregates | 2019
13376 | 32 12 36.13 | BITUMINOUS FOG SEAL | 11/23 | ASTM INTERNATIONAL | ASTM | ASTM D140/D140M | Standard Practice for Sampling Asphalt Materials | 2016
13377 | 32 12 36.13 | BITUMINOUS FOG SEAL | 11/23 | ASTM INTERNATIONAL | ASTM | ASTM D977 | Standard Specification for Emulsified Asphalt | 2020
13378 | 32 12 36.13 | BITUMINOUS FOG SEAL | 11/23 | ASTM INTERNATIONAL | ASTM | ASTM D1250 | Standard Guide for Use of the Joint API and ASTM Adjunct for Temperature and Pressure Volume Correction Factors for Generalized Crude Oils, Refined Products, and Lubricating Oils: API MPMS Chapter 11.1 | 2019; E 2020
13379 | 32 12 36.13 | BITUMINOUS FOG SEAL | 11/23 | ASTM INTERNATIONAL | ASTM | ASTM D2397/D2397M | Standard Specification for Cationic Emulsified Asphalt | 2020
13380 | 32 12 36.13 | BITUMINOUS FOG SEAL | 11/23 | ASTM INTERNATIONAL | ASTM | ASTM D2995 | Determining Application Rate of Bituminous Distributors | 2023
13381 | 32 12 36.13 | BITUMINOUS FOG SEAL | 11/23 | NATIONAL INSTITUTE OF STANDARDS AND TECHNOLOGY | NIST | NIST HB 44 | Specifications, Tolerances, and Other Technical Requirements for Weighing and Measuring Devices | 2018
13382 | 32 12 36.13 | BITUMINOUS FOG SEAL | 11/23 | U.S. FEDERAL HIGHWAY ADMINISTRATION | FHWA | MUTCD | Manual on Uniform Traffic Control Devices | 2009; Rev 2012
13383 | 32 12 36.26 | POLYMER CONCRETE MICRO-OVERLAY (PCMO) FOR FUEL AND ABRASION RESISTANT WEARING SURFACES | 11/20 | AMERICAN CONCRETE INSTITUTE | ACI | ACI 201.1R | Guide for Conducting a Visual Inspection of Concrete in Service | 2008
13384 | 32 12 36.26 | POLYMER CONCRETE MICRO-OVERLAY (PCMO) FOR FUEL AND ABRASION RESISTANT WEARING SURFACES | 11/20 | ASTM INTERNATIONAL | ASTM | ASTM C33/C33M | Standard Specification for Concrete Aggregates | 2023
13385 | 32 12 36.26 | POLYMER CONCRETE MICRO-OVERLAY (PCMO) FOR FUEL AND ABRASION RESISTANT WEARING SURFACES | 11/20 | ASTM INTERNATIONAL | ASTM | ASTM C67/C67M | Standard Test Methods for Sampling and Testing Brick and Structural Clay Tile | 2023a
13386 | 32 12 36.26 | POLYMER CONCRETE MICRO-OVERLAY (PCMO) FOR FUEL AND ABRASION RESISTANT WEARING SURFACES | 11/20 | ASTM INTERNATIONAL | ASTM | ASTM C117 | Standard Test Method for Materials Finer than 75-um (No. 200) Sieve in Mineral Aggregates by Washing | 2023
13387 | 32 12 36.26 | POLYMER CONCRETE MICRO-OVERLAY (PCMO) FOR FUEL AND ABRASION RESISTANT WEARING SURFACES | 11/20 | ASTM INTERNATIONAL | ASTM | ASTM C136/C136M | Standard Test Method for Sieve Analysis of Fine and Coarse Aggregates | 2019
13388 | 32 12 36.26 | POLYMER CONCRETE MICRO-OVERLAY (PCMO) FOR FUEL AND ABRASION RESISTANT WEARING SURFACES | 11/20 | ASTM INTERNATIONAL | ASTM | ASTM C150/C150M | Standard Specification for Portland Cement | 2022
13389 | 32 12 36.26 | POLYMER CONCRETE MICRO-OVERLAY (PCMO) FOR FUEL AND ABRASION RESISTANT WEARING SURFACES | 11/20 | ASTM INTERNATIONAL | ASTM | ASTM C1077 | Standard Practice for Agencies Testing Concrete and Concrete Aggregates for Use in Construction and Criteria for Testing Agency Evaluation | 2024
13390 | 32 12 36.26 | POLYMER CONCRETE MICRO-OVERLAY (PCMO) FOR FUEL AND ABRASION RESISTANT WEARING SURFACES | 11/20 | ASTM INTERNATIONAL | ASTM | ASTM C1583/C1583M | Standard Test Method for Tensile Strength of Concrete Surfaces and the Bond Strength or Tensile Strength of Concrete Repair and Overlay Materials by Direct Tension (Pull-off Method) | 2013
13391 | 32 12 36.26 | POLYMER CONCRETE MICRO-OVERLAY (PCMO) FOR FUEL AND ABRASION RESISTANT WEARING SURFACES | 11/20 | ASTM INTERNATIONAL | ASTM | ASTM D242/D242M | Mineral Filler for Bituminous Paving Mixtures | 2009; R 2014
13392 | 32 12 36.26 | POLYMER CONCRETE MICRO-OVERLAY (PCMO) FOR FUEL AND ABRASION RESISTANT WEARING SURFACES | 11/20 | ASTM INTERNATIONAL | ASTM | ASTM D3699 | Standard Specification for Kerosene | 2019
13393 | 32 12 36.26 | POLYMER CONCRETE MICRO-OVERLAY (PCMO) FOR FUEL AND ABRASION RESISTANT WEARING SURFACES | 11/20 | ASTM INTERNATIONAL | ASTM | ASTM E274/E274M | Standard Test Method for Skid Resistance of Paved Surfaces Using a Full-Scale Tire | 2015
13394 | 32 13 13.06 | PORTLAND CEMENT CONCRETE PAVEMENT FOR ROADS AND SITE FACILITIES | 05/20 | AMERICAN CONCRETE INSTITUTE | ACI | ACI 211.1 | Standard Practice for Selecting Proportions for Normal, Heavyweight and Mass Concrete | 1991; R 2009
13395 | 32 13 13.06 | PORTLAND CEMENT CONCRETE PAVEMENT FOR ROADS AND SITE FACILITIES | 05/20 | AMERICAN CONCRETE INSTITUTE | ACI | ACI 305R | Guide to Hot Weather Concreting | 2020
13396 | 32 13 13.06 | PORTLAND CEMENT CONCRETE PAVEMENT FOR ROADS AND SITE FACILITIES | 05/20 | AMERICAN CONCRETE INSTITUTE | ACI | ACI 306R | Guide to Cold Weather Concreting | 2016
13397 | 32 13 13.06 | PORTLAND CEMENT CONCRETE PAVEMENT FOR ROADS AND SITE FACILITIES | 05/20 | ASTM INTERNATIONAL | ASTM | ASTM A184/A184M | Standard Specification for Welded Deformed Steel Bar Mats for Concrete Reinforcement | 2019
13398 | 32 13 13.06 | PORTLAND CEMENT CONCRETE PAVEMENT FOR ROADS AND SITE FACILITIES | 05/20 | ASTM INTERNATIONAL | ASTM | ASTM A615/A615M | Standard Specification for Deformed and Plain Carbon-Steel Bars for Concrete Reinforcement | 2022
13399 | 32 13 13.06 | PORTLAND CEMENT CONCRETE PAVEMENT FOR ROADS AND SITE FACILITIES | 05/20 | ASTM INTERNATIONAL | ASTM | ASTM A775/A775M | Standard Specification for Epoxy-Coated Steel Reinforcing Bars | 2022
13400 | 32 13 13.06 | PORTLAND CEMENT CONCRETE PAVEMENT FOR ROADS AND SITE FACILITIES | 05/20 | ASTM INTERNATIONAL | ASTM | ASTM A966/A966M | Standard Practice for Magnetic Particle Examination of Steel Forgings Using Alternating Current | 2024
13401 | 32 13 13.06 | PORTLAND CEMENT CONCRETE PAVEMENT FOR ROADS AND SITE FACILITIES | 05/20 | ASTM INTERNATIONAL | ASTM | ASTM C31/C31M | Standard Practice for Making and Curing Concrete Test Specimens in the Field | 2024b
13402 | 32 13 13.06 | PORTLAND CEMENT CONCRETE PAVEMENT FOR ROADS AND SITE FACILITIES | 05/20 | ASTM INTERNATIONAL | ASTM | ASTM C33/C33M | Standard Specification for Concrete Aggregates | 2023
13403 | 32 13 13.06 | PORTLAND CEMENT CONCRETE PAVEMENT FOR ROADS AND SITE FACILITIES | 05/20 | ASTM INTERNATIONAL | ASTM | ASTM C42/C42M | Standard Test Method for Obtaining and Testing Drilled Cores and Sawed Beams of Concrete | 2020
13404 | 32 13 13.06 | PORTLAND CEMENT CONCRETE PAVEMENT FOR ROADS AND SITE FACILITIES | 05/20 | ASTM INTERNATIONAL | ASTM | ASTM C78/C78M | Standard Test Method for Flexural Strength of Concrete (Using Simple Beam with Third-Point Loading) | 2022
13405 | 32 13 13.06 | PORTLAND CEMENT CONCRETE PAVEMENT FOR ROADS AND SITE FACILITIES | 05/20 | ASTM INTERNATIONAL | ASTM | ASTM C88 | Standard Test Method for Soundness of Aggregates by Use of Sodium Sulfate or Magnesium Sulfate | 2018
13406 | 32 13 13.06 | PORTLAND CEMENT CONCRETE PAVEMENT FOR ROADS AND SITE FACILITIES | 05/20 | ASTM INTERNATIONAL | ASTM | ASTM C94/C94M | Standard Specification for Ready-Mixed Concrete | 2024a
13407 | 32 13 13.06 | PORTLAND CEMENT CONCRETE PAVEMENT FOR ROADS AND SITE FACILITIES | 05/20 | ASTM INTERNATIONAL | ASTM | ASTM C143/C143M | Standard Test Method for Slump of Hydraulic-Cement Concrete | 2020
13408 | 32 13 13.06 | PORTLAND CEMENT CONCRETE PAVEMENT FOR ROADS AND SITE FACILITIES | 05/20 | ASTM INTERNATIONAL | ASTM | ASTM C150/C150M | Standard Specification for Portland Cement | 2022
13409 | 32 13 13.06 | PORTLAND CEMENT CONCRETE PAVEMENT FOR ROADS AND SITE FACILITIES | 05/20 | ASTM INTERNATIONAL | ASTM | ASTM C171 | Standard Specification for Sheet Materials for Curing Concrete | 2020
13410 | 32 13 13.06 | PORTLAND CEMENT CONCRETE PAVEMENT FOR ROADS AND SITE FACILITIES | 05/20 | ASTM INTERNATIONAL | ASTM | ASTM C172/C172M | Standard Practice for Sampling Freshly Mixed Concrete | 2017
13411 | 32 13 13.06 | PORTLAND CEMENT CONCRETE PAVEMENT FOR ROADS AND SITE FACILITIES | 05/20 | ASTM INTERNATIONAL | ASTM | ASTM C231/C231M | Standard Test Method for Air Content of Freshly Mixed Concrete by the Pressure Method | 2024
13412 | 32 13 13.06 | PORTLAND CEMENT CONCRETE PAVEMENT FOR ROADS AND SITE FACILITIES | 05/20 | ASTM INTERNATIONAL | ASTM | ASTM C260/C260M | Standard Specification for Air-Entraining Admixtures for Concrete | 2010a; R 2016
13413 | 32 13 13.06 | PORTLAND CEMENT CONCRETE PAVEMENT FOR ROADS AND SITE FACILITIES | 05/20 | ASTM INTERNATIONAL | ASTM | ASTM C309 | Standard Specification for Liquid Membrane-Forming Compounds for Curing Concrete | 2019
13414 | 32 13 13.06 | PORTLAND CEMENT CONCRETE PAVEMENT FOR ROADS AND SITE FACILITIES | 05/20 | ASTM INTERNATIONAL | ASTM | ASTM C494/C494M | Standard Specification for Chemical Admixtures for Concrete | 2019; E 2022
13415 | 32 13 13.06 | PORTLAND CEMENT CONCRETE PAVEMENT FOR ROADS AND SITE FACILITIES | 05/20 | ASTM INTERNATIONAL | ASTM | ASTM C595/C595M | Standard Specification for Blended Hydraulic Cements | 2023
13416 | 32 13 13.06 | PORTLAND CEMENT CONCRETE PAVEMENT FOR ROADS AND SITE FACILITIES | 05/20 | ASTM INTERNATIONAL | ASTM | ASTM C618 | Standard Specification for Coal Fly Ash and Raw or Calcined Natural Pozzolan for Use in Concrete | 2023; E 2023
13417 | 32 13 13.06 | PORTLAND CEMENT CONCRETE PAVEMENT FOR ROADS AND SITE FACILITIES | 05/20 | ASTM INTERNATIONAL | ASTM | ASTM C881/C881M | Standard Specification for Epoxy-Resin-Base Bonding Systems for Concrete | 2020a
13418 | 32 13 13.06 | PORTLAND CEMENT CONCRETE PAVEMENT FOR ROADS AND SITE FACILITIES | 05/20 | ASTM INTERNATIONAL | ASTM | ASTM C989/C989M | Standard Specification for Slag Cement for Use in Concrete and Mortars | 2024
13419 | 32 13 13.06 | PORTLAND CEMENT CONCRETE PAVEMENT FOR ROADS AND SITE FACILITIES | 05/20 | ASTM INTERNATIONAL | ASTM | ASTM C1017/C1017M | Standard Specification for Chemical Admixtures for Use in Producing Flowing Concrete | 2013; E 2015
13420 | 32 13 13.06 | PORTLAND CEMENT CONCRETE PAVEMENT FOR ROADS AND SITE FACILITIES | 05/20 | ASTM INTERNATIONAL | ASTM | ASTM C1077 | Standard Practice for Agencies Testing Concrete and Concrete Aggregates for Use in Construction and Criteria for Testing Agency Evaluation | 2024
13421 | 32 13 13.06 | PORTLAND CEMENT CONCRETE PAVEMENT FOR ROADS AND SITE FACILITIES | 05/20 | ASTM INTERNATIONAL | ASTM | ASTM C1240 | Standard Specification for Silica Fume Used in Cementitious Mixtures | 2020
13422 | 32 13 13.06 | PORTLAND CEMENT CONCRETE PAVEMENT FOR ROADS AND SITE FACILITIES | 05/20 | ASTM INTERNATIONAL | ASTM | ASTM C1260 | Standard Test Method for Potential Alkali Reactivity of Aggregates (Mortar-Bar Method) | 2023
13423 | 32 13 13.06 | PORTLAND CEMENT CONCRETE PAVEMENT FOR ROADS AND SITE FACILITIES | 05/20 | ASTM INTERNATIONAL | ASTM | ASTM C1542/C1542M | Standard Test Method for Measuring Length of Concrete Cores | 2019
13424 | 32 13 13.06 | PORTLAND CEMENT CONCRETE PAVEMENT FOR ROADS AND SITE FACILITIES | 05/20 | ASTM INTERNATIONAL | ASTM | ASTM C1549 | Standard Test Method for Determination of Solar Reflectance Near Ambient Temperature Using a Portable Solar Reflectometer | 2016; R 2022
13425 | 32 13 13.06 | PORTLAND CEMENT CONCRETE PAVEMENT FOR ROADS AND SITE FACILITIES | 05/20 | ASTM INTERNATIONAL | ASTM | ASTM C1567 | Standard Test Method for Potential Alkali-Silica Reactivity of Combinations of Cementitious Materials and Aggregate (Accelerated Mortar-Bar Method) | 2023
13426 | 32 13 13.06 | PORTLAND CEMENT CONCRETE PAVEMENT FOR ROADS AND SITE FACILITIES | 05/20 | ASTM INTERNATIONAL | ASTM | ASTM C1602/C1602M | Standard Specification for Mixing Water Used in Production of Hydraulic Cement Concrete | 2022
13427 | 32 13 13.06 | PORTLAND CEMENT CONCRETE PAVEMENT FOR ROADS AND SITE FACILITIES | 05/20 | ASTM INTERNATIONAL | ASTM | ASTM D1751 | Standard Specification for Preformed Expansion Joint Filler for Concrete Paving and Structural Construction (Nonextruding and Resilient Bituminous Types) | 2018
13428 | 32 13 13.06 | PORTLAND CEMENT CONCRETE PAVEMENT FOR ROADS AND SITE FACILITIES | 05/20 | ASTM INTERNATIONAL | ASTM | ASTM D1752 | Standard Specification for Preformed Sponge Rubber, Cork and Recycled PVC Expansion Joint Fillers for Concrete Paving and Structural Construction | 2018
13429 | 32 13 13.06 | PORTLAND CEMENT CONCRETE PAVEMENT FOR ROADS AND SITE FACILITIES | 05/20 | ASTM INTERNATIONAL | ASTM | ASTM D2995 | Determining Application Rate of Bituminous Distributors | 2023
13430 | 32 13 13.06 | PORTLAND CEMENT CONCRETE PAVEMENT FOR ROADS AND SITE FACILITIES | 05/20 | ASTM INTERNATIONAL | ASTM | ASTM D6155 | Nontraditional Coarse Aggregate for Bituminous Paving Mixtures | 2019
13431 | 32 13 13.06 | PORTLAND CEMENT CONCRETE PAVEMENT FOR ROADS AND SITE FACILITIES | 05/20 | ASTM INTERNATIONAL | ASTM | ASTM E1274 | ; R 2024 Standard Test Method for Measuring Pavement Roughness Using a Profilograph | 2018
13432 | 32 13 13.06 | PORTLAND CEMENT CONCRETE PAVEMENT FOR ROADS AND SITE FACILITIES | 05/20 | NATIONAL READY MIXED CONCRETE ASSOCIATION | NRMCA | NRMCA QC 3 | Quality Control Manual: Section 3, Plant Certifications Checklist: Certification of Ready Mixed Concrete Production Facilities | 2015
13433 | 32 13 13.17 | ROLLER COMPACTED CONCRETE PAVING | 11/20 | AMERICAN CONCRETE INSTITUTE | ACI | ACI 211.1 | Standard Practice for Selecting Proportions for Normal, Heavyweight and Mass Concrete | 1991; R 2009
13434 | 32 13 13.17 | ROLLER COMPACTED CONCRETE PAVING | 11/20 | AMERICAN CONCRETE INSTITUTE | ACI | ACI 211.3R | Guide for Selecting Proportions for No-Slump Concrete | 2016
13435 | 32 13 13.17 | ROLLER COMPACTED CONCRETE PAVING | 11/20 | AMERICAN CONCRETE INSTITUTE | ACI | ACI 327R | Guide to Roller-Compacted Concrete Pavements | 2014
13436 | 32 13 13.17 | ROLLER COMPACTED CONCRETE PAVING | 11/20 | ASTM INTERNATIONAL | ASTM | ASTM C31/C31M | Standard Practice for Making and Curing Concrete Test Specimens in the Field | 2024b
13437 | 32 13 13.17 | ROLLER COMPACTED CONCRETE PAVING | 11/20 | ASTM INTERNATIONAL | ASTM | ASTM C33/C33M | Standard Specification for Concrete Aggregates | 2023
13438 | 32 13 13.17 | ROLLER COMPACTED CONCRETE PAVING | 11/20 | ASTM INTERNATIONAL | ASTM | ASTM C39/C39M | Standard Test Method for Compressive Strength of Cylindrical Concrete Specimens | 2024
13439 | 32 13 13.17 | ROLLER COMPACTED CONCRETE PAVING | 11/20 | ASTM INTERNATIONAL | ASTM | ASTM C42/C42M | Standard Test Method for Obtaining and Testing Drilled Cores and Sawed Beams of Concrete | 2020
13440 | 32 13 13.17 | ROLLER COMPACTED CONCRETE PAVING | 11/20 | ASTM INTERNATIONAL | ASTM | ASTM C78/C78M | Standard Test Method for Flexural Strength of Concrete (Using Simple Beam with Third-Point Loading) | 2022
13441 | 32 13 13.17 | ROLLER COMPACTED CONCRETE PAVING | 11/20 | ASTM INTERNATIONAL | ASTM | ASTM C117 | Standard Test Method for Materials Finer than 75-um (No. 200) Sieve in Mineral Aggregates by Washing | 2023
13442 | 32 13 13.17 | ROLLER COMPACTED CONCRETE PAVING | 11/20 | ASTM INTERNATIONAL | ASTM | ASTM C136/C136M | Standard Test Method for Sieve Analysis of Fine and Coarse Aggregates | 2019
13443 | 32 13 13.17 | ROLLER COMPACTED CONCRETE PAVING | 11/20 | ASTM INTERNATIONAL | ASTM | ASTM C150/C150M | Standard Specification for Portland Cement | 2022
13444 | 32 13 13.17 | ROLLER COMPACTED CONCRETE PAVING | 11/20 | ASTM INTERNATIONAL | ASTM | ASTM C171 | Standard Specification for Sheet Materials for Curing Concrete | 2020
13445 | 32 13 13.17 | ROLLER COMPACTED CONCRETE PAVING | 11/20 | ASTM INTERNATIONAL | ASTM | ASTM C174/C174M | Standard Test Method for Measuring Thickness of Concrete Elements Using Drilled Concrete Cores | 2017
13446 | 32 13 13.17 | ROLLER COMPACTED CONCRETE PAVING | 11/20 | ASTM INTERNATIONAL | ASTM | ASTM C192/C192M | Standard Practice for Making and Curing Concrete Test Specimens in the Laboratory | 2019
13447 | 32 13 13.17 | ROLLER COMPACTED CONCRETE PAVING | 11/20 | ASTM INTERNATIONAL | ASTM | ASTM C294 | Standard Descriptive Nomenclature for Constituents of Concrete Aggregates | 2012; R 2017
13448 | 32 13 13.17 | ROLLER COMPACTED CONCRETE PAVING | 11/20 | ASTM INTERNATIONAL | ASTM | ASTM C295/C295M | Standard Guide for Petrographic Examination of Aggregates for Concrete | 2019
13449 | 32 13 13.17 | ROLLER COMPACTED CONCRETE PAVING | 11/20 | ASTM INTERNATIONAL | ASTM | ASTM C309 | Standard Specification for Liquid Membrane-Forming Compounds for Curing Concrete | 2019
13450 | 32 13 13.17 | ROLLER COMPACTED CONCRETE PAVING | 11/20 | ASTM INTERNATIONAL | ASTM | ASTM C494/C494M | Standard Specification for Chemical Admixtures for Concrete | 2019; E 2022
13451 | 32 13 13.17 | ROLLER COMPACTED CONCRETE PAVING | 11/20 | ASTM INTERNATIONAL | ASTM | ASTM C566 | Standard Test Method for Total Evaporable Moisture Content of Aggregate by Drying | 2013
13452 | 32 13 13.17 | ROLLER COMPACTED CONCRETE PAVING | 11/20 | ASTM INTERNATIONAL | ASTM | ASTM C595/C595M | Standard Specification for Blended Hydraulic Cements | 2023
13453 | 32 13 13.17 | ROLLER COMPACTED CONCRETE PAVING | 11/20 | ASTM INTERNATIONAL | ASTM | ASTM C618 | Standard Specification for Coal Fly Ash and Raw or Calcined Natural Pozzolan for Use in Concrete | 2023; E 2023
13454 | 32 13 13.17 | ROLLER COMPACTED CONCRETE PAVING | 11/20 | ASTM INTERNATIONAL | ASTM | ASTM C989/C989M | Standard Specification for Slag Cement for Use in Concrete and Mortars | 2024
13455 | 32 13 13.17 | ROLLER COMPACTED CONCRETE PAVING | 11/20 | ASTM INTERNATIONAL | ASTM | ASTM C1040/C1040M | Standard Test Methods for In-Place Density of Unhardened and Hardened Concrete, Including Roller Compacted Concrete, by Nuclear Methods | 2024
13456 | 32 13 13.17 | ROLLER COMPACTED CONCRETE PAVING | 11/20 | ASTM INTERNATIONAL | ASTM | ASTM C1064/C1064M | Standard Test Method for Temperature of Freshly Mixed Hydraulic-Cement Concrete | 2023
13457 | 32 13 13.17 | ROLLER COMPACTED CONCRETE PAVING | 11/20 | ASTM INTERNATIONAL | ASTM | ASTM C1077 | Standard Practice for Agencies Testing Concrete and Concrete Aggregates for Use in Construction and Criteria for Testing Agency Evaluation | 2024
13458 | 32 13 13.17 | ROLLER COMPACTED CONCRETE PAVING | 11/20 | ASTM INTERNATIONAL | ASTM | ASTM C1107/C1107M | Standard Specification for Packaged Dry, Hydraulic-Cement Grout (Nonshrink) | 2020
13459 | 32 13 13.17 | ROLLER COMPACTED CONCRETE PAVING | 11/20 | ASTM INTERNATIONAL | ASTM | ASTM C1170/C1170M | Standard Test Method for Determining Consistency and Density of Roller-Compacted Concrete Using a Vibrating Table | 2020
13460 | 32 13 13.17 | ROLLER COMPACTED CONCRETE PAVING | 11/20 | ASTM INTERNATIONAL | ASTM | ASTM C1260 | Standard Test Method for Potential Alkali Reactivity of Aggregates (Mortar-Bar Method) | 2023
13461 | 32 13 13.17 | ROLLER COMPACTED CONCRETE PAVING | 11/20 | ASTM INTERNATIONAL | ASTM | ASTM C1435/C1435M | Standard Practice for Molding Roller-Compacted Concrete in Cylinder Molds Using a Vibrating Hammer | 2020
13462 | 32 13 13.17 | ROLLER COMPACTED CONCRETE PAVING | 11/20 | ASTM INTERNATIONAL | ASTM | ASTM C1567 | Standard Test Method for Potential Alkali-Silica Reactivity of Combinations of Cementitious Materials and Aggregate (Accelerated Mortar-Bar Method) | 2023
13463 | 32 13 13.17 | ROLLER COMPACTED CONCRETE PAVING | 11/20 | ASTM INTERNATIONAL | ASTM | ASTM D1557 | Standard Test Methods for Laboratory Compaction Characteristics of Soil Using Modified Effort (56,000 ft-lbf/ft3) (2700 kN-m/m3) | 2012; E 2015
13464 | 32 13 13.17 | ROLLER COMPACTED CONCRETE PAVING | 11/20 | ASTM INTERNATIONAL | ASTM | ASTM D2995 | Determining Application Rate of Bituminous Distributors | 2023
13465 | 32 13 13.17 | ROLLER COMPACTED CONCRETE PAVING | 11/20 | ASTM INTERNATIONAL | ASTM | ASTM D3665 | Standard Practice for Random Sampling of Construction Materials | 2012; R 2017
13466 | 32 13 13.17 | ROLLER COMPACTED CONCRETE PAVING | 11/20 | ASTM INTERNATIONAL | ASTM | ASTM D6938 | Standard Test Method for In-Place Density and Water Content of Soil and Soil-Aggregate by Nuclear Methods (Shallow Depth) | 2017a
13467 | 32 13 13.17 | ROLLER COMPACTED CONCRETE PAVING | 11/20 | NATIONAL READY MIXED CONCRETE ASSOCIATION | NRMCA | NRMCA CPMB 100 | Concrete Plant Standards | 2000; R 2006
13468 | 32 13 13.17 | ROLLER COMPACTED CONCRETE PAVING | 11/20 | U.S. ARMY CORPS OF ENGINEERS | USACE | COE CRD-C 55 | Test Method for Within-Batch Uniformity of Freshly Mixed Concrete | 1992
13469 | 32 13 13.17 | ROLLER COMPACTED CONCRETE PAVING | 11/20 | U.S. ARMY CORPS OF ENGINEERS | USACE | COE CRD-C 400 | Requirements for Water for Use in Mixing or Curing Concrete | 1963
13470 | 32 13 13.43 | HIGH TEMPERATURE CONCRETE PAVING FOR AIRFIELDS USING LIGHTWEIGHT AND TRAPROCK AGGREGATES | 02/18 | AMERICAN ASSOCIATION OF STATE HIGHWAY AND TRANSPORTATION OFFICIALS | AASHTO | AASHTO M 182 | Standard Specification for Burlap Cloth Made from Jute or Kenaf and Cotton Mats | 2005; R 2021
13471 | 32 13 13.43 | HIGH TEMPERATURE CONCRETE PAVING FOR AIRFIELDS USING LIGHTWEIGHT AND TRAPROCK AGGREGATES | 02/18 | AMERICAN CONCRETE INSTITUTE | ACI | ACI 201.1R | Guide for Conducting a Visual Inspection of Concrete in Service | 2008
13472 | 32 13 13.43 | HIGH TEMPERATURE CONCRETE PAVING FOR AIRFIELDS USING LIGHTWEIGHT AND TRAPROCK AGGREGATES | 02/18 | AMERICAN CONCRETE INSTITUTE | ACI | ACI 211.1 | Standard Practice for Selecting Proportions for Normal, Heavyweight and Mass Concrete | 1991; R 2009
13473 | 32 13 13.43 | HIGH TEMPERATURE CONCRETE PAVING FOR AIRFIELDS USING LIGHTWEIGHT AND TRAPROCK AGGREGATES | 02/18 | AMERICAN CONCRETE INSTITUTE | ACI | ACI 211.2 | Standard Practice for Selecting Proportions for Structural Lightweight Concrete | 1998; R 2004
13474 | 32 13 13.43 | HIGH TEMPERATURE CONCRETE PAVING FOR AIRFIELDS USING LIGHTWEIGHT AND TRAPROCK AGGREGATES | 02/18 | AMERICAN CONCRETE INSTITUTE | ACI | ACI 213R | Guide for Structural Lightweight-Aggregate Concrete | 2014; E2017
13475 | 32 13 13.43 | HIGH TEMPERATURE CONCRETE PAVING FOR AIRFIELDS USING LIGHTWEIGHT AND TRAPROCK AGGREGATES | 02/18 | AMERICAN CONCRETE INSTITUTE | ACI | ACI 305R | Guide to Hot Weather Concreting | 2020
13476 | 32 13 13.43 | HIGH TEMPERATURE CONCRETE PAVING FOR AIRFIELDS USING LIGHTWEIGHT AND TRAPROCK AGGREGATES | 02/18 | AMERICAN CONCRETE INSTITUTE | ACI | ACI 306R | Guide to Cold Weather Concreting | 2016
13477 | 32 13 13.43 | HIGH TEMPERATURE CONCRETE PAVING FOR AIRFIELDS USING LIGHTWEIGHT AND TRAPROCK AGGREGATES | 02/18 | AMERICAN CONCRETE INSTITUTE | ACI | ACI 325.14R | Guide for Design and Proportioning of Concrete Mixtures for Pavements | 2017
13478 | 32 13 13.43 | HIGH TEMPERATURE CONCRETE PAVING FOR AIRFIELDS USING LIGHTWEIGHT AND TRAPROCK AGGREGATES | 02/18 | ASTM INTERNATIONAL | ASTM | ASTM A184/A184M | Standard Specification for Welded Deformed Steel Bar Mats for Concrete Reinforcement | 2019
13479 | 32 13 13.43 | HIGH TEMPERATURE CONCRETE PAVING FOR AIRFIELDS USING LIGHTWEIGHT AND TRAPROCK AGGREGATES | 02/18 | ASTM INTERNATIONAL | ASTM | ASTM A185/A185M | Standard Specification for Steel Welded Wire Reinforcement, Plain, for Concrete | 2007
13480 | 32 13 13.43 | HIGH TEMPERATURE CONCRETE PAVING FOR AIRFIELDS USING LIGHTWEIGHT AND TRAPROCK AGGREGATES | 02/18 | ASTM INTERNATIONAL | ASTM | ASTM A615/A615M | Standard Specification for Deformed and Plain Carbon-Steel Bars for Concrete Reinforcement | 2022
13481 | 32 13 13.43 | HIGH TEMPERATURE CONCRETE PAVING FOR AIRFIELDS USING LIGHTWEIGHT AND TRAPROCK AGGREGATES | 02/18 | ASTM INTERNATIONAL | ASTM | ASTM A722/A722M | Standard Specification for Uncoated High-Strength Steel Bar for Prestressing Concrete | 2015
13482 | 32 13 13.43 | HIGH TEMPERATURE CONCRETE PAVING FOR AIRFIELDS USING LIGHTWEIGHT AND TRAPROCK AGGREGATES | 02/18 | ASTM INTERNATIONAL | ASTM | ASTM A775/A775M | Standard Specification for Epoxy-Coated Steel Reinforcing Bars | 2022
13483 | 32 13 13.43 | HIGH TEMPERATURE CONCRETE PAVING FOR AIRFIELDS USING LIGHTWEIGHT AND TRAPROCK AGGREGATES | 02/18 | ASTM INTERNATIONAL | ASTM | ASTM A996/A996M | Standard Specification for Rail-Steel and Axle-Steel Deformed Bars for Concrete Reinforcement | 2016
13484 | 32 13 13.43 | HIGH TEMPERATURE CONCRETE PAVING FOR AIRFIELDS USING LIGHTWEIGHT AND TRAPROCK AGGREGATES | 02/18 | ASTM INTERNATIONAL | ASTM | ASTM A1064/A1064M | Standard Specification for Carbon-Steel Wire and Welded Wire Reinforcement, Plain and Deformed, for Concrete | 2024
13485 | 32 13 13.43 | HIGH TEMPERATURE CONCRETE PAVING FOR AIRFIELDS USING LIGHTWEIGHT AND TRAPROCK AGGREGATES | 02/18 | ASTM INTERNATIONAL | ASTM | ASTM C31/C31M | Standard Practice for Making and Curing Concrete Test Specimens in the Field | 2024b
13486 | 32 13 13.43 | HIGH TEMPERATURE CONCRETE PAVING FOR AIRFIELDS USING LIGHTWEIGHT AND TRAPROCK AGGREGATES | 02/18 | ASTM INTERNATIONAL | ASTM | ASTM C33/C33M | Standard Specification for Concrete Aggregates | 2023
13487 | 32 13 13.43 | HIGH TEMPERATURE CONCRETE PAVING FOR AIRFIELDS USING LIGHTWEIGHT AND TRAPROCK AGGREGATES | 02/18 | ASTM INTERNATIONAL | ASTM | ASTM C39/C39M | Standard Test Method for Compressive Strength of Cylindrical Concrete Specimens | 2024
13488 | 32 13 13.43 | HIGH TEMPERATURE CONCRETE PAVING FOR AIRFIELDS USING LIGHTWEIGHT AND TRAPROCK AGGREGATES | 02/18 | ASTM INTERNATIONAL | ASTM | ASTM C78/C78M | Standard Test Method for Flexural Strength of Concrete (Using Simple Beam with Third-Point Loading) | 2022
13489 | 32 13 13.43 | HIGH TEMPERATURE CONCRETE PAVING FOR AIRFIELDS USING LIGHTWEIGHT AND TRAPROCK AGGREGATES | 02/18 | ASTM INTERNATIONAL | ASTM | ASTM C88 | Standard Test Method for Soundness of Aggregates by Use of Sodium Sulfate or Magnesium Sulfate | 2018
13490 | 32 13 13.43 | HIGH TEMPERATURE CONCRETE PAVING FOR AIRFIELDS USING LIGHTWEIGHT AND TRAPROCK AGGREGATES | 02/18 | ASTM INTERNATIONAL | ASTM | ASTM C94/C94M | Standard Specification for Ready-Mixed Concrete | 2024a
13491 | 32 13 13.43 | HIGH TEMPERATURE CONCRETE PAVING FOR AIRFIELDS USING LIGHTWEIGHT AND TRAPROCK AGGREGATES | 02/18 | ASTM INTERNATIONAL | ASTM | ASTM C117 | Standard Test Method for Materials Finer than 75-um (No. 200) Sieve in Mineral Aggregates by Washing | 2023
13492 | 32 13 13.43 | HIGH TEMPERATURE CONCRETE PAVING FOR AIRFIELDS USING LIGHTWEIGHT AND TRAPROCK AGGREGATES | 02/18 | ASTM INTERNATIONAL | ASTM | ASTM C123 | Standard Test Method for Lightweight Particles in Aggregate | 2014
13493 | 32 13 13.43 | HIGH TEMPERATURE CONCRETE PAVING FOR AIRFIELDS USING LIGHTWEIGHT AND TRAPROCK AGGREGATES | 02/18 | ASTM INTERNATIONAL | ASTM | ASTM C131/C131M | Standard Test Method for Resistance to Degradation of Small-Size Coarse Aggregate by Abrasion and Impact in the Los Angeles Machine | 2020
13494 | 32 13 13.43 | HIGH TEMPERATURE CONCRETE PAVING FOR AIRFIELDS USING LIGHTWEIGHT AND TRAPROCK AGGREGATES | 02/18 | ASTM INTERNATIONAL | ASTM | ASTM C136/C136M | Standard Test Method for Sieve Analysis of Fine and Coarse Aggregates | 2019
13495 | 32 13 13.43 | HIGH TEMPERATURE CONCRETE PAVING FOR AIRFIELDS USING LIGHTWEIGHT AND TRAPROCK AGGREGATES | 02/18 | ASTM INTERNATIONAL | ASTM | ASTM C138/C138M | Standard Test Method for Density (Unit Weight), Yield, and Air Content (Gravimetric) of Concrete | 2023
13496 | 32 13 13.43 | HIGH TEMPERATURE CONCRETE PAVING FOR AIRFIELDS USING LIGHTWEIGHT AND TRAPROCK AGGREGATES | 02/18 | ASTM INTERNATIONAL | ASTM | ASTM C142/C142M | Standard Test Method for Clay Lumps and Friable Particles in Aggregates | 2017; R 2023
13497 | 32 13 13.43 | HIGH TEMPERATURE CONCRETE PAVING FOR AIRFIELDS USING LIGHTWEIGHT AND TRAPROCK AGGREGATES | 02/18 | ASTM INTERNATIONAL | ASTM | ASTM C143/C143M | Standard Test Method for Slump of Hydraulic-Cement Concrete | 2020
13498 | 32 13 13.43 | HIGH TEMPERATURE CONCRETE PAVING FOR AIRFIELDS USING LIGHTWEIGHT AND TRAPROCK AGGREGATES | 02/18 | ASTM INTERNATIONAL | ASTM | ASTM C150/C150M | Standard Specification for Portland Cement | 2022
13499 | 32 13 13.43 | HIGH TEMPERATURE CONCRETE PAVING FOR AIRFIELDS USING LIGHTWEIGHT AND TRAPROCK AGGREGATES | 02/18 | ASTM INTERNATIONAL | ASTM | ASTM C171 | Standard Specification for Sheet Materials for Curing Concrete | 2020
13500 | 32 13 13.43 | HIGH TEMPERATURE CONCRETE PAVING FOR AIRFIELDS USING LIGHTWEIGHT AND TRAPROCK AGGREGATES | 02/18 | ASTM INTERNATIONAL | ASTM | ASTM C172/C172M | Standard Practice for Sampling Freshly Mixed Concrete | 2017
13501 | 32 13 13.43 | HIGH TEMPERATURE CONCRETE PAVING FOR AIRFIELDS USING LIGHTWEIGHT AND TRAPROCK AGGREGATES | 02/18 | ASTM INTERNATIONAL | ASTM | ASTM C173/C173M | Standard Test Method for Air Content of Freshly Mixed Concrete by the Volumetric Method | 2024
13502 | 32 13 13.43 | HIGH TEMPERATURE CONCRETE PAVING FOR AIRFIELDS USING LIGHTWEIGHT AND TRAPROCK AGGREGATES | 02/18 | ASTM INTERNATIONAL | ASTM | ASTM C231/C231M | Standard Test Method for Air Content of Freshly Mixed Concrete by the Pressure Method | 2024
13503 | 32 13 13.43 | HIGH TEMPERATURE CONCRETE PAVING FOR AIRFIELDS USING LIGHTWEIGHT AND TRAPROCK AGGREGATES | 02/18 | ASTM INTERNATIONAL | ASTM | ASTM C260/C260M | Standard Specification for Air-Entraining Admixtures for Concrete | 2010a; R 2016
13504 | 32 13 13.43 | HIGH TEMPERATURE CONCRETE PAVING FOR AIRFIELDS USING LIGHTWEIGHT AND TRAPROCK AGGREGATES | 02/18 | ASTM INTERNATIONAL | ASTM | ASTM C294 | Standard Descriptive Nomenclature for Constituents of Concrete Aggregates | 2012; R 2017
13505 | 32 13 13.43 | HIGH TEMPERATURE CONCRETE PAVING FOR AIRFIELDS USING LIGHTWEIGHT AND TRAPROCK AGGREGATES | 02/18 | ASTM INTERNATIONAL | ASTM | ASTM C295/C295M | Standard Guide for Petrographic Examination of Aggregates for Concrete | 2019
13506 | 32 13 13.43 | HIGH TEMPERATURE CONCRETE PAVING FOR AIRFIELDS USING LIGHTWEIGHT AND TRAPROCK AGGREGATES | 02/18 | ASTM INTERNATIONAL | ASTM | ASTM C330/C330M | Standard Specification for Lightweight Aggregates for Structural Concrete | 2017a
13507 | 32 13 13.43 | HIGH TEMPERATURE CONCRETE PAVING FOR AIRFIELDS USING LIGHTWEIGHT AND TRAPROCK AGGREGATES | 02/18 | ASTM INTERNATIONAL | ASTM | ASTM C494/C494M | Standard Specification for Chemical Admixtures for Concrete | 2019; E 2022
13508 | 32 13 13.43 | HIGH TEMPERATURE CONCRETE PAVING FOR AIRFIELDS USING LIGHTWEIGHT AND TRAPROCK AGGREGATES | 02/18 | ASTM INTERNATIONAL | ASTM | ASTM C618 | Standard Specification for Coal Fly Ash and Raw or Calcined Natural Pozzolan for Use in Concrete | 2023; E 2023
13509 | 32 13 13.43 | HIGH TEMPERATURE CONCRETE PAVING FOR AIRFIELDS USING LIGHTWEIGHT AND TRAPROCK AGGREGATES | 02/18 | ASTM INTERNATIONAL | ASTM | ASTM C666/C666M | Resistance of Concrete to Rapid Freezing and Thawing | 2015
13510 | 32 13 13.43 | HIGH TEMPERATURE CONCRETE PAVING FOR AIRFIELDS USING LIGHTWEIGHT AND TRAPROCK AGGREGATES | 02/18 | ASTM INTERNATIONAL | ASTM | ASTM C881/C881M | Standard Specification for Epoxy-Resin-Base Bonding Systems for Concrete | 2020a
13511 | 32 13 13.43 | HIGH TEMPERATURE CONCRETE PAVING FOR AIRFIELDS USING LIGHTWEIGHT AND TRAPROCK AGGREGATES | 02/18 | ASTM INTERNATIONAL | ASTM | ASTM C1017/C1017M | Standard Specification for Chemical Admixtures for Use in Producing Flowing Concrete | 2013; E 2015
13512 | 32 13 13.43 | HIGH TEMPERATURE CONCRETE PAVING FOR AIRFIELDS USING LIGHTWEIGHT AND TRAPROCK AGGREGATES | 02/18 | ASTM INTERNATIONAL | ASTM | ASTM C1064/C1064M | Standard Test Method for Temperature of Freshly Mixed Hydraulic-Cement Concrete | 2023
13513 | 32 13 13.43 | HIGH TEMPERATURE CONCRETE PAVING FOR AIRFIELDS USING LIGHTWEIGHT AND TRAPROCK AGGREGATES | 02/18 | ASTM INTERNATIONAL | ASTM | ASTM C1077 | Standard Practice for Agencies Testing Concrete and Concrete Aggregates for Use in Construction and Criteria for Testing Agency Evaluation | 2024
13514 | 32 13 13.43 | HIGH TEMPERATURE CONCRETE PAVING FOR AIRFIELDS USING LIGHTWEIGHT AND TRAPROCK AGGREGATES | 02/18 | ASTM INTERNATIONAL | ASTM | ASTM C1116/C1116M | Standard Specification for Fiber-Reinforced Concrete | 2023
13515 | 32 13 13.43 | HIGH TEMPERATURE CONCRETE PAVING FOR AIRFIELDS USING LIGHTWEIGHT AND TRAPROCK AGGREGATES | 02/18 | ASTM INTERNATIONAL | ASTM | ASTM C1231/C1231M | Standard Practice for Use of Unbonded Caps in Determination of Compressive Strength of Hardened Concrete Cylinders | 2023
13516 | 32 13 13.43 | HIGH TEMPERATURE CONCRETE PAVING FOR AIRFIELDS USING LIGHTWEIGHT AND TRAPROCK AGGREGATES | 02/18 | ASTM INTERNATIONAL | ASTM | ASTM C1260 | Standard Test Method for Potential Alkali Reactivity of Aggregates (Mortar-Bar Method) | 2023
13517 | 32 13 13.43 | HIGH TEMPERATURE CONCRETE PAVING FOR AIRFIELDS USING LIGHTWEIGHT AND TRAPROCK AGGREGATES | 02/18 | ASTM INTERNATIONAL | ASTM | ASTM C1567 | Standard Test Method for Potential Alkali-Silica Reactivity of Combinations of Cementitious Materials and Aggregate (Accelerated Mortar-Bar Method) | 2023
13518 | 32 13 13.43 | HIGH TEMPERATURE CONCRETE PAVING FOR AIRFIELDS USING LIGHTWEIGHT AND TRAPROCK AGGREGATES | 02/18 | ASTM INTERNATIONAL | ASTM | ASTM C1602/C1602M | Standard Specification for Mixing Water Used in Production of Hydraulic Cement Concrete | 2022
13519 | 32 13 13.43 | HIGH TEMPERATURE CONCRETE PAVING FOR AIRFIELDS USING LIGHTWEIGHT AND TRAPROCK AGGREGATES | 02/18 | ASTM INTERNATIONAL | ASTM | ASTM C1646/C1646M | Making and Curing Test Specimens for Evaluating Frost Resistance of Coarse Aggregate in Air-Entrained Concrete by Rapid Freezing and Thawing | 2016
13520 | 32 13 13.43 | HIGH TEMPERATURE CONCRETE PAVING FOR AIRFIELDS USING LIGHTWEIGHT AND TRAPROCK AGGREGATES | 02/18 | ASTM INTERNATIONAL | ASTM | ASTM D75/D75M | Standard Practice for Sampling Aggregates | 2019
13521 | 32 13 13.43 | HIGH TEMPERATURE CONCRETE PAVING FOR AIRFIELDS USING LIGHTWEIGHT AND TRAPROCK AGGREGATES | 02/18 | ASTM INTERNATIONAL | ASTM | ASTM D1752 | Standard Specification for Preformed Sponge Rubber, Cork and Recycled PVC Expansion Joint Fillers for Concrete Paving and Structural Construction | 2018
13522 | 32 13 13.43 | HIGH TEMPERATURE CONCRETE PAVING FOR AIRFIELDS USING LIGHTWEIGHT AND TRAPROCK AGGREGATES | 02/18 | ASTM INTERNATIONAL | ASTM | ASTM D2628 | Standard Specification for Preformed Polychloroprene Elastomeric Joint Seals for Concrete Pavements | 1991; R 2016
13523 | 32 13 13.43 | HIGH TEMPERATURE CONCRETE PAVING FOR AIRFIELDS USING LIGHTWEIGHT AND TRAPROCK AGGREGATES | 02/18 | ASTM INTERNATIONAL | ASTM | ASTM D3665 | Standard Practice for Random Sampling of Construction Materials | 2012; R 2017
13524 | 32 13 13.43 | HIGH TEMPERATURE CONCRETE PAVING FOR AIRFIELDS USING LIGHTWEIGHT AND TRAPROCK AGGREGATES | 02/18 | ASTM INTERNATIONAL | ASTM | ASTM D4791 | Flat Particles, Elongated Particles, or Flat and Elongated Particles in Coarse Aggregate | 2019
13525 | 32 13 13.43 | HIGH TEMPERATURE CONCRETE PAVING FOR AIRFIELDS USING LIGHTWEIGHT AND TRAPROCK AGGREGATES | 02/18 | ASTM INTERNATIONAL | ASTM | ASTM D5893/D5893M | Standard Specification for Cold Applied, Single Component, Chemically Curing Silicone Joint Sealant for Portland Cement Concrete Pavements | 2016
13526 | 32 13 13.43 | HIGH TEMPERATURE CONCRETE PAVING FOR AIRFIELDS USING LIGHTWEIGHT AND TRAPROCK AGGREGATES | 02/18 | ASTM INTERNATIONAL | ASTM | ASTM E1274 | ; R 2024 Standard Test Method for Measuring Pavement Roughness Using a Profilograph | 2018
13527 | 32 13 13.43 | HIGH TEMPERATURE CONCRETE PAVING FOR AIRFIELDS USING LIGHTWEIGHT AND TRAPROCK AGGREGATES | 02/18 | NATIONAL READY MIXED CONCRETE ASSOCIATION | NRMCA | NRMCA QC 3 | Quality Control Manual: Section 3, Plant Certifications Checklist: Certification of Ready Mixed Concrete Production Facilities | 2015
13528 | 32 13 13.43 | HIGH TEMPERATURE CONCRETE PAVING FOR AIRFIELDS USING LIGHTWEIGHT AND TRAPROCK AGGREGATES | 02/18 | NEW YORK STATE DEPARTMENT OF TRANSPORTATION MATERIALS BUREAU | NYSDOT | NY 703-19 E | Moisture Content of Lightweight Fine Aggregate | 2008
13529 | 32 13 13.43 | HIGH TEMPERATURE CONCRETE PAVING FOR AIRFIELDS USING LIGHTWEIGHT AND TRAPROCK AGGREGATES | 02/18 | U.S. ARMY CORPS OF ENGINEERS | USACE | COE CRD-C 55 | Test Method for Within-Batch Uniformity of Freshly Mixed Concrete | 1992
13530 | 32 13 13.43 | HIGH TEMPERATURE CONCRETE PAVING FOR AIRFIELDS USING LIGHTWEIGHT AND TRAPROCK AGGREGATES | 02/18 | U.S. ARMY CORPS OF ENGINEERS | USACE | COE CRD-C 130 | Standard Recommended Practice for Estimating Scratch Hardness of Coarse Aggregate Particles | 2001
13531 | 32 13 13.43 | HIGH TEMPERATURE CONCRETE PAVING FOR AIRFIELDS USING LIGHTWEIGHT AND TRAPROCK AGGREGATES | 02/18 | U.S. ARMY CORPS OF ENGINEERS | USACE | COE CRD-C 143 | Specifications for Meters for Automatic Indication of Moisture in Fine Aggregate | 1962
13532 | 32 13 13.43 | HIGH TEMPERATURE CONCRETE PAVING FOR AIRFIELDS USING LIGHTWEIGHT AND TRAPROCK AGGREGATES | 02/18 | U.S. ARMY CORPS OF ENGINEERS | USACE | COE CRD-C 300 | Specifications for Membrane-Forming Compounds for Curing Concrete | 1990
13533 | 32 13 13.43 | HIGH TEMPERATURE CONCRETE PAVING FOR AIRFIELDS USING LIGHTWEIGHT AND TRAPROCK AGGREGATES | 02/18 | U.S. ARMY CORPS OF ENGINEERS | USACE | COE CRD-C 521 | Standard Test Method for Frequency and Amplitude of Vibrators for Concrete | 1981
13534 | 32 13 14.13 | CONCRETE PAVING FOR AIRFIELDS AND OTHER HEAVY DUTY PAVEMENTS | 11/22, CHG 1: 05/24 | AMERICAN ASSOCIATION OF STATE HIGHWAY AND TRANSPORTATION OFFICIALS | AASHTO | AASHTO M 182 | Standard Specification for Burlap Cloth Made from Jute or Kenaf and Cotton Mats | 2005; R 2021
13535 | 32 13 14.13 | CONCRETE PAVING FOR AIRFIELDS AND OTHER HEAVY DUTY PAVEMENTS | 11/22, CHG 1: 05/24 | AMERICAN CONCRETE INSTITUTE | ACI | ACI 201.1R | Guide for Conducting a Visual Inspection of Concrete in Service | 2008
13536 | 32 13 14.13 | CONCRETE PAVING FOR AIRFIELDS AND OTHER HEAVY DUTY PAVEMENTS | 11/22, CHG 1: 05/24 | AMERICAN CONCRETE INSTITUTE | ACI | ACI 211.1 | Standard Practice for Selecting Proportions for Normal, Heavyweight and Mass Concrete | 1991; R 2009
13537 | 32 13 14.13 | CONCRETE PAVING FOR AIRFIELDS AND OTHER HEAVY DUTY PAVEMENTS | 11/22, CHG 1: 05/24 | AMERICAN CONCRETE INSTITUTE | ACI | ACI 214R | Evaluation of Strength Test Results of Concrete | 2011
13538 | 32 13 14.13 | CONCRETE PAVING FOR AIRFIELDS AND OTHER HEAVY DUTY PAVEMENTS | 11/22, CHG 1: 05/24 | AMERICAN CONCRETE INSTITUTE | ACI | ACI 305R | Guide to Hot Weather Concreting | 2020
13539 | 32 13 14.13 | CONCRETE PAVING FOR AIRFIELDS AND OTHER HEAVY DUTY PAVEMENTS | 11/22, CHG 1: 05/24 | AMERICAN CONCRETE INSTITUTE | ACI | ACI 306R | Guide to Cold Weather Concreting | 2016
13540 | 32 13 14.13 | CONCRETE PAVING FOR AIRFIELDS AND OTHER HEAVY DUTY PAVEMENTS | 11/22, CHG 1: 05/24 | AMERICAN CONCRETE INSTITUTE | ACI | ACI 325.14R | Guide for Design and Proportioning of Concrete Mixtures for Pavements | 2017
13541 | 32 13 14.13 | CONCRETE PAVING FOR AIRFIELDS AND OTHER HEAVY DUTY PAVEMENTS | 11/22, CHG 1: 05/24 | ASTM INTERNATIONAL | ASTM | ASTM A184/A184M | Standard Specification for Welded Deformed Steel Bar Mats for Concrete Reinforcement | 2019
13542 | 32 13 14.13 | CONCRETE PAVING FOR AIRFIELDS AND OTHER HEAVY DUTY PAVEMENTS | 11/22, CHG 1: 05/24 | ASTM INTERNATIONAL | ASTM | ASTM A615/A615M | Standard Specification for Deformed and Plain Carbon-Steel Bars for Concrete Reinforcement | 2022
13543 | 32 13 14.13 | CONCRETE PAVING FOR AIRFIELDS AND OTHER HEAVY DUTY PAVEMENTS | 11/22, CHG 1: 05/24 | ASTM INTERNATIONAL | ASTM | ASTM A996/A996M | Standard Specification for Rail-Steel and Axle-Steel Deformed Bars for Concrete Reinforcement | 2016
13544 | 32 13 14.13 | CONCRETE PAVING FOR AIRFIELDS AND OTHER HEAVY DUTY PAVEMENTS | 11/22, CHG 1: 05/24 | ASTM INTERNATIONAL | ASTM | ASTM A1064/A1064M | Standard Specification for Carbon-Steel Wire and Welded Wire Reinforcement, Plain and Deformed, for Concrete | 2024
13545 | 32 13 14.13 | CONCRETE PAVING FOR AIRFIELDS AND OTHER HEAVY DUTY PAVEMENTS | 11/22, CHG 1: 05/24 | ASTM INTERNATIONAL | ASTM | ASTM A1078/A1078M | Standard Specification for Epoxy-Coated Steel Dowels in Concrete Pavement | 2019
13546 | 32 13 14.13 | CONCRETE PAVING FOR AIRFIELDS AND OTHER HEAVY DUTY PAVEMENTS | 11/22, CHG 1: 05/24 | ASTM INTERNATIONAL | ASTM | ASTM C29/C29M | Standard Test Method for Bulk Density ("Unit Weight") and Voids in Aggregate | 2023
13547 | 32 13 14.13 | CONCRETE PAVING FOR AIRFIELDS AND OTHER HEAVY DUTY PAVEMENTS | 11/22, CHG 1: 05/24 | ASTM INTERNATIONAL | ASTM | ASTM C31/C31M | Standard Practice for Making and Curing Concrete Test Specimens in the Field | 2024b
13548 | 32 13 14.13 | CONCRETE PAVING FOR AIRFIELDS AND OTHER HEAVY DUTY PAVEMENTS | 11/22, CHG 1: 05/24 | ASTM INTERNATIONAL | ASTM | ASTM C33/C33M | Standard Specification for Concrete Aggregates | 2023
13549 | 32 13 14.13 | CONCRETE PAVING FOR AIRFIELDS AND OTHER HEAVY DUTY PAVEMENTS | 11/22, CHG 1: 05/24 | ASTM INTERNATIONAL | ASTM | ASTM C39/C39M | Standard Test Method for Compressive Strength of Cylindrical Concrete Specimens | 2024
13550 | 32 13 14.13 | CONCRETE PAVING FOR AIRFIELDS AND OTHER HEAVY DUTY PAVEMENTS | 11/22, CHG 1: 05/24 | ASTM INTERNATIONAL | ASTM | ASTM C78/C78M | Standard Test Method for Flexural Strength of Concrete (Using Simple Beam with Third-Point Loading) | 2022
13551 | 32 13 14.13 | CONCRETE PAVING FOR AIRFIELDS AND OTHER HEAVY DUTY PAVEMENTS | 11/22, CHG 1: 05/24 | ASTM INTERNATIONAL | ASTM | ASTM C88 | Standard Test Method for Soundness of Aggregates by Use of Sodium Sulfate or Magnesium Sulfate | 2018
13552 | 32 13 14.13 | CONCRETE PAVING FOR AIRFIELDS AND OTHER HEAVY DUTY PAVEMENTS | 11/22, CHG 1: 05/24 | ASTM INTERNATIONAL | ASTM | ASTM C94/C94M | Standard Specification for Ready-Mixed Concrete | 2024a
13553 | 32 13 14.13 | CONCRETE PAVING FOR AIRFIELDS AND OTHER HEAVY DUTY PAVEMENTS | 11/22, CHG 1: 05/24 | ASTM INTERNATIONAL | ASTM | ASTM C114 | Standard Test Methods for Chemical Analysis of Hydraulic Cement | 2024
13554 | 32 13 14.13 | CONCRETE PAVING FOR AIRFIELDS AND OTHER HEAVY DUTY PAVEMENTS | 11/22, CHG 1: 05/24 | ASTM INTERNATIONAL | ASTM | ASTM C117 | Standard Test Method for Materials Finer than 75-um (No. 200) Sieve in Mineral Aggregates by Washing | 2023
13555 | 32 13 14.13 | CONCRETE PAVING FOR AIRFIELDS AND OTHER HEAVY DUTY PAVEMENTS | 11/22, CHG 1: 05/24 | ASTM INTERNATIONAL | ASTM | ASTM C123/C123M | Standard Test Method for Lightweight Particles in Aggregate | 2023
13556 | 32 13 14.13 | CONCRETE PAVING FOR AIRFIELDS AND OTHER HEAVY DUTY PAVEMENTS | 11/22, CHG 1: 05/24 | ASTM INTERNATIONAL | ASTM | ASTM C125 | Standard Terminology Relating to Concrete and Concrete Aggregates | 2021a
13557 | 32 13 14.13 | CONCRETE PAVING FOR AIRFIELDS AND OTHER HEAVY DUTY PAVEMENTS | 11/22, CHG 1: 05/24 | ASTM INTERNATIONAL | ASTM | ASTM C131/C131M | Standard Test Method for Resistance to Degradation of Small-Size Coarse Aggregate by Abrasion and Impact in the Los Angeles Machine | 2020
13558 | 32 13 14.13 | CONCRETE PAVING FOR AIRFIELDS AND OTHER HEAVY DUTY PAVEMENTS | 11/22, CHG 1: 05/24 | ASTM INTERNATIONAL | ASTM | ASTM C136/C136M | Standard Test Method for Sieve Analysis of Fine and Coarse Aggregates | 2019
13559 | 32 13 14.13 | CONCRETE PAVING FOR AIRFIELDS AND OTHER HEAVY DUTY PAVEMENTS | 11/22, CHG 1: 05/24 | ASTM INTERNATIONAL | ASTM | ASTM C138/C138M | Standard Test Method for Density (Unit Weight), Yield, and Air Content (Gravimetric) of Concrete | 2023
13560 | 32 13 14.13 | CONCRETE PAVING FOR AIRFIELDS AND OTHER HEAVY DUTY PAVEMENTS | 11/22, CHG 1: 05/24 | ASTM INTERNATIONAL | ASTM | ASTM C142/C142M | Standard Test Method for Clay Lumps and Friable Particles in Aggregates | 2017; R 2023
13561 | 32 13 14.13 | CONCRETE PAVING FOR AIRFIELDS AND OTHER HEAVY DUTY PAVEMENTS | 11/22, CHG 1: 05/24 | ASTM INTERNATIONAL | ASTM | ASTM C143/C143M | Standard Test Method for Slump of Hydraulic-Cement Concrete | 2020
13562 | 32 13 14.13 | CONCRETE PAVING FOR AIRFIELDS AND OTHER HEAVY DUTY PAVEMENTS | 11/22, CHG 1: 05/24 | ASTM INTERNATIONAL | ASTM | ASTM C150/C150M | Standard Specification for Portland Cement | 2022
13563 | 32 13 14.13 | CONCRETE PAVING FOR AIRFIELDS AND OTHER HEAVY DUTY PAVEMENTS | 11/22, CHG 1: 05/24 | ASTM INTERNATIONAL | ASTM | ASTM C172/C172M | Standard Practice for Sampling Freshly Mixed Concrete | 2017
13564 | 32 13 14.13 | CONCRETE PAVING FOR AIRFIELDS AND OTHER HEAVY DUTY PAVEMENTS | 11/22, CHG 1: 05/24 | ASTM INTERNATIONAL | ASTM | ASTM C174/C174M | Standard Test Method for Measuring Thickness of Concrete Elements Using Drilled Concrete Cores | 2017
13565 | 32 13 14.13 | CONCRETE PAVING FOR AIRFIELDS AND OTHER HEAVY DUTY PAVEMENTS | 11/22, CHG 1: 05/24 | ASTM INTERNATIONAL | ASTM | ASTM C192/C192M | Standard Practice for Making and Curing Concrete Test Specimens in the Laboratory | 2019
13566 | 32 13 14.13 | CONCRETE PAVING FOR AIRFIELDS AND OTHER HEAVY DUTY PAVEMENTS | 11/22, CHG 1: 05/24 | ASTM INTERNATIONAL | ASTM | ASTM C231/C231M | Standard Test Method for Air Content of Freshly Mixed Concrete by the Pressure Method | 2024
13567 | 32 13 14.13 | CONCRETE PAVING FOR AIRFIELDS AND OTHER HEAVY DUTY PAVEMENTS | 11/22, CHG 1: 05/24 | ASTM INTERNATIONAL | ASTM | ASTM C260/C260M | Standard Specification for Air-Entraining Admixtures for Concrete | 2010a; R 2016
13568 | 32 13 14.13 | CONCRETE PAVING FOR AIRFIELDS AND OTHER HEAVY DUTY PAVEMENTS | 11/22, CHG 1: 05/24 | ASTM INTERNATIONAL | ASTM | ASTM C294 | Standard Descriptive Nomenclature for Constituents of Concrete Aggregates | 2012; R 2017
13569 | 32 13 14.13 | CONCRETE PAVING FOR AIRFIELDS AND OTHER HEAVY DUTY PAVEMENTS | 11/22, CHG 1: 05/24 | ASTM INTERNATIONAL | ASTM | ASTM C295/C295M | Standard Guide for Petrographic Examination of Aggregates for Concrete | 2019
13570 | 32 13 14.13 | CONCRETE PAVING FOR AIRFIELDS AND OTHER HEAVY DUTY PAVEMENTS | 11/22, CHG 1: 05/24 | ASTM INTERNATIONAL | ASTM | ASTM C309 | Standard Specification for Liquid Membrane-Forming Compounds for Curing Concrete | 2019
13571 | 32 13 14.13 | CONCRETE PAVING FOR AIRFIELDS AND OTHER HEAVY DUTY PAVEMENTS | 11/22, CHG 1: 05/24 | ASTM INTERNATIONAL | ASTM | ASTM C494/C494M | Standard Specification for Chemical Admixtures for Concrete | 2019; E 2022
13572 | 32 13 14.13 | CONCRETE PAVING FOR AIRFIELDS AND OTHER HEAVY DUTY PAVEMENTS | 11/22, CHG 1: 05/24 | ASTM INTERNATIONAL | ASTM | ASTM C595/C595M | Standard Specification for Blended Hydraulic Cements | 2023
13573 | 32 13 14.13 | CONCRETE PAVING FOR AIRFIELDS AND OTHER HEAVY DUTY PAVEMENTS | 11/22, CHG 1: 05/24 | ASTM INTERNATIONAL | ASTM | ASTM C618 | Standard Specification for Coal Fly Ash and Raw or Calcined Natural Pozzolan for Use in Concrete | 2023; E 2023
13574 | 32 13 14.13 | CONCRETE PAVING FOR AIRFIELDS AND OTHER HEAVY DUTY PAVEMENTS | 11/22, CHG 1: 05/24 | ASTM INTERNATIONAL | ASTM | ASTM C666/C666M | Resistance of Concrete to Rapid Freezing and Thawing | 2015
13575 | 32 13 14.13 | CONCRETE PAVING FOR AIRFIELDS AND OTHER HEAVY DUTY PAVEMENTS | 11/22, CHG 1: 05/24 | ASTM INTERNATIONAL | ASTM | ASTM C881/C881M | Standard Specification for Epoxy-Resin-Base Bonding Systems for Concrete | 2020a
13576 | 32 13 14.13 | CONCRETE PAVING FOR AIRFIELDS AND OTHER HEAVY DUTY PAVEMENTS | 11/22, CHG 1: 05/24 | ASTM INTERNATIONAL | ASTM | ASTM C989/C989M | Standard Specification for Slag Cement for Use in Concrete and Mortars | 2024
13577 | 32 13 14.13 | CONCRETE PAVING FOR AIRFIELDS AND OTHER HEAVY DUTY PAVEMENTS | 11/22, CHG 1: 05/24 | ASTM INTERNATIONAL | ASTM | ASTM C1017/C1017M | Standard Specification for Chemical Admixtures for Use in Producing Flowing Concrete | 2013; E 2015
13578 | 32 13 14.13 | CONCRETE PAVING FOR AIRFIELDS AND OTHER HEAVY DUTY PAVEMENTS | 11/22, CHG 1: 05/24 | ASTM INTERNATIONAL | ASTM | ASTM C1064/C1064M | Standard Test Method for Temperature of Freshly Mixed Hydraulic-Cement Concrete | 2023
13579 | 32 13 14.13 | CONCRETE PAVING FOR AIRFIELDS AND OTHER HEAVY DUTY PAVEMENTS | 11/22, CHG 1: 05/24 | ASTM INTERNATIONAL | ASTM | ASTM C1077 | Standard Practice for Agencies Testing Concrete and Concrete Aggregates for Use in Construction and Criteria for Testing Agency Evaluation | 2024
13580 | 32 13 14.13 | CONCRETE PAVING FOR AIRFIELDS AND OTHER HEAVY DUTY PAVEMENTS | 11/22, CHG 1: 05/24 | ASTM INTERNATIONAL | ASTM | ASTM C1240 | Standard Specification for Silica Fume Used in Cementitious Mixtures | 2020
13581 | 32 13 14.13 | CONCRETE PAVING FOR AIRFIELDS AND OTHER HEAVY DUTY PAVEMENTS | 11/22, CHG 1: 05/24 | ASTM INTERNATIONAL | ASTM | ASTM C1260 | Standard Test Method for Potential Alkali Reactivity of Aggregates (Mortar-Bar Method) | 2023
13582 | 32 13 14.13 | CONCRETE PAVING FOR AIRFIELDS AND OTHER HEAVY DUTY PAVEMENTS | 11/22, CHG 1: 05/24 | ASTM INTERNATIONAL | ASTM | ASTM C1567 | Standard Test Method for Potential Alkali-Silica Reactivity of Combinations of Cementitious Materials and Aggregate (Accelerated Mortar-Bar Method) | 2023
13583 | 32 13 14.13 | CONCRETE PAVING FOR AIRFIELDS AND OTHER HEAVY DUTY PAVEMENTS | 11/22, CHG 1: 05/24 | ASTM INTERNATIONAL | ASTM | ASTM C1602/C1602M | Standard Specification for Mixing Water Used in Production of Hydraulic Cement Concrete | 2022
13584 | 32 13 14.13 | CONCRETE PAVING FOR AIRFIELDS AND OTHER HEAVY DUTY PAVEMENTS | 11/22, CHG 1: 05/24 | ASTM INTERNATIONAL | ASTM | ASTM C1646/C1646M | Making and Curing Test Specimens for Evaluating Frost Resistance of Coarse Aggregate in Air-Entrained Concrete by Rapid Freezing and Thawing | 2016
13585 | 32 13 14.13 | CONCRETE PAVING FOR AIRFIELDS AND OTHER HEAVY DUTY PAVEMENTS | 11/22, CHG 1: 05/24 | ASTM INTERNATIONAL | ASTM | ASTM C1895 | Standard Test Method for Determination of Mohs Scratch Hardness | 2020
13586 | 32 13 14.13 | CONCRETE PAVING FOR AIRFIELDS AND OTHER HEAVY DUTY PAVEMENTS | 11/22, CHG 1: 05/24 | ASTM INTERNATIONAL | ASTM | ASTM D75/D75M | Standard Practice for Sampling Aggregates | 2019
13587 | 32 13 14.13 | CONCRETE PAVING FOR AIRFIELDS AND OTHER HEAVY DUTY PAVEMENTS | 11/22, CHG 1: 05/24 | ASTM INTERNATIONAL | ASTM | ASTM D1751 | Standard Specification for Preformed Expansion Joint Filler for Concrete Paving and Structural Construction (Nonextruding and Resilient Bituminous Types) | 2018
13588 | 32 13 14.13 | CONCRETE PAVING FOR AIRFIELDS AND OTHER HEAVY DUTY PAVEMENTS | 11/22, CHG 1: 05/24 | ASTM INTERNATIONAL | ASTM | ASTM D1752 | Standard Specification for Preformed Sponge Rubber, Cork and Recycled PVC Expansion Joint Fillers for Concrete Paving and Structural Construction | 2018
13589 | 32 13 14.13 | CONCRETE PAVING FOR AIRFIELDS AND OTHER HEAVY DUTY PAVEMENTS | 11/22, CHG 1: 05/24 | ASTM INTERNATIONAL | ASTM | ASTM D2196 | Standard Test Methods for Rheological Properties of Non-Newtonian Materials by Rotational (Brookfield type) Viscometer | 2010
13590 | 32 13 14.13 | CONCRETE PAVING FOR AIRFIELDS AND OTHER HEAVY DUTY PAVEMENTS | 11/22, CHG 1: 05/24 | ASTM INTERNATIONAL | ASTM | ASTM D2995 | Determining Application Rate of Bituminous Distributors | 2023
13591 | 32 13 14.13 | CONCRETE PAVING FOR AIRFIELDS AND OTHER HEAVY DUTY PAVEMENTS | 11/22, CHG 1: 05/24 | ASTM INTERNATIONAL | ASTM | ASTM D3665 | Standard Practice for Random Sampling of Construction Materials | 2012; R 2017
13592 | 32 13 14.13 | CONCRETE PAVING FOR AIRFIELDS AND OTHER HEAVY DUTY PAVEMENTS | 11/22, CHG 1: 05/24 | ASTM INTERNATIONAL | ASTM | ASTM D4791 | Flat Particles, Elongated Particles, or Flat and Elongated Particles in Coarse Aggregate | 2019
13593 | 32 13 14.13 | CONCRETE PAVING FOR AIRFIELDS AND OTHER HEAVY DUTY PAVEMENTS | 11/22, CHG 1: 05/24 | ASTM INTERNATIONAL | ASTM | ASTM E1274 | ; R 2024 Standard Test Method for Measuring Pavement Roughness Using a Profilograph | 2018
13594 | 32 13 14.13 | CONCRETE PAVING FOR AIRFIELDS AND OTHER HEAVY DUTY PAVEMENTS | 11/22, CHG 1: 05/24 | NATIONAL READY MIXED CONCRETE ASSOCIATION | NRMCA | NRMCA QC 3 | Quality Control Manual: Section 3, Plant Certifications Checklist: Certification of Ready Mixed Concrete Production Facilities | 2015
13595 | 32 13 14.13 | CONCRETE PAVING FOR AIRFIELDS AND OTHER HEAVY DUTY PAVEMENTS | 11/22, CHG 1: 05/24 | U.S. ARMY CORPS OF ENGINEERS | USACE | COE CRD-C 55 | Test Method for Within-Batch Uniformity of Freshly Mixed Concrete | 1992
13596 | 32 13 14.13 | CONCRETE PAVING FOR AIRFIELDS AND OTHER HEAVY DUTY PAVEMENTS | 11/22, CHG 1: 05/24 | U.S. ARMY CORPS OF ENGINEERS | USACE | COE CRD-C 130 | Standard Recommended Practice for Estimating Scratch Hardness of Coarse Aggregate Particles | 2001
13597 | 32 13 14.13 | CONCRETE PAVING FOR AIRFIELDS AND OTHER HEAVY DUTY PAVEMENTS | 11/22, CHG 1: 05/24 | U.S. ARMY CORPS OF ENGINEERS | USACE | COE CRD-C 143 | Specifications for Meters for Automatic Indication of Moisture in Fine Aggregate | 1962
13598 | 32 13 14.13 | CONCRETE PAVING FOR AIRFIELDS AND OTHER HEAVY DUTY PAVEMENTS | 11/22, CHG 1: 05/24 | U.S. ARMY CORPS OF ENGINEERS | USACE | COE CRD-C 300 | Specifications for Membrane-Forming Compounds for Curing Concrete | 1990
13599 | 32 13 14.13 | CONCRETE PAVING FOR AIRFIELDS AND OTHER HEAVY DUTY PAVEMENTS | 11/22, CHG 1: 05/24 | U.S. ARMY CORPS OF ENGINEERS | USACE | COE CRD-C 521 | Standard Test Method for Frequency and Amplitude of Vibrators for Concrete | 1981
13600 | 32 13 14.13 | CONCRETE PAVING FOR AIRFIELDS AND OTHER HEAVY DUTY PAVEMENTS | 11/22, CHG 1: 05/24 | U.S. ARMY CORPS OF ENGINEERS | USACE | COE CRD-C 662 | Determining the Potential Alkali-Silica Reactivity of Combinations of Cementitious Materials, Lithium Nitrate Admixture and Aggregate (Accelerated Mortar-Bar Method) | 2009
13601 | 32 13 14.13 | CONCRETE PAVING FOR AIRFIELDS AND OTHER HEAVY DUTY PAVEMENTS | 11/22, CHG 1: 05/24 | U.S. DEPARTMENT OF DEFENSE | DOD | TSPWG M 3-250-04.97-05 | Proportioning Concrete Mixtures with Graded Aggregates for Rigid Airfield Pavements | 2019
13602 | 32 13 14.14 | CONCRETE PAVING FOR SMALL AIRFIELD PROJECTS | 08/23 | AMERICAN ASSOCIATION OF STATE HIGHWAY AND TRANSPORTATION OFFICIALS | AASHTO | AASHTO M 182 | Standard Specification for Burlap Cloth Made from Jute or Kenaf and Cotton Mats | 2005; R 2021
13603 | 32 13 14.14 | CONCRETE PAVING FOR SMALL AIRFIELD PROJECTS | 08/23 | AMERICAN CONCRETE INSTITUTE | ACI | ACI 201.1R | Guide for Conducting a Visual Inspection of Concrete in Service | 2008
13604 | 32 13 14.14 | CONCRETE PAVING FOR SMALL AIRFIELD PROJECTS | 08/23 | AMERICAN CONCRETE INSTITUTE | ACI | ACI 211.1 | Standard Practice for Selecting Proportions for Normal, Heavyweight and Mass Concrete | 1991; R 2009
13605 | 32 13 14.14 | CONCRETE PAVING FOR SMALL AIRFIELD PROJECTS | 08/23 | AMERICAN CONCRETE INSTITUTE | ACI | ACI 214R | Evaluation of Strength Test Results of Concrete | 2011
13606 | 32 13 14.14 | CONCRETE PAVING FOR SMALL AIRFIELD PROJECTS | 08/23 | AMERICAN CONCRETE INSTITUTE | ACI | ACI 305R | Guide to Hot Weather Concreting | 2020
13607 | 32 13 14.14 | CONCRETE PAVING FOR SMALL AIRFIELD PROJECTS | 08/23 | AMERICAN CONCRETE INSTITUTE | ACI | ACI 306R | Guide to Cold Weather Concreting | 2016
13608 | 32 13 14.14 | CONCRETE PAVING FOR SMALL AIRFIELD PROJECTS | 08/23 | AMERICAN CONCRETE INSTITUTE | ACI | ACI 309R | Guide for Consolidation of Concrete | 2005
13609 | 32 13 14.14 | CONCRETE PAVING FOR SMALL AIRFIELD PROJECTS | 08/23 | AMERICAN CONCRETE INSTITUTE | ACI | ACI 325.14R | Guide for Design and Proportioning of Concrete Mixtures for Pavements | 2017
13610 | 32 13 14.14 | CONCRETE PAVING FOR SMALL AIRFIELD PROJECTS | 08/23 | ASTM INTERNATIONAL | ASTM | ASTM A184/A184M | Standard Specification for Welded Deformed Steel Bar Mats for Concrete Reinforcement | 2019
13611 | 32 13 14.14 | CONCRETE PAVING FOR SMALL AIRFIELD PROJECTS | 08/23 | ASTM INTERNATIONAL | ASTM | ASTM A185/A185M | Standard Specification for Steel Welded Wire Reinforcement, Plain, for Concrete | 2007
13612 | 32 13 14.14 | CONCRETE PAVING FOR SMALL AIRFIELD PROJECTS | 08/23 | ASTM INTERNATIONAL | ASTM | ASTM A615/A615M | Standard Specification for Deformed and Plain Carbon-Steel Bars for Concrete Reinforcement | 2022
13613 | 32 13 14.14 | CONCRETE PAVING FOR SMALL AIRFIELD PROJECTS | 08/23 | ASTM INTERNATIONAL | ASTM | ASTM A996/A996M | Standard Specification for Rail-Steel and Axle-Steel Deformed Bars for Concrete Reinforcement | 2016
13614 | 32 13 14.14 | CONCRETE PAVING FOR SMALL AIRFIELD PROJECTS | 08/23 | ASTM INTERNATIONAL | ASTM | ASTM A1064/A1064M | Standard Specification for Carbon-Steel Wire and Welded Wire Reinforcement, Plain and Deformed, for Concrete | 2024
13615 | 32 13 14.14 | CONCRETE PAVING FOR SMALL AIRFIELD PROJECTS | 08/23 | ASTM INTERNATIONAL | ASTM | ASTM A1078/A1078M | Standard Specification for Epoxy-Coated Steel Dowels in Concrete Pavement | 2019
13616 | 32 13 14.14 | CONCRETE PAVING FOR SMALL AIRFIELD PROJECTS | 08/23 | ASTM INTERNATIONAL | ASTM | ASTM C29/C29M | Standard Test Method for Bulk Density ("Unit Weight") and Voids in Aggregate | 2023
13617 | 32 13 14.14 | CONCRETE PAVING FOR SMALL AIRFIELD PROJECTS | 08/23 | ASTM INTERNATIONAL | ASTM | ASTM C31/C31M | Standard Practice for Making and Curing Concrete Test Specimens in the Field | 2024b
13618 | 32 13 14.14 | CONCRETE PAVING FOR SMALL AIRFIELD PROJECTS | 08/23 | ASTM INTERNATIONAL | ASTM | ASTM C33/C33M | Standard Specification for Concrete Aggregates | 2023
13619 | 32 13 14.14 | CONCRETE PAVING FOR SMALL AIRFIELD PROJECTS | 08/23 | ASTM INTERNATIONAL | ASTM | ASTM C39/C39M | Standard Test Method for Compressive Strength of Cylindrical Concrete Specimens | 2024
13620 | 32 13 14.14 | CONCRETE PAVING FOR SMALL AIRFIELD PROJECTS | 08/23 | ASTM INTERNATIONAL | ASTM | ASTM C78/C78M | Standard Test Method for Flexural Strength of Concrete (Using Simple Beam with Third-Point Loading) | 2022
13621 | 32 13 14.14 | CONCRETE PAVING FOR SMALL AIRFIELD PROJECTS | 08/23 | ASTM INTERNATIONAL | ASTM | ASTM C88 | Standard Test Method for Soundness of Aggregates by Use of Sodium Sulfate or Magnesium Sulfate | 2018
13622 | 32 13 14.14 | CONCRETE PAVING FOR SMALL AIRFIELD PROJECTS | 08/23 | ASTM INTERNATIONAL | ASTM | ASTM C94/C94M | Standard Specification for Ready-Mixed Concrete | 2024a
13623 | 32 13 14.14 | CONCRETE PAVING FOR SMALL AIRFIELD PROJECTS | 08/23 | ASTM INTERNATIONAL | ASTM | ASTM C114 | Standard Test Methods for Chemical Analysis of Hydraulic Cement | 2024
13624 | 32 13 14.14 | CONCRETE PAVING FOR SMALL AIRFIELD PROJECTS | 08/23 | ASTM INTERNATIONAL | ASTM | ASTM C117 | Standard Test Method for Materials Finer than 75-um (No. 200) Sieve in Mineral Aggregates by Washing | 2023
13625 | 32 13 14.14 | CONCRETE PAVING FOR SMALL AIRFIELD PROJECTS | 08/23 | ASTM INTERNATIONAL | ASTM | ASTM C123/C123M | Standard Test Method for Lightweight Particles in Aggregate | 2023
13626 | 32 13 14.14 | CONCRETE PAVING FOR SMALL AIRFIELD PROJECTS | 08/23 | ASTM INTERNATIONAL | ASTM | ASTM C131/C131M | Standard Test Method for Resistance to Degradation of Small-Size Coarse Aggregate by Abrasion and Impact in the Los Angeles Machine | 2020
13627 | 32 13 14.14 | CONCRETE PAVING FOR SMALL AIRFIELD PROJECTS | 08/23 | ASTM INTERNATIONAL | ASTM | ASTM C136/C136M | Standard Test Method for Sieve Analysis of Fine and Coarse Aggregates | 2019
13628 | 32 13 14.14 | CONCRETE PAVING FOR SMALL AIRFIELD PROJECTS | 08/23 | ASTM INTERNATIONAL | ASTM | ASTM C138/C138M | Standard Test Method for Density (Unit Weight), Yield, and Air Content (Gravimetric) of Concrete | 2023
13629 | 32 13 14.14 | CONCRETE PAVING FOR SMALL AIRFIELD PROJECTS | 08/23 | ASTM INTERNATIONAL | ASTM | ASTM C142/C142M | Standard Test Method for Clay Lumps and Friable Particles in Aggregates | 2017; R 2023
13630 | 32 13 14.14 | CONCRETE PAVING FOR SMALL AIRFIELD PROJECTS | 08/23 | ASTM INTERNATIONAL | ASTM | ASTM C143/C143M | Standard Test Method for Slump of Hydraulic-Cement Concrete | 2020
13631 | 32 13 14.14 | CONCRETE PAVING FOR SMALL AIRFIELD PROJECTS | 08/23 | ASTM INTERNATIONAL | ASTM | ASTM C150/C150M | Standard Specification for Portland Cement | 2022
13632 | 32 13 14.14 | CONCRETE PAVING FOR SMALL AIRFIELD PROJECTS | 08/23 | ASTM INTERNATIONAL | ASTM | ASTM C172/C172M | Standard Practice for Sampling Freshly Mixed Concrete | 2017
13633 | 32 13 14.14 | CONCRETE PAVING FOR SMALL AIRFIELD PROJECTS | 08/23 | ASTM INTERNATIONAL | ASTM | ASTM C174/C174M | Standard Test Method for Measuring Thickness of Concrete Elements Using Drilled Concrete Cores | 2017
13634 | 32 13 14.14 | CONCRETE PAVING FOR SMALL AIRFIELD PROJECTS | 08/23 | ASTM INTERNATIONAL | ASTM | ASTM C192/C192M | Standard Practice for Making and Curing Concrete Test Specimens in the Laboratory | 2019
13635 | 32 13 14.14 | CONCRETE PAVING FOR SMALL AIRFIELD PROJECTS | 08/23 | ASTM INTERNATIONAL | ASTM | ASTM C231/C231M | Standard Test Method for Air Content of Freshly Mixed Concrete by the Pressure Method | 2024
13636 | 32 13 14.14 | CONCRETE PAVING FOR SMALL AIRFIELD PROJECTS | 08/23 | ASTM INTERNATIONAL | ASTM | ASTM C260/C260M | Standard Specification for Air-Entraining Admixtures for Concrete | 2010a; R 2016
13637 | 32 13 14.14 | CONCRETE PAVING FOR SMALL AIRFIELD PROJECTS | 08/23 | ASTM INTERNATIONAL | ASTM | ASTM C294 | Standard Descriptive Nomenclature for Constituents of Concrete Aggregates | 2012; R 2017
13638 | 32 13 14.14 | CONCRETE PAVING FOR SMALL AIRFIELD PROJECTS | 08/23 | ASTM INTERNATIONAL | ASTM | ASTM C295/C295M | Standard Guide for Petrographic Examination of Aggregates for Concrete | 2019
13639 | 32 13 14.14 | CONCRETE PAVING FOR SMALL AIRFIELD PROJECTS | 08/23 | ASTM INTERNATIONAL | ASTM | ASTM C494/C494M | Standard Specification for Chemical Admixtures for Concrete | 2019; E 2022
13640 | 32 13 14.14 | CONCRETE PAVING FOR SMALL AIRFIELD PROJECTS | 08/23 | ASTM INTERNATIONAL | ASTM | ASTM C595/C595M | Standard Specification for Blended Hydraulic Cements | 2023
13641 | 32 13 14.14 | CONCRETE PAVING FOR SMALL AIRFIELD PROJECTS | 08/23 | ASTM INTERNATIONAL | ASTM | ASTM C618 | Standard Specification for Coal Fly Ash and Raw or Calcined Natural Pozzolan for Use in Concrete | 2023; E 2023
13642 | 32 13 14.14 | CONCRETE PAVING FOR SMALL AIRFIELD PROJECTS | 08/23 | ASTM INTERNATIONAL | ASTM | ASTM C666/C666M | Resistance of Concrete to Rapid Freezing and Thawing | 2015
13643 | 32 13 14.14 | CONCRETE PAVING FOR SMALL AIRFIELD PROJECTS | 08/23 | ASTM INTERNATIONAL | ASTM | ASTM C685/C685M | Standard Specification for Concrete Made by Volumetric Batching and Continuous Mixing | 2017
13644 | 32 13 14.14 | CONCRETE PAVING FOR SMALL AIRFIELD PROJECTS | 08/23 | ASTM INTERNATIONAL | ASTM | ASTM C881/C881M | Standard Specification for Epoxy-Resin-Base Bonding Systems for Concrete | 2020a
13645 | 32 13 14.14 | CONCRETE PAVING FOR SMALL AIRFIELD PROJECTS | 08/23 | ASTM INTERNATIONAL | ASTM | ASTM C989/C989M | Standard Specification for Slag Cement for Use in Concrete and Mortars | 2024
13646 | 32 13 14.14 | CONCRETE PAVING FOR SMALL AIRFIELD PROJECTS | 08/23 | ASTM INTERNATIONAL | ASTM | ASTM C1017/C1017M | Standard Specification for Chemical Admixtures for Use in Producing Flowing Concrete | 2013; E 2015
13647 | 32 13 14.14 | CONCRETE PAVING FOR SMALL AIRFIELD PROJECTS | 08/23 | ASTM INTERNATIONAL | ASTM | ASTM C1064/C1064M | Standard Test Method for Temperature of Freshly Mixed Hydraulic-Cement Concrete | 2023
13648 | 32 13 14.14 | CONCRETE PAVING FOR SMALL AIRFIELD PROJECTS | 08/23 | ASTM INTERNATIONAL | ASTM | ASTM C1077 | Standard Practice for Agencies Testing Concrete and Concrete Aggregates for Use in Construction and Criteria for Testing Agency Evaluation | 2024
13649 | 32 13 14.14 | CONCRETE PAVING FOR SMALL AIRFIELD PROJECTS | 08/23 | ASTM INTERNATIONAL | ASTM | ASTM C1240 | Standard Specification for Silica Fume Used in Cementitious Mixtures | 2020
13650 | 32 13 14.14 | CONCRETE PAVING FOR SMALL AIRFIELD PROJECTS | 08/23 | ASTM INTERNATIONAL | ASTM | ASTM C1260 | Standard Test Method for Potential Alkali Reactivity of Aggregates (Mortar-Bar Method) | 2023
13651 | 32 13 14.14 | CONCRETE PAVING FOR SMALL AIRFIELD PROJECTS | 08/23 | ASTM INTERNATIONAL | ASTM | ASTM C1567 | Standard Test Method for Potential Alkali-Silica Reactivity of Combinations of Cementitious Materials and Aggregate (Accelerated Mortar-Bar Method) | 2023
13652 | 32 13 14.14 | CONCRETE PAVING FOR SMALL AIRFIELD PROJECTS | 08/23 | ASTM INTERNATIONAL | ASTM | ASTM C1602/C1602M | Standard Specification for Mixing Water Used in Production of Hydraulic Cement Concrete | 2022
13653 | 32 13 14.14 | CONCRETE PAVING FOR SMALL AIRFIELD PROJECTS | 08/23 | ASTM INTERNATIONAL | ASTM | ASTM C1646/C1646M | Making and Curing Test Specimens for Evaluating Frost Resistance of Coarse Aggregate in Air-Entrained Concrete by Rapid Freezing and Thawing | 2016
13654 | 32 13 14.14 | CONCRETE PAVING FOR SMALL AIRFIELD PROJECTS | 08/23 | ASTM INTERNATIONAL | ASTM | ASTM C1895 | Standard Test Method for Determination of Mohs Scratch Hardness | 2020
13655 | 32 13 14.14 | CONCRETE PAVING FOR SMALL AIRFIELD PROJECTS | 08/23 | ASTM INTERNATIONAL | ASTM | ASTM D75/D75M | Standard Practice for Sampling Aggregates | 2019
13656 | 32 13 14.14 | CONCRETE PAVING FOR SMALL AIRFIELD PROJECTS | 08/23 | ASTM INTERNATIONAL | ASTM | ASTM D1751 | Standard Specification for Preformed Expansion Joint Filler for Concrete Paving and Structural Construction (Nonextruding and Resilient Bituminous Types) | 2018
13657 | 32 13 14.14 | CONCRETE PAVING FOR SMALL AIRFIELD PROJECTS | 08/23 | ASTM INTERNATIONAL | ASTM | ASTM D1752 | Standard Specification for Preformed Sponge Rubber, Cork and Recycled PVC Expansion Joint Fillers for Concrete Paving and Structural Construction | 2018
13658 | 32 13 14.14 | CONCRETE PAVING FOR SMALL AIRFIELD PROJECTS | 08/23 | ASTM INTERNATIONAL | ASTM | ASTM D2995 | Determining Application Rate of Bituminous Distributors | 2023
13659 | 32 13 14.14 | CONCRETE PAVING FOR SMALL AIRFIELD PROJECTS | 08/23 | ASTM INTERNATIONAL | ASTM | ASTM D3665 | Standard Practice for Random Sampling of Construction Materials | 2012; R 2017
13660 | 32 13 14.14 | CONCRETE PAVING FOR SMALL AIRFIELD PROJECTS | 08/23 | ASTM INTERNATIONAL | ASTM | ASTM D4791 | Flat Particles, Elongated Particles, or Flat and Elongated Particles in Coarse Aggregate | 2019
13661 | 32 13 14.14 | CONCRETE PAVING FOR SMALL AIRFIELD PROJECTS | 08/23 | NATIONAL READY MIXED CONCRETE ASSOCIATION | NRMCA | NRMCA QC 3 | Quality Control Manual: Section 3, Plant Certifications Checklist: Certification of Ready Mixed Concrete Production Facilities | 2015
13662 | 32 13 14.14 | CONCRETE PAVING FOR SMALL AIRFIELD PROJECTS | 08/23 | U.S. ARMY CORPS OF ENGINEERS | USACE | COE CRD-C 300 | Specifications for Membrane-Forming Compounds for Curing Concrete | 1990
13663 | 32 13 14.14 | CONCRETE PAVING FOR SMALL AIRFIELD PROJECTS | 08/23 | U.S. ARMY CORPS OF ENGINEERS | USACE | COE CRD-C 521 | Standard Test Method for Frequency and Amplitude of Vibrators for Concrete | 1981
13664 | 32 13 14.14 | CONCRETE PAVING FOR SMALL AIRFIELD PROJECTS | 08/23 | U.S. DEPARTMENT OF DEFENSE | DOD | TSPWG M 3-250-04.97-05 | Proportioning Concrete Mixtures with Graded Aggregates for Rigid Airfield Pavements | 2019
13665 | 32 13 15.20 | CONCRETE PAVEMENT FOR FUEL STORAGE CONTAINMENT DIKES | 11/22 | AMERICAN CONCRETE INSTITUTE | ACI | ACI 305R | Guide to Hot Weather Concreting | 2020
13666 | 32 13 15.20 | CONCRETE PAVEMENT FOR FUEL STORAGE CONTAINMENT DIKES | 11/22 | AMERICAN CONCRETE INSTITUTE | ACI | ACI 306R | Guide to Cold Weather Concreting | 2016
13667 | 32 13 15.20 | CONCRETE PAVEMENT FOR FUEL STORAGE CONTAINMENT DIKES | 11/22 | ASTM INTERNATIONAL | ASTM | ASTM A615/A615M | Standard Specification for Deformed and Plain Carbon-Steel Bars for Concrete Reinforcement | 2022
13668 | 32 13 15.20 | CONCRETE PAVEMENT FOR FUEL STORAGE CONTAINMENT DIKES | 11/22 | ASTM INTERNATIONAL | ASTM | ASTM A775/A775M | Standard Specification for Epoxy-Coated Steel Reinforcing Bars | 2022
13669 | 32 13 15.20 | CONCRETE PAVEMENT FOR FUEL STORAGE CONTAINMENT DIKES | 11/22 | ASTM INTERNATIONAL | ASTM | ASTM A996/A996M | Standard Specification for Rail-Steel and Axle-Steel Deformed Bars for Concrete Reinforcement | 2016
13670 | 32 13 15.20 | CONCRETE PAVEMENT FOR FUEL STORAGE CONTAINMENT DIKES | 11/22 | ASTM INTERNATIONAL | ASTM | ASTM A1064/A1064M | Standard Specification for Carbon-Steel Wire and Welded Wire Reinforcement, Plain and Deformed, for Concrete | 2024
13671 | 32 13 15.20 | CONCRETE PAVEMENT FOR FUEL STORAGE CONTAINMENT DIKES | 11/22 | ASTM INTERNATIONAL | ASTM | ASTM C31/C31M | Standard Practice for Making and Curing Concrete Test Specimens in the Field | 2024b
13672 | 32 13 15.20 | CONCRETE PAVEMENT FOR FUEL STORAGE CONTAINMENT DIKES | 11/22 | ASTM INTERNATIONAL | ASTM | ASTM C33/C33M | Standard Specification for Concrete Aggregates | 2023
13673 | 32 13 15.20 | CONCRETE PAVEMENT FOR FUEL STORAGE CONTAINMENT DIKES | 11/22 | ASTM INTERNATIONAL | ASTM | ASTM C39/C39M | Standard Test Method for Compressive Strength of Cylindrical Concrete Specimens | 2024
13674 | 32 13 15.20 | CONCRETE PAVEMENT FOR FUEL STORAGE CONTAINMENT DIKES | 11/22 | ASTM INTERNATIONAL | ASTM | ASTM C94/C94M | Standard Specification for Ready-Mixed Concrete | 2024a
13675 | 32 13 15.20 | CONCRETE PAVEMENT FOR FUEL STORAGE CONTAINMENT DIKES | 11/22 | ASTM INTERNATIONAL | ASTM | ASTM C150/C150M | Standard Specification for Portland Cement | 2022
13676 | 32 13 15.20 | CONCRETE PAVEMENT FOR FUEL STORAGE CONTAINMENT DIKES | 11/22 | ASTM INTERNATIONAL | ASTM | ASTM C172/C172M | Standard Practice for Sampling Freshly Mixed Concrete | 2017
13677 | 32 13 15.20 | CONCRETE PAVEMENT FOR FUEL STORAGE CONTAINMENT DIKES | 11/22 | ASTM INTERNATIONAL | ASTM | ASTM C260/C260M | Standard Specification for Air-Entraining Admixtures for Concrete | 2010a; R 2016
13678 | 32 13 15.20 | CONCRETE PAVEMENT FOR FUEL STORAGE CONTAINMENT DIKES | 11/22 | ASTM INTERNATIONAL | ASTM | ASTM C309 | Standard Specification for Liquid Membrane-Forming Compounds for Curing Concrete | 2019
13679 | 32 13 15.20 | CONCRETE PAVEMENT FOR FUEL STORAGE CONTAINMENT DIKES | 11/22 | ASTM INTERNATIONAL | ASTM | ASTM C494/C494M | Standard Specification for Chemical Admixtures for Concrete | 2019; E 2022
13680 | 32 13 15.20 | CONCRETE PAVEMENT FOR FUEL STORAGE CONTAINMENT DIKES | 11/22 | ASTM INTERNATIONAL | ASTM | ASTM C595/C595M | Standard Specification for Blended Hydraulic Cements | 2023
13681 | 32 13 15.20 | CONCRETE PAVEMENT FOR FUEL STORAGE CONTAINMENT DIKES | 11/22 | ASTM INTERNATIONAL | ASTM | ASTM C618 | Standard Specification for Coal Fly Ash and Raw or Calcined Natural Pozzolan for Use in Concrete | 2023; E 2023
13682 | 32 13 15.20 | CONCRETE PAVEMENT FOR FUEL STORAGE CONTAINMENT DIKES | 11/22 | ASTM INTERNATIONAL | ASTM | ASTM C989/C989M | Standard Specification for Slag Cement for Use in Concrete and Mortars | 2024
13683 | 32 13 15.20 | CONCRETE PAVEMENT FOR FUEL STORAGE CONTAINMENT DIKES | 11/22 | ASTM INTERNATIONAL | ASTM | ASTM C1116/C1116M | Standard Specification for Fiber-Reinforced Concrete | 2023
13684 | 32 13 15.20 | CONCRETE PAVEMENT FOR FUEL STORAGE CONTAINMENT DIKES | 11/22 | ASTM INTERNATIONAL | ASTM | ASTM C1240 | Standard Specification for Silica Fume Used in Cementitious Mixtures | 2020
13685 | 32 13 15.20 | CONCRETE PAVEMENT FOR FUEL STORAGE CONTAINMENT DIKES | 11/22 | ASTM INTERNATIONAL | ASTM | ASTM C1260 | Standard Test Method for Potential Alkali Reactivity of Aggregates (Mortar-Bar Method) | 2023
13686 | 32 13 15.20 | CONCRETE PAVEMENT FOR FUEL STORAGE CONTAINMENT DIKES | 11/22 | ASTM INTERNATIONAL | ASTM | ASTM C1567 | Standard Test Method for Potential Alkali-Silica Reactivity of Combinations of Cementitious Materials and Aggregate (Accelerated Mortar-Bar Method) | 2023
13687 | 32 13 15.20 | CONCRETE PAVEMENT FOR FUEL STORAGE CONTAINMENT DIKES | 11/22 | ASTM INTERNATIONAL | ASTM | ASTM D1751 | Standard Specification for Preformed Expansion Joint Filler for Concrete Paving and Structural Construction (Nonextruding and Resilient Bituminous Types) | 2018
13688 | 32 13 15.20 | CONCRETE PAVEMENT FOR FUEL STORAGE CONTAINMENT DIKES | 11/22 | ASTM INTERNATIONAL | ASTM | ASTM D1752 | Standard Specification for Preformed Sponge Rubber, Cork and Recycled PVC Expansion Joint Fillers for Concrete Paving and Structural Construction | 2018
13689 | 32 13 43 | PERVIOUS CONCRETE PAVING | 05/20 | AMERICAN CONCRETE INSTITUTE | ACI | ACI 305.1 | Specification for Hot Weather Concreting | 2014
13690 | 32 13 43 | PERVIOUS CONCRETE PAVING | 05/20 | AMERICAN CONCRETE INSTITUTE | ACI | ACI 306.1 | Standard Specification for Cold Weather Concreting | 1990; R 2002
13691 | 32 13 43 | PERVIOUS CONCRETE PAVING | 05/20 | AMERICAN CONCRETE INSTITUTE | ACI | ACI 522.1 | Specification For Pervious Concrete Pavement | 2013
13692 | 32 13 43 | PERVIOUS CONCRETE PAVING | 05/20 | ASTM INTERNATIONAL | ASTM | ASTM C33/C33M | Standard Specification for Concrete Aggregates | 2023
13693 | 32 13 43 | PERVIOUS CONCRETE PAVING | 05/20 | ASTM INTERNATIONAL | ASTM | ASTM C42/C42M | Standard Test Method for Obtaining and Testing Drilled Cores and Sawed Beams of Concrete | 2020
13694 | 32 13 43 | PERVIOUS CONCRETE PAVING | 05/20 | ASTM INTERNATIONAL | ASTM | ASTM C88 | Standard Test Method for Soundness of Aggregates by Use of Sodium Sulfate or Magnesium Sulfate | 2018
13695 | 32 13 43 | PERVIOUS CONCRETE PAVING | 05/20 | ASTM INTERNATIONAL | ASTM | ASTM C150/C150M | Standard Specification for Portland Cement | 2022
13696 | 32 13 43 | PERVIOUS CONCRETE PAVING | 05/20 | ASTM INTERNATIONAL | ASTM | ASTM C171 | Standard Specification for Sheet Materials for Curing Concrete | 2020
13697 | 32 13 43 | PERVIOUS CONCRETE PAVING | 05/20 | ASTM INTERNATIONAL | ASTM | ASTM C172/C172M | Standard Practice for Sampling Freshly Mixed Concrete | 2017
13698 | 32 13 43 | PERVIOUS CONCRETE PAVING | 05/20 | ASTM INTERNATIONAL | ASTM | ASTM C260/C260M | Standard Specification for Air-Entraining Admixtures for Concrete | 2010a; R 2016
13699 | 32 13 43 | PERVIOUS CONCRETE PAVING | 05/20 | ASTM INTERNATIONAL | ASTM | ASTM C494/C494M | Standard Specification for Chemical Admixtures for Concrete | 2019; E 2022
13700 | 32 13 43 | PERVIOUS CONCRETE PAVING | 05/20 | ASTM INTERNATIONAL | ASTM | ASTM C595/C595M | Standard Specification for Blended Hydraulic Cements | 2023
13701 | 32 13 43 | PERVIOUS CONCRETE PAVING | 05/20 | ASTM INTERNATIONAL | ASTM | ASTM C618 | Standard Specification for Coal Fly Ash and Raw or Calcined Natural Pozzolan for Use in Concrete | 2023; E 2023
13702 | 32 13 43 | PERVIOUS CONCRETE PAVING | 05/20 | ASTM INTERNATIONAL | ASTM | ASTM C989/C989M | Standard Specification for Slag Cement for Use in Concrete and Mortars | 2024
13703 | 32 13 43 | PERVIOUS CONCRETE PAVING | 05/20 | ASTM INTERNATIONAL | ASTM | ASTM C1077 | Standard Practice for Agencies Testing Concrete and Concrete Aggregates for Use in Construction and Criteria for Testing Agency Evaluation | 2024
13704 | 32 13 43 | PERVIOUS CONCRETE PAVING | 05/20 | ASTM INTERNATIONAL | ASTM | ASTM C1260 | Standard Test Method for Potential Alkali Reactivity of Aggregates (Mortar-Bar Method) | 2023
13705 | 32 13 43 | PERVIOUS CONCRETE PAVING | 05/20 | ASTM INTERNATIONAL | ASTM | ASTM C1542/C1542M | Standard Test Method for Measuring Length of Concrete Cores | 2019
13706 | 32 13 43 | PERVIOUS CONCRETE PAVING | 05/20 | ASTM INTERNATIONAL | ASTM | ASTM C1549 | Standard Test Method for Determination of Solar Reflectance Near Ambient Temperature Using a Portable Solar Reflectometer | 2016; R 2022
13707 | 32 13 43 | PERVIOUS CONCRETE PAVING | 05/20 | ASTM INTERNATIONAL | ASTM | ASTM C1567 | Standard Test Method for Potential Alkali-Silica Reactivity of Combinations of Cementitious Materials and Aggregate (Accelerated Mortar-Bar Method) | 2023
13708 | 32 13 43 | PERVIOUS CONCRETE PAVING | 05/20 | ASTM INTERNATIONAL | ASTM | ASTM C1602/C1602M | Standard Specification for Mixing Water Used in Production of Hydraulic Cement Concrete | 2022
13709 | 32 13 43 | PERVIOUS CONCRETE PAVING | 05/20 | ASTM INTERNATIONAL | ASTM | ASTM C1688/C1688M | Standard Test Method For Density And Void Content Of Freshly Mixed Pervious Concrete | 2014a
13710 | 32 13 43 | PERVIOUS CONCRETE PAVING | 05/20 | ASTM INTERNATIONAL | ASTM | ASTM C1701/C1701M | Standard Test Method for Infiltration Rate of In Place Pervious Concrete | 2017a
13711 | 32 13 43 | PERVIOUS CONCRETE PAVING | 05/20 | ASTM INTERNATIONAL | ASTM | ASTM C1754/C1754M | Standard Test Method for Density and Void Content of Hardened Pervious Concrete | 2012
13712 | 32 13 43 | PERVIOUS CONCRETE PAVING | 05/20 | ASTM INTERNATIONAL | ASTM | ASTM D6155 | Nontraditional Coarse Aggregate for Bituminous Paving Mixtures | 2019
13713 | 32 13 43 | PERVIOUS CONCRETE PAVING | 05/20 | NATIONAL READY MIXED CONCRETE ASSOCIATION | NRMCA | NRMCA QC 3 | Quality Control Manual: Section 3, Plant Certifications Checklist: Certification of Ready Mixed Concrete Production Facilities | 2015
13714 | 32 13 73.19 | COMPRESSION CONCRETE PAVING JOINT SEALANT | 11/19 | ASTM INTERNATIONAL | ASTM | ASTM D412 | Standard Test Methods for Vulcanized Rubber and Thermoplastic Elastomers - Tension | 2016; R 2021
13715 | 32 13 73.19 | COMPRESSION CONCRETE PAVING JOINT SEALANT | 11/19 | ASTM INTERNATIONAL | ASTM | ASTM D2628 | Standard Specification for Preformed Polychloroprene Elastomeric Joint Seals for Concrete Pavements | 1991; R 2016
13716 | 32 13 73.19 | COMPRESSION CONCRETE PAVING JOINT SEALANT | 11/19 | ASTM INTERNATIONAL | ASTM | ASTM D2835 | Standard Specification for Lubricant for Installation of Preformed Compression Seals in Concrete Pavements | 1989; R 2017
13717 | 32 13 73.19 | COMPRESSION CONCRETE PAVING JOINT SEALANT | 11/19 | U.S. ARMY CORPS OF ENGINEERS | USACE | COE CRD-C 548 | Standard Specification for Jet-Fuel and Heat-Resistant Preformed Polychloroprene Elastomeric Joint Seals for Rigid Pavements | 1988
13718 | 32 14 13.13 | INTERLOCKING PRECAST CONCRETE UNIT PAVING | 11/19 | AMERICAN CONCRETE INSTITUTE | ACI | ACI 301 | Specifications for Structural Concrete | 2020
13719 | 32 14 13.13 | INTERLOCKING PRECAST CONCRETE UNIT PAVING | 11/19 | AMERICAN CONCRETE INSTITUTE | ACI | ACI 301M | Metric Specifications for Structural Concrete | 2020
13720 | 32 14 13.13 | INTERLOCKING PRECAST CONCRETE UNIT PAVING | 11/19 | ASTM INTERNATIONAL | ASTM | ASTM C33/C33M | Standard Specification for Concrete Aggregates | 2023
13721 | 32 14 13.13 | INTERLOCKING PRECAST CONCRETE UNIT PAVING | 11/19 | ASTM INTERNATIONAL | ASTM | ASTM C88 | Standard Test Method for Soundness of Aggregates by Use of Sodium Sulfate or Magnesium Sulfate | 2018
13722 | 32 14 13.13 | INTERLOCKING PRECAST CONCRETE UNIT PAVING | 11/19 | ASTM INTERNATIONAL | ASTM | ASTM C117 | Standard Test Method for Materials Finer than 75-um (No. 200) Sieve in Mineral Aggregates by Washing | 2023
13723 | 32 14 13.13 | INTERLOCKING PRECAST CONCRETE UNIT PAVING | 11/19 | ASTM INTERNATIONAL | ASTM | ASTM C131/C131M | Standard Test Method for Resistance to Degradation of Small-Size Coarse Aggregate by Abrasion and Impact in the Los Angeles Machine | 2020
13724 | 32 14 13.13 | INTERLOCKING PRECAST CONCRETE UNIT PAVING | 11/19 | ASTM INTERNATIONAL | ASTM | ASTM C136/C136M | Standard Test Method for Sieve Analysis of Fine and Coarse Aggregates | 2019
13725 | 32 14 13.13 | INTERLOCKING PRECAST CONCRETE UNIT PAVING | 11/19 | ASTM INTERNATIONAL | ASTM | ASTM C140/C140M | Standard Test Methods for Sampling and Testing Concrete Masonry Units and Related Units | 2023a
13726 | 32 14 13.13 | INTERLOCKING PRECAST CONCRETE UNIT PAVING | 11/19 | ASTM INTERNATIONAL | ASTM | ASTM C144 | Standard Specification for Aggregate for Masonry Mortar | 2018
13727 | 32 14 13.13 | INTERLOCKING PRECAST CONCRETE UNIT PAVING | 11/19 | ASTM INTERNATIONAL | ASTM | ASTM C535 | Standard Test Method for Resistance to Degradation of Large-Size Coarse Aggregate by Abrasion and Impact in the Los Angeles Machine | 2016
13728 | 32 14 13.13 | INTERLOCKING PRECAST CONCRETE UNIT PAVING | 11/19 | ASTM INTERNATIONAL | ASTM | ASTM C936/C936M | Standard Specification for Solid Concrete Interlocking Paving Units | 2024
13729 | 32 14 13.13 | INTERLOCKING PRECAST CONCRETE UNIT PAVING | 11/19 | ASTM INTERNATIONAL | ASTM | ASTM C979/C979M | Standard Specification for Pigments for Integrally Colored Concrete | 2016
13730 | 32 14 13.13 | INTERLOCKING PRECAST CONCRETE UNIT PAVING | 11/19 | ASTM INTERNATIONAL | ASTM | ASTM C1645/C1645M | Standard Test Method for Freeze-thaw and De-icing Salt Durability of Solid Concrete Interlocking Paving Units | 2022a
13731 | 32 14 13.13 | INTERLOCKING PRECAST CONCRETE UNIT PAVING | 11/19 | ASTM INTERNATIONAL | ASTM | ASTM D75/D75M | Standard Practice for Sampling Aggregates | 2019
13732 | 32 14 13.13 | INTERLOCKING PRECAST CONCRETE UNIT PAVING | 11/19 | ASTM INTERNATIONAL | ASTM | ASTM D2488 | Standard Practice for Description and Identification of Soils (Visual-Manual Procedure) | 2017; E 2018
13733 | 32 14 13.13 | INTERLOCKING PRECAST CONCRETE UNIT PAVING | 11/19 | ASTM INTERNATIONAL | ASTM | ASTM D4318 | Standard Test Methods for Liquid Limit, Plastic Limit, and Plasticity Index of Soils | 2017; E 2018
13734 | 32 14 13.13 | INTERLOCKING PRECAST CONCRETE UNIT PAVING | 11/19 | ASTM INTERNATIONAL | ASTM | ASTM D5821 | Standard Test Method for Determining the Percentage of Fractured Particles in Coarse Aggregate | 2013; R 2017
13735 | 32 14 13.13 | INTERLOCKING PRECAST CONCRETE UNIT PAVING | 11/19 | ASTM INTERNATIONAL | ASTM | ASTM D7428 | Standard Test Method for Resistance of Fine Aggregate to Degradation by Abrasion inthe Micro-Deval Apparatus | 2015
13736 | 32 14 13.13 | INTERLOCKING PRECAST CONCRETE UNIT PAVING | 11/19 | ASTM INTERNATIONAL | ASTM | ASTM E11 | Standard Specification for Woven Wire Test Sieve Cloth and Test Sieves | 2024
13737 | 32 15 00 | AGGREGATE SURFACING | 05/17 | AMERICAN ASSOCIATION OF STATE HIGHWAY AND TRANSPORTATION OFFICIALS | AASHTO | AASHTO T 180 | Standard Method of Test for Moisture-Density Relations of Soils Using a 4.54-kg (10-lb) Rammer and a 457-mm (18-in.) Drop | 2017
13738 | 32 15 00 | AGGREGATE SURFACING | 05/17 | AMERICAN ASSOCIATION OF STATE HIGHWAY AND TRANSPORTATION OFFICIALS | AASHTO | AASHTO T 224 | Standard Method of Test for Correction for Coarse Particles in the Soil Compaction Test | 2010
13739 | 32 15 00 | AGGREGATE SURFACING | 05/17 | ASTM INTERNATIONAL | ASTM | ASTM C117 | Standard Test Method for Materials Finer than 75-um (No. 200) Sieve in Mineral Aggregates by Washing | 2023
13740 | 32 15 00 | AGGREGATE SURFACING | 05/17 | ASTM INTERNATIONAL | ASTM | ASTM C131/C131M | Standard Test Method for Resistance to Degradation of Small-Size Coarse Aggregate by Abrasion and Impact in the Los Angeles Machine | 2020
13741 | 32 15 00 | AGGREGATE SURFACING | 05/17 | ASTM INTERNATIONAL | ASTM | ASTM C136/C136M | Standard Test Method for Sieve Analysis of Fine and Coarse Aggregates | 2019
13742 | 32 15 00 | AGGREGATE SURFACING | 05/17 | ASTM INTERNATIONAL | ASTM | ASTM D75/D75M | Standard Practice for Sampling Aggregates | 2019
13743 | 32 15 00 | AGGREGATE SURFACING | 05/17 | ASTM INTERNATIONAL | ASTM | ASTM D1556/D1556M | Standard Test Method for Density and Unit Weight of Soil in Place by Sand-Cone Method | 2015; E 2016
13744 | 32 15 00 | AGGREGATE SURFACING | 05/17 | ASTM INTERNATIONAL | ASTM | ASTM D1557 | Standard Test Methods for Laboratory Compaction Characteristics of Soil Using Modified Effort (56,000 ft-lbf/ft3) (2700 kN-m/m3) | 2012; E 2015
13745 | 32 15 00 | AGGREGATE SURFACING | 05/17 | ASTM INTERNATIONAL | ASTM | ASTM D2167 | Density and Unit Weight of Soil in Place by the Rubber Balloon Method | 2015
13746 | 32 15 00 | AGGREGATE SURFACING | 05/17 | ASTM INTERNATIONAL | ASTM | ASTM D4318 | Standard Test Methods for Liquid Limit, Plastic Limit, and Plasticity Index of Soils | 2017; E 2018
13747 | 32 15 00 | AGGREGATE SURFACING | 05/17 | ASTM INTERNATIONAL | ASTM | ASTM D6938 | Standard Test Method for In-Place Density and Water Content of Soil and Soil-Aggregate by Nuclear Methods (Shallow Depth) | 2017a
13748 | 32 15 00 | AGGREGATE SURFACING | 05/17 | ASTM INTERNATIONAL | ASTM | ASTM E11 | Standard Specification for Woven Wire Test Sieve Cloth and Test Sieves | 2024
13749 | 32 16 19 | CONCRETE CURBS, GUTTERS AND SIDEWALKS | 05/18 | AMERICAN ASSOCIATION OF STATE HIGHWAY AND TRANSPORTATION OFFICIALS | AASHTO | AASHTO M 182 | Standard Specification for Burlap Cloth Made from Jute or Kenaf and Cotton Mats | 2005; R 2021
13750 | 32 16 19 | CONCRETE CURBS, GUTTERS AND SIDEWALKS | 05/18 | ASTM INTERNATIONAL | ASTM | ASTM A615/A615M | Standard Specification for Deformed and Plain Carbon-Steel Bars for Concrete Reinforcement | 2022
13751 | 32 16 19 | CONCRETE CURBS, GUTTERS AND SIDEWALKS | 05/18 | ASTM INTERNATIONAL | ASTM | ASTM A1064/A1064M | Standard Specification for Carbon-Steel Wire and Welded Wire Reinforcement, Plain and Deformed, for Concrete | 2024
13752 | 32 16 19 | CONCRETE CURBS, GUTTERS AND SIDEWALKS | 05/18 | ASTM INTERNATIONAL | ASTM | ASTM C31/C31M | Standard Practice for Making and Curing Concrete Test Specimens in the Field | 2024b
13753 | 32 16 19 | CONCRETE CURBS, GUTTERS AND SIDEWALKS | 05/18 | ASTM INTERNATIONAL | ASTM | ASTM C94/C94M | Standard Specification for Ready-Mixed Concrete | 2024a
13754 | 32 16 19 | CONCRETE CURBS, GUTTERS AND SIDEWALKS | 05/18 | ASTM INTERNATIONAL | ASTM | ASTM C143/C143M | Standard Test Method for Slump of Hydraulic-Cement Concrete | 2020
13755 | 32 16 19 | CONCRETE CURBS, GUTTERS AND SIDEWALKS | 05/18 | ASTM INTERNATIONAL | ASTM | ASTM C171 | Standard Specification for Sheet Materials for Curing Concrete | 2020
13756 | 32 16 19 | CONCRETE CURBS, GUTTERS AND SIDEWALKS | 05/18 | ASTM INTERNATIONAL | ASTM | ASTM C172/C172M | Standard Practice for Sampling Freshly Mixed Concrete | 2017
13757 | 32 16 19 | CONCRETE CURBS, GUTTERS AND SIDEWALKS | 05/18 | ASTM INTERNATIONAL | ASTM | ASTM C173/C173M | Standard Test Method for Air Content of Freshly Mixed Concrete by the Volumetric Method | 2024
13758 | 32 16 19 | CONCRETE CURBS, GUTTERS AND SIDEWALKS | 05/18 | ASTM INTERNATIONAL | ASTM | ASTM C231/C231M | Standard Test Method for Air Content of Freshly Mixed Concrete by the Pressure Method | 2024
13759 | 32 16 19 | CONCRETE CURBS, GUTTERS AND SIDEWALKS | 05/18 | ASTM INTERNATIONAL | ASTM | ASTM C309 | Standard Specification for Liquid Membrane-Forming Compounds for Curing Concrete | 2019
13760 | 32 16 19 | CONCRETE CURBS, GUTTERS AND SIDEWALKS | 05/18 | ASTM INTERNATIONAL | ASTM | ASTM C920 | Standard Specification for Elastomeric Joint Sealants | 2018
13761 | 32 16 19 | CONCRETE CURBS, GUTTERS AND SIDEWALKS | 05/18 | ASTM INTERNATIONAL | ASTM | ASTM D1751 | Standard Specification for Preformed Expansion Joint Filler for Concrete Paving and Structural Construction (Nonextruding and Resilient Bituminous Types) | 2018
13762 | 32 16 19 | CONCRETE CURBS, GUTTERS AND SIDEWALKS | 05/18 | ASTM INTERNATIONAL | ASTM | ASTM D1752 | Standard Specification for Preformed Sponge Rubber, Cork and Recycled PVC Expansion Joint Fillers for Concrete Paving and Structural Construction | 2018
13763 | 32 16 19 | CONCRETE CURBS, GUTTERS AND SIDEWALKS | 05/18 | ASTM INTERNATIONAL | ASTM | ASTM D5893/D5893M | Standard Specification for Cold Applied, Single Component, Chemically Curing Silicone Joint Sealant for Portland Cement Concrete Pavements | 2016
13764 | 32 16 19 | CONCRETE CURBS, GUTTERS AND SIDEWALKS | 05/18 | INTERNATIONAL CODE COUNCIL | ICC | ICC A117.1 | Standard And Commentary Accessible and Usable Buildings and Facilities | 2017
13765 | 32 17 23 | PAVEMENT MARKINGS | 08/16, CHG 5: 11/18 | AMERICAN ASSOCIATION OF STATE HIGHWAY AND TRANSPORTATION OFFICIALS | AASHTO | AASHTO M 247 | Standard Specification for Glass Beads Used in Pavement Markings | 2013
13766 | 32 17 23 | PAVEMENT MARKINGS | 08/16, CHG 5: 11/18 | AMERICAN ASSOCIATION OF STATE HIGHWAY AND TRANSPORTATION OFFICIALS | AASHTO | AASHTO M 248 | Standard Specification for Ready-Mixed White and Yellow Traffic Paints | 1991; R 2012
13767 | 32 17 23 | PAVEMENT MARKINGS | 08/16, CHG 5: 11/18 | AMERICAN ASSOCIATION OF STATE HIGHWAY AND TRANSPORTATION OFFICIALS | AASHTO | AASHTO M 249 | Standard Specification for White and Yellow Reflective Thermoplastic Striping Material (Solid Form) | 2012; R2016
13768 | 32 17 23 | PAVEMENT MARKINGS | 08/16, CHG 5: 11/18 | ASTM INTERNATIONAL | ASTM | ASTM D471 | Standard Test Method for Rubber Property - Effect of Liquids | 2016a
13769 | 32 17 23 | PAVEMENT MARKINGS | 08/16, CHG 5: 11/18 | ASTM INTERNATIONAL | ASTM | ASTM D476 | Dry Pigmentary Titanium Dioxide Pigments | 2015
13770 | 32 17 23 | PAVEMENT MARKINGS | 08/16, CHG 5: 11/18 | ASTM INTERNATIONAL | ASTM | ASTM D522/D522M | Mandrel Bend Test of Attached Organic Coatings | 2017
13771 | 32 17 23 | PAVEMENT MARKINGS | 08/16, CHG 5: 11/18 | ASTM INTERNATIONAL | ASTM | ASTM D638 | Standard Test Method for Tensile Properties of Plastics | 2014
13772 | 32 17 23 | PAVEMENT MARKINGS | 08/16, CHG 5: 11/18 | ASTM INTERNATIONAL | ASTM | ASTM D695 | Standard Test Method for Compressive Properties of Rigid Plastics | 2010
13773 | 32 17 23 | PAVEMENT MARKINGS | 08/16, CHG 5: 11/18 | ASTM INTERNATIONAL | ASTM | ASTM D711 | No-Pick-Up Time of Traffic Paint | 2010; R 2015
13774 | 32 17 23 | PAVEMENT MARKINGS | 08/16, CHG 5: 11/18 | ASTM INTERNATIONAL | ASTM | ASTM D823 | Standard Practices for Producing Films of Uniform Thickness of Paint, Coatings, and Related Products on Test Panels | 2018
13775 | 32 17 23 | PAVEMENT MARKINGS | 08/16, CHG 5: 11/18 | ASTM INTERNATIONAL | ASTM | ASTM D1652 | Standard Test Method for Epoxy Content of Epoxy Resins | 2011; E 2012
13776 | 32 17 23 | PAVEMENT MARKINGS | 08/16, CHG 5: 11/18 | ASTM INTERNATIONAL | ASTM | ASTM D2074 | Standard Test Methods for Total, Primary, Secondary, and Tertiary Amine Values of Fatty Amines by Alternative Indicator Method | 2007; R2013
13777 | 32 17 23 | PAVEMENT MARKINGS | 08/16, CHG 5: 11/18 | ASTM INTERNATIONAL | ASTM | ASTM D2240 | Standard Test Method for Rubber Property - Durometer Hardness | 2015; E 2017
13778 | 32 17 23 | PAVEMENT MARKINGS | 08/16, CHG 5: 11/18 | ASTM INTERNATIONAL | ASTM | ASTM D2621 | Standard Test Method for Infrared Identification of Vehicle Solids from Solvent-Reducible Paints | 1987; R 2016
13779 | 32 17 23 | PAVEMENT MARKINGS | 08/16, CHG 5: 11/18 | ASTM INTERNATIONAL | ASTM | ASTM D2697 | Volume Nonvolatile Matter in Clear or Pigmented Coatings | 2003; R 2014
13780 | 32 17 23 | PAVEMENT MARKINGS | 08/16, CHG 5: 11/18 | ASTM INTERNATIONAL | ASTM | ASTM D3335 | Low Concentrations of Lead, Cadmium, and Cobalt in Paint by Atomic Absorption Spectroscopy | 1985a; R 2020
13781 | 32 17 23 | PAVEMENT MARKINGS | 08/16, CHG 5: 11/18 | ASTM INTERNATIONAL | ASTM | ASTM D3718 | Low Concentrations of Chromium in Paint by Atomic Absorption Spectroscopy | 1985a; R 2015
13782 | 32 17 23 | PAVEMENT MARKINGS | 08/16, CHG 5: 11/18 | ASTM INTERNATIONAL | ASTM | ASTM D3924 | Standard Specification for Environment for Conditioning and Testing Paint, Varnish, Lacquer, and Related Materials | 2016
13783 | 32 17 23 | PAVEMENT MARKINGS | 08/16, CHG 5: 11/18 | ASTM INTERNATIONAL | ASTM | ASTM D3960 | Determining Volatile Organic Compound (VOC) Content of Paints and Related Coatings | 2005; R 2013
13784 | 32 17 23 | PAVEMENT MARKINGS | 08/16, CHG 5: 11/18 | ASTM INTERNATIONAL | ASTM | ASTM D4060 | Abrasion Resistance of Organic Coatings by the Taber Abraser | 2019
13785 | 32 17 23 | PAVEMENT MARKINGS | 08/16, CHG 5: 11/18 | ASTM INTERNATIONAL | ASTM | ASTM D4061 | Standard Test Method for Retroreflectance of Horizontal Coatings | 2013
13786 | 32 17 23 | PAVEMENT MARKINGS | 08/16, CHG 5: 11/18 | ASTM INTERNATIONAL | ASTM | ASTM D4280 | Extended Life Type, Nonplowable, Raised, Retroreflective Pavement Markers | 2012
13787 | 32 17 23 | PAVEMENT MARKINGS | 08/16, CHG 5: 11/18 | ASTM INTERNATIONAL | ASTM | ASTM D4383 | Standard Specification for Plowable, Raised Retroreflective Pavement Markers | 2012
13788 | 32 17 23 | PAVEMENT MARKINGS | 08/16, CHG 5: 11/18 | ASTM INTERNATIONAL | ASTM | ASTM D4505 | Standard Specification for Preformed Retroflective Pavement Marking Tape for Extended Service Life | 2012; R 2017
13789 | 32 17 23 | PAVEMENT MARKINGS | 08/16, CHG 5: 11/18 | ASTM INTERNATIONAL | ASTM | ASTM D4541 | Standard Test Method for Pull-Off Strength of Coatings Using Portable Adhesion Testers | 2022
13790 | 32 17 23 | PAVEMENT MARKINGS | 08/16, CHG 5: 11/18 | ASTM INTERNATIONAL | ASTM | ASTM D6628 | Standard Specification for Color of Pavement Marking Materials | 2003; R 2015
13791 | 32 17 23 | PAVEMENT MARKINGS | 08/16, CHG 5: 11/18 | ASTM INTERNATIONAL | ASTM | ASTM D7234 | Standard Test Method for Pull-Off Adhesion Strength of Coatings on Concrete Using Portable Pull-Off Adhesion Testers | 2012
13792 | 32 17 23 | PAVEMENT MARKINGS | 08/16, CHG 5: 11/18 | ASTM INTERNATIONAL | ASTM | ASTM E1347 | Standard Test Method for Color and Color Difference Measurement by Tristimulus (Filter) Colorimetry | 2006; R 2020
13793 | 32 17 23 | PAVEMENT MARKINGS | 08/16, CHG 5: 11/18 | ASTM INTERNATIONAL | ASTM | ASTM E1710 | Standard Test Method for Measurement of Retroreflective Pavement Marking Materials with CEN-Prescribed Geometry Using a Portable Retroreflectometer | 2011
13794 | 32 17 23 | PAVEMENT MARKINGS | 08/16, CHG 5: 11/18 | ASTM INTERNATIONAL | ASTM | ASTM E2177 | Standard Test Method for Measuring the Coefficient of Retroreflected Luminance (RL) of Pavement Markings in a Standard Condition of Wetness | 2011
13795 | 32 17 23 | PAVEMENT MARKINGS | 08/16, CHG 5: 11/18 | ASTM INTERNATIONAL | ASTM | ASTM E2302 | Standard Test Method for Measurement of the Luminance Coefficient Under Diffuse Illumination of Pavement Marking Materials Using a Portable Reflectometer | 2003; R 2016
13796 | 32 17 23 | PAVEMENT MARKINGS | 08/16, CHG 5: 11/18 | ASTM INTERNATIONAL | ASTM | ASTM G154 | Standard Practice for Operating Fluorescent Ultraviolet (UV) Lamp Apparatus for Exposure of Materials | 2023
13797 | 32 17 23 | PAVEMENT MARKINGS | 08/16, CHG 5: 11/18 | INTERNATIONAL CONCRETE REPAIR INSTITUTE | ICRI | ICRI 03732 | Selecting and Specifying Concrete Surface Preparation for Sealers, Coatings, and Polymer Overlays | 1997
13798 | 32 17 23 | PAVEMENT MARKINGS | 08/16, CHG 5: 11/18 | MASTER PAINTERS INSTITUTE | MPI | MPI 32 | Traffic Marking Paint, S.B. | 2012
13799 | 32 17 23 | PAVEMENT MARKINGS | 08/16, CHG 5: 11/18 | MASTER PAINTERS INSTITUTE | MPI | MPI 97 | Traffic Marking Paint, Latex | 2012
13800 | 32 17 23 | PAVEMENT MARKINGS | 08/16, CHG 5: 11/18 | SOCIETY OF AUTOMOTIVE ENGINEERS INTERNATIONAL | SAE | SAE AMS-STD-595A | Colors used in Government Procurement | 2017
13801 | 32 17 23 | PAVEMENT MARKINGS | 08/16, CHG 5: 11/18 | U.S. FEDERAL AVIATION ADMINISTRATION | FAA | FAA AC 150/5370-10 | Standard Specifications for Construction of Airports | 2018; Rev H; Errata 1 2019
13802 | 32 17 23 | PAVEMENT MARKINGS | 08/16, CHG 5: 11/18 | U.S. FEDERAL HIGHWAY ADMINISTRATION | FHWA | MUTCD | Manual on Uniform Traffic Control Devices | 2009; Rev 2012
13803 | 32 17 23 | PAVEMENT MARKINGS | 08/16, CHG 5: 11/18 | U.S. GENERAL SERVICES ADMINISTRATION | GSA | FS TT-B-1325 | Beads (Glass Spheres) Retro-Reflective (Metric) | Rev D; Notice 1; Notice 2 2017
13804 | 32 17 23 | PAVEMENT MARKINGS | 08/16, CHG 5: 11/18 | U.S. GENERAL SERVICES ADMINISTRATION | GSA | FS TT-P-1952 | Paint, Traffic and Airfield Markings, Waterborne | 2015; Rev F; Notice 1
13805 | 32 18 16.13 | PLAYGROUND PROTECTIVE SURFACING | 08/17 | ASTM INTERNATIONAL | ASTM | ASTM C136/C136M | Standard Test Method for Sieve Analysis of Fine and Coarse Aggregates | 2019
13806 | 32 18 16.13 | PLAYGROUND PROTECTIVE SURFACING | 08/17 | ASTM INTERNATIONAL | ASTM | ASTM D412 | Standard Test Methods for Vulcanized Rubber and Thermoplastic Elastomers - Tension | 2016; R 2021
13807 | 32 18 16.13 | PLAYGROUND PROTECTIVE SURFACING | 08/17 | ASTM INTERNATIONAL | ASTM | ASTM D1557 | Standard Test Methods for Laboratory Compaction Characteristics of Soil Using Modified Effort (56,000 ft-lbf/ft3) (2700 kN-m/m3) | 2012; E 2015
13808 | 32 18 16.13 | PLAYGROUND PROTECTIVE SURFACING | 08/17 | ASTM INTERNATIONAL | ASTM | ASTM D2047 | Standard Test Method for Static Coefficient of Friction of Polish-Coated Floor Surfaces as Measured by the James Machine | 2017
13809 | 32 18 16.13 | PLAYGROUND PROTECTIVE SURFACING | 08/17 | ASTM INTERNATIONAL | ASTM | ASTM D2261 | Standard Test Method for Tearing Strength of Fabrics by the Tongue (Single Rip) Procedure (Constant Rate-of-Extension Tensile Testing Machine) | 2013; R 2017
13810 | 32 18 16.13 | PLAYGROUND PROTECTIVE SURFACING | 08/17 | ASTM INTERNATIONAL | ASTM | ASTM D6112 | Compressive and Flexural Creep and Creep-Rupture of Plastic Lumber and Shapes | 2013
13811 | 32 18 16.13 | PLAYGROUND PROTECTIVE SURFACING | 08/17 | ASTM INTERNATIONAL | ASTM | ASTM F1015 | Standard Test Method for Relative Abrasiveness of Synthetic Turf Playing Surfaces | 2003; R 2017
13812 | 32 18 16.13 | PLAYGROUND PROTECTIVE SURFACING | 08/17 | ASTM INTERNATIONAL | ASTM | ASTM F1292 | Standard Specification for Impact Attenuation of Surfacing Materials Within the Use Zone of Playground Equipment | 2022
13813 | 32 18 16.13 | PLAYGROUND PROTECTIVE SURFACING | 08/17 | ASTM INTERNATIONAL | ASTM | ASTM F1487 | Standard Consumer Safety Performance Specification for Playground Equipment for Public Use | 2021
13814 | 32 18 16.13 | PLAYGROUND PROTECTIVE SURFACING | 08/17 | ASTM INTERNATIONAL | ASTM | ASTM F1951 | Standard Specification for Determination of Accessibility of Surface Systems Under and Around Playground Equipment | 2014
13815 | 32 18 16.13 | PLAYGROUND PROTECTIVE SURFACING | 08/17 | CONSUMER PRODUCT SAFETY COMMISSION | CPSC | CPSC Pub No 325 | Public Playground Safety Handbook | 2015
13816 | 32 31 13.53 | HIGH-SECURITY FENCES (CHAIN LINK AND ORNAMENTAL) AND GATES | 11/21 | ASTM INTERNATIONAL | ASTM | ASTM A121 | Standard Specification for Metallic-Coated Carbon Steel Barbed Wire | 2022
13817 | 32 31 13.53 | HIGH-SECURITY FENCES (CHAIN LINK AND ORNAMENTAL) AND GATES | 11/21 | ASTM INTERNATIONAL | ASTM | ASTM A153/A153M | Standard Specification for Zinc Coating (Hot-Dip) on Iron and Steel Hardware | 2023
13818 | 32 31 13.53 | HIGH-SECURITY FENCES (CHAIN LINK AND ORNAMENTAL) AND GATES | 11/21 | ASTM INTERNATIONAL | ASTM | ASTM A240/A240M | Standard Specification for Chromium and Chromium-Nickel Stainless Steel Plate, Sheet, and Strip for Pressure Vessels and for General Applications | 2024
13819 | 32 31 13.53 | HIGH-SECURITY FENCES (CHAIN LINK AND ORNAMENTAL) AND GATES | 11/21 | ASTM INTERNATIONAL | ASTM | ASTM A307 | Standard Specification for Carbon Steel Bolts, Studs, and Threaded Rod 60 000 PSI Tensile Strength | 2021
13820 | 32 31 13.53 | HIGH-SECURITY FENCES (CHAIN LINK AND ORNAMENTAL) AND GATES | 11/21 | ASTM INTERNATIONAL | ASTM | ASTM A392 | Standard Specification for Zinc-Coated Steel Chain-Link Fence Fabric | 2011; R 2022a
13821 | 32 31 13.53 | HIGH-SECURITY FENCES (CHAIN LINK AND ORNAMENTAL) AND GATES | 11/21 | ASTM INTERNATIONAL | ASTM | ASTM A478 | Standard Specification for Chromium-Nickel Stainless Steel Weaving and Knitting Wire | 1997; R 2019
13822 | 32 31 13.53 | HIGH-SECURITY FENCES (CHAIN LINK AND ORNAMENTAL) AND GATES | 11/21 | ASTM INTERNATIONAL | ASTM | ASTM A491 | Standard Specification for Aluminum-Coated Steel Chain-Link Fence Fabric | 2011; R 2022
13823 | 32 31 13.53 | HIGH-SECURITY FENCES (CHAIN LINK AND ORNAMENTAL) AND GATES | 11/21 | ASTM INTERNATIONAL | ASTM | ASTM A563 | Standard Specification for Carbon and Alloy Steel Nuts | 2021; E 2022a
13824 | 32 31 13.53 | HIGH-SECURITY FENCES (CHAIN LINK AND ORNAMENTAL) AND GATES | 11/21 | ASTM INTERNATIONAL | ASTM | ASTM A666 | Standard Specification for Annealed or Cold-Worked Austenitic Stainless Steel Sheet, Strip, Plate and Flat Bar | 2023
13825 | 32 31 13.53 | HIGH-SECURITY FENCES (CHAIN LINK AND ORNAMENTAL) AND GATES | 11/21 | ASTM INTERNATIONAL | ASTM | ASTM A780/A780M | Standard Practice for Repair of Damaged and Uncoated Areas of Hot-Dip Galvanized Coatings | 2020
13826 | 32 31 13.53 | HIGH-SECURITY FENCES (CHAIN LINK AND ORNAMENTAL) AND GATES | 11/21 | ASTM INTERNATIONAL | ASTM | ASTM A824 | Standard Specification for Metallic-Coated Steel Marcelled Tension Wire for Use With Chain Link Fence | 2001; R 2022
13827 | 32 31 13.53 | HIGH-SECURITY FENCES (CHAIN LINK AND ORNAMENTAL) AND GATES | 11/21 | ASTM INTERNATIONAL | ASTM | ASTM A1023/A1023M | Standard Specification for Stranded Carbon Steel Wire Ropes for General Purposes | 2021
13828 | 32 31 13.53 | HIGH-SECURITY FENCES (CHAIN LINK AND ORNAMENTAL) AND GATES | 11/21 | ASTM INTERNATIONAL | ASTM | ASTM C94/C94M | Standard Specification for Ready-Mixed Concrete | 2024a
13829 | 32 31 13.53 | HIGH-SECURITY FENCES (CHAIN LINK AND ORNAMENTAL) AND GATES | 11/21 | ASTM INTERNATIONAL | ASTM | ASTM F567 | Standard Practice for Installation of Chain Link Fence | 2023
13830 | 32 31 13.53 | HIGH-SECURITY FENCES (CHAIN LINK AND ORNAMENTAL) AND GATES | 11/21 | ASTM INTERNATIONAL | ASTM | ASTM F626 | Standard Specification for Fence Fittings | 2014; R 2023
13831 | 32 31 13.53 | HIGH-SECURITY FENCES (CHAIN LINK AND ORNAMENTAL) AND GATES | 11/21 | ASTM INTERNATIONAL | ASTM | ASTM F668 | Standard Specification for Polyvinyl Chloride (PVC) and Other Polymer-Coated Steel Chain Link Fence Fabric | 2017; R 2022
13832 | 32 31 13.53 | HIGH-SECURITY FENCES (CHAIN LINK AND ORNAMENTAL) AND GATES | 11/21 | ASTM INTERNATIONAL | ASTM | ASTM F844 | Standard Specification for Washers, Steel, Plain (Flat), Unhardened for General Use | 2019; R 2024
13833 | 32 31 13.53 | HIGH-SECURITY FENCES (CHAIN LINK AND ORNAMENTAL) AND GATES | 11/21 | ASTM INTERNATIONAL | ASTM | ASTM F883 | Standard Performance Specification for Padlocks | 2013; R 2022
13834 | 32 31 13.53 | HIGH-SECURITY FENCES (CHAIN LINK AND ORNAMENTAL) AND GATES | 11/21 | ASTM INTERNATIONAL | ASTM | ASTM F900 | Standard Specification for Industrial and Commercial Swing Gates | 2011; R 2017
13835 | 32 31 13.53 | HIGH-SECURITY FENCES (CHAIN LINK AND ORNAMENTAL) AND GATES | 11/21 | ASTM INTERNATIONAL | ASTM | ASTM F934 | Standard Specification for Standard Colors for Polymer-Coated Chain Link Fence Materials | 2016; R 2022
13836 | 32 31 13.53 | HIGH-SECURITY FENCES (CHAIN LINK AND ORNAMENTAL) AND GATES | 11/21 | ASTM INTERNATIONAL | ASTM | ASTM F1043 | Standard Specification for Strength and Protective Coatings on Steel Industrial Fence Framework | 2018; R 2022
13837 | 32 31 13.53 | HIGH-SECURITY FENCES (CHAIN LINK AND ORNAMENTAL) AND GATES | 11/21 | ASTM INTERNATIONAL | ASTM | ASTM F1083 | Standard Specification for Pipe, Steel, Hot-Dipped Zinc Coated (Galvanized) Welded, for Fence Structures | 2018; R 2022
13838 | 32 31 13.53 | HIGH-SECURITY FENCES (CHAIN LINK AND ORNAMENTAL) AND GATES | 11/21 | ASTM INTERNATIONAL | ASTM | ASTM F1145 | Standard Specification for Turnbuckles, Swaged, Welded, Forged | 2005; R 2017
13839 | 32 31 13.53 | HIGH-SECURITY FENCES (CHAIN LINK AND ORNAMENTAL) AND GATES | 11/21 | ASTM INTERNATIONAL | ASTM | ASTM F1184 | Standard Specification for Industrial and Commercial Horizontal Slide Gates | 2023; E 2023
13840 | 32 31 13.53 | HIGH-SECURITY FENCES (CHAIN LINK AND ORNAMENTAL) AND GATES | 11/21 | ASTM INTERNATIONAL | ASTM | ASTM F1664 | Standard Specification for Poly(Vinyl Chloride) (PVC) and Other Conforming Organic Polymer-Coated Steel Tension Wire Used with Chain-Link Fence | 2008; R 2022
13841 | 32 31 13.53 | HIGH-SECURITY FENCES (CHAIN LINK AND ORNAMENTAL) AND GATES | 11/21 | ASTM INTERNATIONAL | ASTM | ASTM F1665 | Standard Specification for Poly(Vinyl Chloride) (PVC) and Other Conforming Organic Polymer-Coated Steel Barbed Wire Used With Chain-Link Fence | 2008; R 2022
13842 | 32 31 13.53 | HIGH-SECURITY FENCES (CHAIN LINK AND ORNAMENTAL) AND GATES | 11/21 | ASTM INTERNATIONAL | ASTM | ASTM F1910 | Standard Specification for Long Barbed Tape Obstacles | 1998; R 2018
13843 | 32 31 13.53 | HIGH-SECURITY FENCES (CHAIN LINK AND ORNAMENTAL) AND GATES | 11/21 | ASTM INTERNATIONAL | ASTM | ASTM F1911 | Standard Practice for Installation of Barbed Tape | 2005; R 2019
13844 | 32 31 13.53 | HIGH-SECURITY FENCES (CHAIN LINK AND ORNAMENTAL) AND GATES | 11/21 | ASTM INTERNATIONAL | ASTM | ASTM F2408 | Standard Specification for Ornamental Fences Employing Galvanized Steel Tubular Pickets | 2016
13845 | 32 31 13.53 | HIGH-SECURITY FENCES (CHAIN LINK AND ORNAMENTAL) AND GATES | 11/21 | ASTM INTERNATIONAL | ASTM | ASTM F2814 | Standard Guide for Design and Construction of Ornamental Steel Picket Fence Systems for Security Purposes | 2009; R 2015
13846 | 32 31 13 | CHAIN LINK FENCES AND GATES | 11/21 | ASTM INTERNATIONAL | ASTM | ASTM A392 | Standard Specification for Zinc-Coated Steel Chain-Link Fence Fabric | 2011; R 2022a
13847 | 32 31 13 | CHAIN LINK FENCES AND GATES | 11/21 | ASTM INTERNATIONAL | ASTM | ASTM A491 | Standard Specification for Aluminum-Coated Steel Chain-Link Fence Fabric | 2011; R 2022
13848 | 32 31 13 | CHAIN LINK FENCES AND GATES | 11/21 | ASTM INTERNATIONAL | ASTM | ASTM A780/A780M | Standard Practice for Repair of Damaged and Uncoated Areas of Hot-Dip Galvanized Coatings | 2020
13849 | 32 31 13 | CHAIN LINK FENCES AND GATES | 11/21 | ASTM INTERNATIONAL | ASTM | ASTM A824 | Standard Specification for Metallic-Coated Steel Marcelled Tension Wire for Use With Chain Link Fence | 2001; R 2022
13850 | 32 31 13 | CHAIN LINK FENCES AND GATES | 11/21 | ASTM INTERNATIONAL | ASTM | ASTM C94/C94M | Standard Specification for Ready-Mixed Concrete | 2024a
13851 | 32 31 13 | CHAIN LINK FENCES AND GATES | 11/21 | ASTM INTERNATIONAL | ASTM | ASTM F567 | Standard Practice for Installation of Chain Link Fence | 2023
13852 | 32 31 13 | CHAIN LINK FENCES AND GATES | 11/21 | ASTM INTERNATIONAL | ASTM | ASTM F626 | Standard Specification for Fence Fittings | 2014; R 2023
13853 | 32 31 13 | CHAIN LINK FENCES AND GATES | 11/21 | ASTM INTERNATIONAL | ASTM | ASTM F668 | Standard Specification for Polyvinyl Chloride (PVC) and Other Polymer-Coated Steel Chain Link Fence Fabric | 2017; R 2022
13854 | 32 31 13 | CHAIN LINK FENCES AND GATES | 11/21 | ASTM INTERNATIONAL | ASTM | ASTM F883 | Standard Performance Specification for Padlocks | 2013; R 2022
13855 | 32 31 13 | CHAIN LINK FENCES AND GATES | 11/21 | ASTM INTERNATIONAL | ASTM | ASTM F934 | Standard Specification for Standard Colors for Polymer-Coated Chain Link Fence Materials | 2016; R 2022
13856 | 32 31 13 | CHAIN LINK FENCES AND GATES | 11/21 | ASTM INTERNATIONAL | ASTM | ASTM F1043 | Standard Specification for Strength and Protective Coatings on Steel Industrial Fence Framework | 2018; R 2022
13857 | 32 31 13 | CHAIN LINK FENCES AND GATES | 11/21 | ASTM INTERNATIONAL | ASTM | ASTM F1183 | Standard Specification for Aluminum Alloy Chain Link Fence Fabric | 1996; R 2017
13858 | 32 31 13 | CHAIN LINK FENCES AND GATES | 11/21 | ASTM INTERNATIONAL | ASTM | ASTM F1345 | Standard Specification for Zinc-5 percent Aluminum-Mischmetal Alloy-Coated Steel Chain-Link Fence Fabric | 2010a; R 2019
13859 | 32 31 13 | CHAIN LINK FENCES AND GATES | 11/21 | ASTM INTERNATIONAL | ASTM | ASTM F1664 | Standard Specification for Poly(Vinyl Chloride) (PVC) and Other Conforming Organic Polymer-Coated Steel Tension Wire Used with Chain-Link Fence | 2008; R 2022
13860 | 32 31 13 | CHAIN LINK FENCES AND GATES | 11/21 | ASTM INTERNATIONAL | ASTM | ASTM G152 | Standard Practice for Operating Open Flame Carbon Arc Light Apparatus for Exposure of Nonmetallic Materials | 2013; R 2021
13861 | 32 31 13 | CHAIN LINK FENCES AND GATES | 11/21 | ASTM INTERNATIONAL | ASTM | ASTM G153 | Standard Practice for Operating Enclosed Carbon Arc Light Apparatus for Exposure of Nonmetallic Materials | 2013; R 2021
13862 | 32 31 13 | CHAIN LINK FENCES AND GATES | 11/21 | ASTM INTERNATIONAL | ASTM | ASTM G154 | Standard Practice for Operating Fluorescent Ultraviolet (UV) Lamp Apparatus for Exposure of Materials | 2023
13863 | 32 31 13 | CHAIN LINK FENCES AND GATES | 11/21 | ASTM INTERNATIONAL | ASTM | ASTM G155 | Standard Practice for Operating Xenon Arc Lamp Apparatus for Exposure of Materials | 2021
13864 | 32 31 13 | CHAIN LINK FENCES AND GATES | 11/21 | U.S. GENERAL SERVICES ADMINISTRATION | GSA | FS RR-F-191/1 | Fencing, Wire and Post, Metal (Chain-Link Fence Fabric) | Rev F
13865 | 32 31 13 | CHAIN LINK FENCES AND GATES | 11/21 | U.S. GENERAL SERVICES ADMINISTRATION | GSA | FS RR-F-191/2 | Fencing, Wire and Post, Metal (Chain-Link Fence Gates) | Rev E
13866 | 32 31 13 | CHAIN LINK FENCES AND GATES | 11/21 | U.S. GENERAL SERVICES ADMINISTRATION | GSA | FS RR-F-191/3 | Fencing, Wire and Post, Metal (Chain-Link Fence Posts, Top Rails and Braces) | 2023; Rev F
13867 | 32 31 13 | CHAIN LINK FENCES AND GATES | 11/21 | U.S. GENERAL SERVICES ADMINISTRATION | GSA | FS RR-F-191/4 | Fencing, Wire and Post, Metal (Chain-Link Fence Accessories) | Rev F
13868 | 32 31 26 | WIRE FENCES AND GATES | 11/21 | AMERICAN WOOD PROTECTION ASSOCIATION | AWPA | AWPA U1 | Use Category System: User Specification for Treated Wood | 2024
13869 | 32 31 26 | WIRE FENCES AND GATES | 11/21 | ASTM INTERNATIONAL | ASTM | ASTM A116 | Standard Specification for Metallic-Coated, Steel Woven Wire Fence Fabric | 2022
13870 | 32 31 26 | WIRE FENCES AND GATES | 11/21 | ASTM INTERNATIONAL | ASTM | ASTM A121 | Standard Specification for Metallic-Coated Carbon Steel Barbed Wire | 2022
13871 | 32 31 26 | WIRE FENCES AND GATES | 11/21 | ASTM INTERNATIONAL | ASTM | ASTM A153/A153M | Standard Specification for Zinc Coating (Hot-Dip) on Iron and Steel Hardware | 2023
13872 | 32 31 26 | WIRE FENCES AND GATES | 11/21 | ASTM INTERNATIONAL | ASTM | ASTM A702 | Standard Specification for Steel Fence Posts, Hot Wrought | 2022
13873 | 32 31 26 | WIRE FENCES AND GATES | 11/21 | ASTM INTERNATIONAL | ASTM | ASTM A780/A780M | Standard Practice for Repair of Damaged and Uncoated Areas of Hot-Dip Galvanized Coatings | 2020
13874 | 32 31 26 | WIRE FENCES AND GATES | 11/21 | ASTM INTERNATIONAL | ASTM | ASTM C94/C94M | Standard Specification for Ready-Mixed Concrete | 2024a
13875 | 32 31 26 | WIRE FENCES AND GATES | 11/21 | ASTM INTERNATIONAL | ASTM | ASTM D4541 | Standard Test Method for Pull-Off Strength of Coatings Using Portable Adhesion Testers | 2022
13876 | 32 31 26 | WIRE FENCES AND GATES | 11/21 | ASTM INTERNATIONAL | ASTM | ASTM F626 | Standard Specification for Fence Fittings | 2014; R 2023
13877 | 32 31 26 | WIRE FENCES AND GATES | 11/21 | ASTM INTERNATIONAL | ASTM | ASTM F883 | Standard Performance Specification for Padlocks | 2013; R 2022
13878 | 32 31 26 | WIRE FENCES AND GATES | 11/21 | ASTM INTERNATIONAL | ASTM | ASTM F900 | Standard Specification for Industrial and Commercial Swing Gates | 2011; R 2017
13879 | 32 31 26 | WIRE FENCES AND GATES | 11/21 | ASTM INTERNATIONAL | ASTM | ASTM F1043 | Standard Specification for Strength and Protective Coatings on Steel Industrial Fence Framework | 2018; R 2022
13880 | 32 31 26 | WIRE FENCES AND GATES | 11/21 | ASTM INTERNATIONAL | ASTM | ASTM F1083 | Standard Specification for Pipe, Steel, Hot-Dipped Zinc Coated (Galvanized) Welded, for Fence Structures | 2018; R 2022
13881 | 32 31 26 | WIRE FENCES AND GATES | 11/21 | ASTM INTERNATIONAL | ASTM | ASTM F1184 | Standard Specification for Industrial and Commercial Horizontal Slide Gates | 2023; E 2023
13882 | 32 31 26 | WIRE FENCES AND GATES | 11/21 | ASTM INTERNATIONAL | ASTM | ASTM F1665 | Standard Specification for Poly(Vinyl Chloride) (PVC) and Other Conforming Organic Polymer-Coated Steel Barbed Wire Used With Chain-Link Fence | 2008; R 2022
13883 | 32 31 26 | WIRE FENCES AND GATES | 11/21 | U.S. GENERAL SERVICES ADMINISTRATION | GSA | FS RR-F-191/3 | Fencing, Wire and Post, Metal (Chain-Link Fence Posts, Top Rails and Braces) | 2023; Rev F
13884 | 32 32 23.13 | SEGMENTAL CONCRETE BLOCK RETAINING WALL | 02/20 | AMERICAN ASSOCIATION OF STATE HIGHWAY AND TRANSPORTATION OFFICIALS | AASHTO | AASHTO M 252 | Standard Specification for Corrugated Polyethylene Drainage Pipe | 2009; R 2017
13885 | 32 32 23.13 | SEGMENTAL CONCRETE BLOCK RETAINING WALL | 02/20 | AMERICAN ASSOCIATION OF STATE HIGHWAY AND TRANSPORTATION OFFICIALS | AASHTO | AASHTO M 288 | Standard Specification for Geosynthetic Specification for Highway Applications | 2021
13886 | 32 32 23.13 | SEGMENTAL CONCRETE BLOCK RETAINING WALL | 02/20 | ASTM INTERNATIONAL | ASTM | ASTM C94/C94M | Standard Specification for Ready-Mixed Concrete | 2024a
13887 | 32 32 23.13 | SEGMENTAL CONCRETE BLOCK RETAINING WALL | 02/20 | ASTM INTERNATIONAL | ASTM | ASTM C136/C136M | Standard Test Method for Sieve Analysis of Fine and Coarse Aggregates | 2019
13888 | 32 32 23.13 | SEGMENTAL CONCRETE BLOCK RETAINING WALL | 02/20 | ASTM INTERNATIONAL | ASTM | ASTM C140/C140M | Standard Test Methods for Sampling and Testing Concrete Masonry Units and Related Units | 2023a
13889 | 32 32 23.13 | SEGMENTAL CONCRETE BLOCK RETAINING WALL | 02/20 | ASTM INTERNATIONAL | ASTM | ASTM C920 | Standard Specification for Elastomeric Joint Sealants | 2018
13890 | 32 32 23.13 | SEGMENTAL CONCRETE BLOCK RETAINING WALL | 02/20 | ASTM INTERNATIONAL | ASTM | ASTM C1262/C1262M | Standard Test Method for Evaluating the Freeze-Thaw Durability of Dry-Cast Segmental Retaining Wall Units and Related Concrete Units | 2024
13891 | 32 32 23.13 | SEGMENTAL CONCRETE BLOCK RETAINING WALL | 02/20 | ASTM INTERNATIONAL | ASTM | ASTM C1372 | Standard Specification for Dry-Cast Segmental Retaining Wall Units | 2023
13892 | 32 32 23.13 | SEGMENTAL CONCRETE BLOCK RETAINING WALL | 02/20 | ASTM INTERNATIONAL | ASTM | ASTM D448 | Standard Classification for Sizes of Aggregate for Road and Bridge Construction | 2012; R 2017
13893 | 32 32 23.13 | SEGMENTAL CONCRETE BLOCK RETAINING WALL | 02/20 | ASTM INTERNATIONAL | ASTM | ASTM D698 | Laboratory Compaction Characteristics of Soil Using Standard Effort (12,400 ft-lbf/cu. ft. (600 kN-m/cu. m.)) | 2012; E 2014; E 2015
13894 | 32 32 23.13 | SEGMENTAL CONCRETE BLOCK RETAINING WALL | 02/20 | ASTM INTERNATIONAL | ASTM | ASTM D1241 | Materials for Soil-Aggregate Subbase, Base, and Surface Courses | 2015
13895 | 32 32 23.13 | SEGMENTAL CONCRETE BLOCK RETAINING WALL | 02/20 | ASTM INTERNATIONAL | ASTM | ASTM D1556/D1556M | Standard Test Method for Density and Unit Weight of Soil in Place by Sand-Cone Method | 2015; E 2016
13896 | 32 32 23.13 | SEGMENTAL CONCRETE BLOCK RETAINING WALL | 02/20 | ASTM INTERNATIONAL | ASTM | ASTM D2487 | Standard Practice for Classification of Soils for Engineering Purposes (Unified Soil Classification System) | 2017; E 2020
13897 | 32 32 23.13 | SEGMENTAL CONCRETE BLOCK RETAINING WALL | 02/20 | ASTM INTERNATIONAL | ASTM | ASTM D2488 | Standard Practice for Description and Identification of Soils (Visual-Manual Procedure) | 2017; E 2018
13898 | 32 32 23.13 | SEGMENTAL CONCRETE BLOCK RETAINING WALL | 02/20 | ASTM INTERNATIONAL | ASTM | ASTM D4355/D4355M | Deterioration of Geotextiles from Exposure to Light, Moisture and Heat in a Xenon-Arc Type Apparatus | 2014
13899 | 32 32 23.13 | SEGMENTAL CONCRETE BLOCK RETAINING WALL | 02/20 | ASTM INTERNATIONAL | ASTM | ASTM D4491/D4491M | Standard Test Methods for Water Permeability of Geotextiles by Permittivity | 2017
13900 | 32 32 23.13 | SEGMENTAL CONCRETE BLOCK RETAINING WALL | 02/20 | ASTM INTERNATIONAL | ASTM | ASTM D4595 | Standard Test Method for Tensile Properties of Geotextiles by the Wide-Width Strip Method | 2017
13901 | 32 32 23.13 | SEGMENTAL CONCRETE BLOCK RETAINING WALL | 02/20 | ASTM INTERNATIONAL | ASTM | ASTM D4632/D4632M | Grab Breaking Load and Elongation of Geotextiles | 2015a
13902 | 32 32 23.13 | SEGMENTAL CONCRETE BLOCK RETAINING WALL | 02/20 | ASTM INTERNATIONAL | ASTM | ASTM D4751 | Standard Test Method for Determining Apparent Opening Size of a Geotextile | 2020
13903 | 32 32 23.13 | SEGMENTAL CONCRETE BLOCK RETAINING WALL | 02/20 | ASTM INTERNATIONAL | ASTM | ASTM D4873/D4873M | Standard Guide for Identification, Storage, and Handling of Geosynthetic Rolls and Samples | 2017
13904 | 32 32 23.13 | SEGMENTAL CONCRETE BLOCK RETAINING WALL | 02/20 | ASTM INTERNATIONAL | ASTM | ASTM D5321/D5321M | Standard Test Method for Determining the Shear Strength of Soil-Geosynthetic and Geosynthetic-Geosynthetic Interfaces by Direct Shear | 2020
13905 | 32 32 23.13 | SEGMENTAL CONCRETE BLOCK RETAINING WALL | 02/20 | ASTM INTERNATIONAL | ASTM | ASTM D6638 | Determining Connection Strength Between Geosynthetic Reinforcement and Segmental Concrete Units (Modular Concrete Blocks) | 2011
13906 | 32 32 23.13 | SEGMENTAL CONCRETE BLOCK RETAINING WALL | 02/20 | ASTM INTERNATIONAL | ASTM | ASTM D6706 | Standard Test Method for Measuring Geosynthetic Pullout Resistance in Soil | 2001; R 2013
13907 | 32 32 23.13 | SEGMENTAL CONCRETE BLOCK RETAINING WALL | 02/20 | ASTM INTERNATIONAL | ASTM | ASTM D6938 | Standard Test Method for In-Place Density and Water Content of Soil and Soil-Aggregate by Nuclear Methods (Shallow Depth) | 2017a
13908 | 32 32 23.13 | SEGMENTAL CONCRETE BLOCK RETAINING WALL | 02/20 | GEOSYNTHETIC INSTITUTE | GSI | GSI GRI GG6 | Grip Types for Use in Wide Width Testing of Geotextiles and Geogrids | 1996
13909 | 32 32 23.13 | SEGMENTAL CONCRETE BLOCK RETAINING WALL | 02/20 | NATIONAL CONCRETE MASONRY ASSOCIATION | NCMA | NCMA TR127B | Design Manual for Segmental Retaining Walls | 2010
13910 | 32 32 23.13 | SEGMENTAL CONCRETE BLOCK RETAINING WALL | 02/20 | U.S. FEDERAL HIGHWAY ADMINISTRATION | FHWA | FHWA NHI-00-043 | Mechanically Stabilized Earth Walls and Reinforced Soil Slopes Design and Construction Guidelines (ISDDC) | 2000
13911 | 32 84 23 | UNDERGROUND SPRINKLERS | 02/21 | AMERICAN SOCIETY OF MECHANICAL ENGINEERS | ASME | ASME B1.2 | Gages and Gaging for Unified Inch Screw Threads | 1983; Errata 1992; R 2017
13912 | 32 84 23 | UNDERGROUND SPRINKLERS | 02/21 | AMERICAN SOCIETY OF MECHANICAL ENGINEERS | ASME | ASME B16.3 | Malleable Iron Threaded Fittings, Classes 150 and 300 | 2021
13913 | 32 84 23 | UNDERGROUND SPRINKLERS | 02/21 | AMERICAN SOCIETY OF MECHANICAL ENGINEERS | ASME | ASME B16.15 | Cast Copper Alloy Threaded Fittings Classes 125 and 250 | 2018
13914 | 32 84 23 | UNDERGROUND SPRINKLERS | 02/21 | AMERICAN SOCIETY OF MECHANICAL ENGINEERS | ASME | ASME B16.18 | Cast Copper Alloy Solder Joint Pressure Fittings | 2021
13915 | 32 84 23 | UNDERGROUND SPRINKLERS | 02/21 | AMERICAN SOCIETY OF MECHANICAL ENGINEERS | ASME | ASME B16.22 | Wrought Copper and Copper Alloy Solder Joint Pressure Fittings | 2021
13916 | 32 84 23 | UNDERGROUND SPRINKLERS | 02/21 | AMERICAN SOCIETY OF MECHANICAL ENGINEERS | ASME | ASME B40.100 | Pressure Gauges and Gauge Attachments | 2022
13917 | 32 84 23 | UNDERGROUND SPRINKLERS | 02/21 | AMERICAN SOCIETY OF SANITARY ENGINEERING | ASSE | ASSE 1012 | Performance Requirements for Backflow Preventer with an Intermediate Atmospheric Vent | 2023
13918 | 32 84 23 | UNDERGROUND SPRINKLERS | 02/21 | AMERICAN SOCIETY OF SANITARY ENGINEERING | ASSE | ASSE 1013 | Performance Requirements for Reduced Pressure Principle Backflow Prevention Assemblies | 2021
13919 | 32 84 23 | UNDERGROUND SPRINKLERS | 02/21 | AMERICAN SOCIETY OF SANITARY ENGINEERING | ASSE | ASSE 1020 | Performance Requirements for Pressure Vacuum Breaker Assemblies | 2020
13920 | 32 84 23 | UNDERGROUND SPRINKLERS | 02/21 | AMERICAN WATER WORKS ASSOCIATION | AWWA | AWWA C509 | Resilient-Seated Gate Valves for Water Supply Service | 2023
13921 | 32 84 23 | UNDERGROUND SPRINKLERS | 02/21 | AMERICAN WATER WORKS ASSOCIATION | AWWA | AWWA C606 | Grooved and Shouldered Joints | 2022
13922 | 32 84 23 | UNDERGROUND SPRINKLERS | 02/21 | AMERICAN WATER WORKS ASSOCIATION | AWWA | AWWA C901 | Polyethylene (PE) Pressure Pipe and Tubing, 3/4 In. (19mm) Through 3 In. (76 mm), for Water Service | 2020
13923 | 32 84 23 | UNDERGROUND SPRINKLERS | 02/21 | ASTM INTERNATIONAL | ASTM | ASTM A53/A53M | Standard Specification for Pipe, Steel, Black and Hot-Dipped, Zinc-Coated, Welded and Seamless | 2024
13924 | 32 84 23 | UNDERGROUND SPRINKLERS | 02/21 | ASTM INTERNATIONAL | ASTM | ASTM A183 | Standard Specification for Carbon Steel Track Bolts and Nuts | 2014; R 2020
13925 | 32 84 23 | UNDERGROUND SPRINKLERS | 02/21 | ASTM INTERNATIONAL | ASTM | ASTM A536 | Standard Specification for Ductile Iron Castings | 1984; R 2019; E 2019
13926 | 32 84 23 | UNDERGROUND SPRINKLERS | 02/21 | ASTM INTERNATIONAL | ASTM | ASTM B32 | Standard Specification for Solder Metal | 2020
13927 | 32 84 23 | UNDERGROUND SPRINKLERS | 02/21 | ASTM INTERNATIONAL | ASTM | ASTM B43 | Standard Specification for Seamless Red Brass Pipe, Standard Sizes | 2020
13928 | 32 84 23 | UNDERGROUND SPRINKLERS | 02/21 | ASTM INTERNATIONAL | ASTM | ASTM B88 | Standard Specification for Seamless Copper Water Tube | 2022
13929 | 32 84 23 | UNDERGROUND SPRINKLERS | 02/21 | ASTM INTERNATIONAL | ASTM | ASTM B88M | Standard Specification for Seamless Copper Water Tube (Metric) | 2020
13930 | 32 84 23 | UNDERGROUND SPRINKLERS | 02/21 | ASTM INTERNATIONAL | ASTM | ASTM D1785 | Standard Specification for Poly(Vinyl Chloride) (PVC), Plastic Pipe, Schedules 40, 80, and 120 | 2021
13931 | 32 84 23 | UNDERGROUND SPRINKLERS | 02/21 | ASTM INTERNATIONAL | ASTM | ASTM D2000 | Standard Classification System for Rubber Products in Automotive Applications | 2018
13932 | 32 84 23 | UNDERGROUND SPRINKLERS | 02/21 | ASTM INTERNATIONAL | ASTM | ASTM D2241 | Standard Specification for Poly(Vinyl Chloride) (PVC) Pressure-Rated Pipe (SDR Series) | 2020
13933 | 32 84 23 | UNDERGROUND SPRINKLERS | 02/21 | ASTM INTERNATIONAL | ASTM | ASTM D2287 | Nonrigid Vinyl Chloride Polymer and Copolymer Molding and Extrusion Compounds | 2019
13934 | 32 84 23 | UNDERGROUND SPRINKLERS | 02/21 | ASTM INTERNATIONAL | ASTM | ASTM D2464 | Standard Specification for Threaded Poly(Vinyl Chloride) (PVC) Plastic Pipe Fittings, Schedule 80 | 2015
13935 | 32 84 23 | UNDERGROUND SPRINKLERS | 02/21 | ASTM INTERNATIONAL | ASTM | ASTM D2466 | Standard Specification for Poly(Vinyl Chloride) (PVC) Plastic Pipe Fittings, Schedule 40 | 2023
13936 | 32 84 23 | UNDERGROUND SPRINKLERS | 02/21 | ASTM INTERNATIONAL | ASTM | ASTM D2564 | Standard Specification for Solvent Cements for Poly(Vinyl Chloride) (PVC) Plastic Piping Systems | 2020
13937 | 32 84 23 | UNDERGROUND SPRINKLERS | 02/21 | ASTM INTERNATIONAL | ASTM | ASTM D2774 | Standard Practice for Underground Installation of Thermoplastic Pressure Piping | 2021a
13938 | 32 84 23 | UNDERGROUND SPRINKLERS | 02/21 | ASTM INTERNATIONAL | ASTM | ASTM D2855 | Standard Practice for the Two-Step (Primer and Solvent Cement) Method of Joining Poly (Vinyl Chloride) (PVC) or Chlorinated Poly (Vinyl Chloride) (CPVC) Pipe and Piping Components with Tapered Sockets | 2020
13939 | 32 84 23 | UNDERGROUND SPRINKLERS | 02/21 | ASTM INTERNATIONAL | ASTM | ASTM D3261 | Standard Specification for Butt Heat Fusion Polyethylene (PE) Plastic Fittings for Polyethylene (PE) Plastic Pipe and Tubing | 2016
13940 | 32 84 23 | UNDERGROUND SPRINKLERS | 02/21 | ASTM INTERNATIONAL | ASTM | ASTM F441/F441M | Standard Specification for Chlorinated Poly(Vinyl Chloride) (CPVC) Plastic Pipe, Schedules 40 and 80 | 2023
13941 | 32 84 23 | UNDERGROUND SPRINKLERS | 02/21 | FOUNDATION FOR CROSS-CONNECTION CONTROL AND HYDRAULIC RESEARCH | FCCCHR | FCCCHR Manual | Manual of Cross-Connection Control | 10th Edition
13942 | 32 84 23 | UNDERGROUND SPRINKLERS | 02/21 | MANUFACTURERS STANDARDIZATION SOCIETY OF THE VALVE AND FITTINGS INDUSTRY | MSS | MSS SP-80 | Bronze Gate, Globe, Angle and Check Valves | 2019
13943 | 32 84 23 | UNDERGROUND SPRINKLERS | 02/21 | MANUFACTURERS STANDARDIZATION SOCIETY OF THE VALVE AND FITTINGS INDUSTRY | MSS | MSS SP-85 | Gray Iron Globe & Angle Valves Flanged and Threaded Ends | 2011
13944 | 32 84 23 | UNDERGROUND SPRINKLERS | 02/21 | NATIONAL ELECTRICAL MANUFACTURERS ASSOCIATION | NEMA | NEMA ICS 2 | Industrial Control and Systems Controllers, Contactors, and Overload Relays Rated 600 V | 2000; R 2020
13945 | 32 84 23 | UNDERGROUND SPRINKLERS | 02/21 | NATIONAL ELECTRICAL MANUFACTURERS ASSOCIATION | NEMA | NEMA ICS 6 | Industrial Control and Systems: Enclosures | 1993; R 2016
13946 | 32 84 23 | UNDERGROUND SPRINKLERS | 02/21 | NATIONAL FIRE PROTECTION ASSOCIATION | NFPA | NFPA 70 | National Electrical Code | 2023
13947 | 32 84 23 | UNDERGROUND SPRINKLERS | 02/21 | PLUMBING AND DRAINAGE INSTITUTE | PDI | PDI WH 201 | Water Hammer Arresters Standard | 2010
13948 | 32 84 23 | UNDERGROUND SPRINKLERS | 02/21 | U.S. GENERAL SERVICES ADMINISTRATION | GSA | CID A-A-51145 | Flux, Soldering, Non-Electronic, Paste and Liquid | Rev D; Notice 1; Notice 2; Notice 3; Notice 4
13949 | 32 84 24 | IRRIGATION SPRINKLER SYSTEMS | 08/11, CHG 1: 05/17 | AMERICAN PETROLEUM INSTITUTE | API | API Std 598 | Valve Inspecting and Testing | 2009
13950 | 32 84 24 | IRRIGATION SPRINKLER SYSTEMS | 08/11, CHG 1: 05/17 | AMERICAN SOCIETY OF HEATING, REFRIGERATING AND AIR-CONDITIONING ENGINEERS | ASHRAE | ASHRAE 189.1 | Standard for the Design of High-Performance Green Buildings Except Low-Rise Residential Buildings | 2014
13951 | 32 84 24 | IRRIGATION SPRINKLER SYSTEMS | 08/11, CHG 1: 05/17 | AMERICAN SOCIETY OF MECHANICAL ENGINEERS | ASME | ASME B1.2 | Gages and Gaging for Unified Inch Screw Threads | 1983; Errata 1992; R 2017
13952 | 32 84 24 | IRRIGATION SPRINKLER SYSTEMS | 08/11, CHG 1: 05/17 | AMERICAN SOCIETY OF MECHANICAL ENGINEERS | ASME | ASME B16.3 | Malleable Iron Threaded Fittings, Classes 150 and 300 | 2021
13953 | 32 84 24 | IRRIGATION SPRINKLER SYSTEMS | 08/11, CHG 1: 05/17 | AMERICAN SOCIETY OF MECHANICAL ENGINEERS | ASME | ASME B16.15 | Cast Copper Alloy Threaded Fittings Classes 125 and 250 | 2018
13954 | 32 84 24 | IRRIGATION SPRINKLER SYSTEMS | 08/11, CHG 1: 05/17 | AMERICAN SOCIETY OF MECHANICAL ENGINEERS | ASME | ASME B16.18 | Cast Copper Alloy Solder Joint Pressure Fittings | 2021
13955 | 32 84 24 | IRRIGATION SPRINKLER SYSTEMS | 08/11, CHG 1: 05/17 | AMERICAN SOCIETY OF MECHANICAL ENGINEERS | ASME | ASME B16.22 | Wrought Copper and Copper Alloy Solder Joint Pressure Fittings | 2021
13956 | 32 84 24 | IRRIGATION SPRINKLER SYSTEMS | 08/11, CHG 1: 05/17 | AMERICAN SOCIETY OF MECHANICAL ENGINEERS | ASME | ASME B40.100 | Pressure Gauges and Gauge Attachments | 2022
13957 | 32 84 24 | IRRIGATION SPRINKLER SYSTEMS | 08/11, CHG 1: 05/17 | AMERICAN SOCIETY OF SANITARY ENGINEERING | ASSE | ASSE 1010 | Performance Requirements for Water Hammer Arresters | 2021
13958 | 32 84 24 | IRRIGATION SPRINKLER SYSTEMS | 08/11, CHG 1: 05/17 | AMERICAN SOCIETY OF SANITARY ENGINEERING | ASSE | ASSE 1020 | Performance Requirements for Pressure Vacuum Breaker Assemblies | 2020
13959 | 32 84 24 | IRRIGATION SPRINKLER SYSTEMS | 08/11, CHG 1: 05/17 | AMERICAN SOCIETY OF SANITARY ENGINEERING | ASSE | ASSE Series 5000 | Cross-Connection Control Professional Qualification Standard | 2022
13960 | 32 84 24 | IRRIGATION SPRINKLER SYSTEMS | 08/11, CHG 1: 05/17 | AMERICAN WATER WORKS ASSOCIATION | AWWA | AWWA C500 | Metal-Seated Gate Valves for Water Supply Service | 2019
13961 | 32 84 24 | IRRIGATION SPRINKLER SYSTEMS | 08/11, CHG 1: 05/17 | AMERICAN WATER WORKS ASSOCIATION | AWWA | AWWA C511 | Reduced-Pressure Principle Backflow Prevention Assembly | 2017; R 2021
13962 | 32 84 24 | IRRIGATION SPRINKLER SYSTEMS | 08/11, CHG 1: 05/17 | AMERICAN WATER WORKS ASSOCIATION | AWWA | AWWA C651 | Standard for Disinfecting Water Mains | 2023
13963 | 32 84 24 | IRRIGATION SPRINKLER SYSTEMS | 08/11, CHG 1: 05/17 | AMERICAN WATER WORKS ASSOCIATION | AWWA | AWWA C901 | Polyethylene (PE) Pressure Pipe and Tubing, 3/4 In. (19mm) Through 3 In. (76 mm), for Water Service | 2020
13964 | 32 84 24 | IRRIGATION SPRINKLER SYSTEMS | 08/11, CHG 1: 05/17 | AMERICAN WATER WORKS ASSOCIATION | AWWA | AWWA M14 | Manual: Recommended Practice for Backflow Prevention and Cross-Connection Control | 2024
13965 | 32 84 24 | IRRIGATION SPRINKLER SYSTEMS | 08/11, CHG 1: 05/17 | ASTM INTERNATIONAL | ASTM | ASTM A53/A53M | Standard Specification for Pipe, Steel, Black and Hot-Dipped, Zinc-Coated, Welded and Seamless | 2024
13966 | 32 84 24 | IRRIGATION SPRINKLER SYSTEMS | 08/11, CHG 1: 05/17 | ASTM INTERNATIONAL | ASTM | ASTM B32 | Standard Specification for Solder Metal | 2020
13967 | 32 84 24 | IRRIGATION SPRINKLER SYSTEMS | 08/11, CHG 1: 05/17 | ASTM INTERNATIONAL | ASTM | ASTM B43 | Standard Specification for Seamless Red Brass Pipe, Standard Sizes | 2020
13968 | 32 84 24 | IRRIGATION SPRINKLER SYSTEMS | 08/11, CHG 1: 05/17 | ASTM INTERNATIONAL | ASTM | ASTM B88 | Standard Specification for Seamless Copper Water Tube | 2022
13969 | 32 84 24 | IRRIGATION SPRINKLER SYSTEMS | 08/11, CHG 1: 05/17 | ASTM INTERNATIONAL | ASTM | ASTM B88M | Standard Specification for Seamless Copper Water Tube (Metric) | 2020
13970 | 32 84 24 | IRRIGATION SPRINKLER SYSTEMS | 08/11, CHG 1: 05/17 | ASTM INTERNATIONAL | ASTM | ASTM D1785 | Standard Specification for Poly(Vinyl Chloride) (PVC), Plastic Pipe, Schedules 40, 80, and 120 | 2021
13971 | 32 84 24 | IRRIGATION SPRINKLER SYSTEMS | 08/11, CHG 1: 05/17 | ASTM INTERNATIONAL | ASTM | ASTM D2241 | Standard Specification for Poly(Vinyl Chloride) (PVC) Pressure-Rated Pipe (SDR Series) | 2020
13972 | 32 84 24 | IRRIGATION SPRINKLER SYSTEMS | 08/11, CHG 1: 05/17 | ASTM INTERNATIONAL | ASTM | ASTM D2287 | Nonrigid Vinyl Chloride Polymer and Copolymer Molding and Extrusion Compounds | 2019
13973 | 32 84 24 | IRRIGATION SPRINKLER SYSTEMS | 08/11, CHG 1: 05/17 | ASTM INTERNATIONAL | ASTM | ASTM D2464 | Standard Specification for Threaded Poly(Vinyl Chloride) (PVC) Plastic Pipe Fittings, Schedule 80 | 2015
13974 | 32 84 24 | IRRIGATION SPRINKLER SYSTEMS | 08/11, CHG 1: 05/17 | ASTM INTERNATIONAL | ASTM | ASTM D2466 | Standard Specification for Poly(Vinyl Chloride) (PVC) Plastic Pipe Fittings, Schedule 40 | 2023
13975 | 32 84 24 | IRRIGATION SPRINKLER SYSTEMS | 08/11, CHG 1: 05/17 | ASTM INTERNATIONAL | ASTM | ASTM D2564 | Standard Specification for Solvent Cements for Poly(Vinyl Chloride) (PVC) Plastic Piping Systems | 2020
13976 | 32 84 24 | IRRIGATION SPRINKLER SYSTEMS | 08/11, CHG 1: 05/17 | ASTM INTERNATIONAL | ASTM | ASTM D2774 | Standard Practice for Underground Installation of Thermoplastic Pressure Piping | 2021a
13977 | 32 84 24 | IRRIGATION SPRINKLER SYSTEMS | 08/11, CHG 1: 05/17 | ASTM INTERNATIONAL | ASTM | ASTM D2855 | Standard Practice for the Two-Step (Primer and Solvent Cement) Method of Joining Poly (Vinyl Chloride) (PVC) or Chlorinated Poly (Vinyl Chloride) (CPVC) Pipe and Piping Components with Tapered Sockets | 2020
13978 | 32 84 24 | IRRIGATION SPRINKLER SYSTEMS | 08/11, CHG 1: 05/17 | ASTM INTERNATIONAL | ASTM | ASTM D3261 | Standard Specification for Butt Heat Fusion Polyethylene (PE) Plastic Fittings for Polyethylene (PE) Plastic Pipe and Tubing | 2016
13979 | 32 84 24 | IRRIGATION SPRINKLER SYSTEMS | 08/11, CHG 1: 05/17 | ASTM INTERNATIONAL | ASTM | ASTM F441/F441M | Standard Specification for Chlorinated Poly(Vinyl Chloride) (CPVC) Plastic Pipe, Schedules 40 and 80 | 2023
13980 | 32 84 24 | IRRIGATION SPRINKLER SYSTEMS | 08/11, CHG 1: 05/17 | FOUNDATION FOR CROSS-CONNECTION CONTROL AND HYDRAULIC RESEARCH | FCCCHR | FCCCHR List | List of Approved Backflow Prevention Assemblies | continuously updated
13981 | 32 84 24 | IRRIGATION SPRINKLER SYSTEMS | 08/11, CHG 1: 05/17 | MANUFACTURERS STANDARDIZATION SOCIETY OF THE VALVE AND FITTINGS INDUSTRY | MSS | MSS SP-80 | Bronze Gate, Globe, Angle and Check Valves | 2019
13982 | 32 84 24 | IRRIGATION SPRINKLER SYSTEMS | 08/11, CHG 1: 05/17 | MANUFACTURERS STANDARDIZATION SOCIETY OF THE VALVE AND FITTINGS INDUSTRY | MSS | MSS SP-85 | Gray Iron Globe & Angle Valves Flanged and Threaded Ends | 2011
13983 | 32 84 24 | IRRIGATION SPRINKLER SYSTEMS | 08/11, CHG 1: 05/17 | NATIONAL ELECTRICAL MANUFACTURERS ASSOCIATION | NEMA | NEMA ICS 2 | Industrial Control and Systems Controllers, Contactors, and Overload Relays Rated 600 V | 2000; R 2020
13984 | 32 84 24 | IRRIGATION SPRINKLER SYSTEMS | 08/11, CHG 1: 05/17 | NATIONAL ELECTRICAL MANUFACTURERS ASSOCIATION | NEMA | NEMA ICS 6 | Industrial Control and Systems: Enclosures | 1993; R 2016
13985 | 32 84 24 | IRRIGATION SPRINKLER SYSTEMS | 08/11, CHG 1: 05/17 | NATIONAL FIRE PROTECTION ASSOCIATION | NFPA | NFPA 70 | National Electrical Code | 2023
13986 | 32 84 24 | IRRIGATION SPRINKLER SYSTEMS | 08/11, CHG 1: 05/17 | NSF INTERNATIONAL | NSF | NSF/ANSI 14 | Plastics Piping System Components and Related Materials | 2023
13987 | 32 84 24 | IRRIGATION SPRINKLER SYSTEMS | 08/11, CHG 1: 05/17 | U.S. GENERAL SERVICES ADMINISTRATION | GSA | CID A-A-51145 | Flux, Soldering, Non-Electronic, Paste and Liquid | Rev D; Notice 1; Notice 2; Notice 3; Notice 4
13988 | 32 84 24 | IRRIGATION SPRINKLER SYSTEMS | 08/11, CHG 1: 05/17 | UNDERWRITERS LABORATORIES | UL | UL 651 | UL Standard for Safety Schedule 40, 80, Type EB and A Rigid PVC Conduit and Fittings | 2011; Reprint May 2022
13989 | 32 92 19 | SEEDING | 08/17, CHG 1: 08/21 | ASTM INTERNATIONAL | ASTM | ASTM C602 | Agricultural Liming Materials | 2023
13990 | 32 92 19 | SEEDING | 08/17, CHG 1: 08/21 | ASTM INTERNATIONAL | ASTM | ASTM D4427 | Standard Classification of Peat Samples by Laboratory Testing | 2018
13991 | 32 92 19 | SEEDING | 08/17, CHG 1: 08/21 | ASTM INTERNATIONAL | ASTM | ASTM D4972 | Standard Test Methods for pH of Soils | 2018
13992 | 32 92 19 | SEEDING | 08/17, CHG 1: 08/21 | U.S. DEPARTMENT OF AGRICULTURE | USDA | AMS Seed Act | Federal Seed Act | 1940; R 1988; R 1998
13993 | 32 92 19 | SEEDING | 08/17, CHG 1: 08/21 | U.S. DEPARTMENT OF AGRICULTURE | USDA | DOA SSIR 42 | Kellogg Soil Survey Laboratory Methods Manual, Soil Survey Investigations Report, No. 42, Version 6.0 | 2022
13994 | 32 92 23 | SODDING | 04/06, CHG 1: 08/21 | ASTM INTERNATIONAL | ASTM | ASTM C602 | Agricultural Liming Materials | 2023
13995 | 32 92 23 | SODDING | 04/06, CHG 1: 08/21 | ASTM INTERNATIONAL | ASTM | ASTM D4427 | Standard Classification of Peat Samples by Laboratory Testing | 2018
13996 | 32 92 23 | SODDING | 04/06, CHG 1: 08/21 | ASTM INTERNATIONAL | ASTM | ASTM D4972 | Standard Test Methods for pH of Soils | 2018
13997 | 32 92 23 | SODDING | 04/06, CHG 1: 08/21 | TURFGRASS PRODUCERS INTERNATIONAL | TPI | TPI GSS | Guideline Specifications to Turfgrass Sodding | 1995
13998 | 32 92 23 | SODDING | 04/06, CHG 1: 08/21 | U.S. DEPARTMENT OF AGRICULTURE | USDA | DOA SSIR 42 | Kellogg Soil Survey Laboratory Methods Manual, Soil Survey Investigations Report, No. 42, Version 6.0 | 2022
13999 | 32 92 26 | SPRIGGING | 08/17, CHG 1: 08/21 | ASTM INTERNATIONAL | ASTM | ASTM C602 | Agricultural Liming Materials | 2023
14000 | 32 92 26 | SPRIGGING | 08/17, CHG 1: 08/21 | ASTM INTERNATIONAL | ASTM | ASTM D4427 | Standard Classification of Peat Samples by Laboratory Testing | 2018
14001 | 32 92 26 | SPRIGGING | 08/17, CHG 1: 08/21 | ASTM INTERNATIONAL | ASTM | ASTM D4972 | Standard Test Methods for pH of Soils | 2018
14002 | 32 92 26 | SPRIGGING | 08/17, CHG 1: 08/21 | TURFGRASS PRODUCERS INTERNATIONAL | TPI | TPI GSS | Guideline Specifications to Turfgrass Sodding | 1995
14003 | 32 92 26 | SPRIGGING | 08/17, CHG 1: 08/21 | U.S. DEPARTMENT OF AGRICULTURE | USDA | AMS Seed Act | Federal Seed Act | 1940; R 1988; R 1998
14004 | 32 92 26 | SPRIGGING | 08/17, CHG 1: 08/21 | U.S. DEPARTMENT OF AGRICULTURE | USDA | DOA SSIR 42 | Kellogg Soil Survey Laboratory Methods Manual, Soil Survey Investigations Report, No. 42, Version 6.0 | 2022
14005 | 32 93 00 | EXTERIOR PLANTS | 08/17, CHG 1: 08/21 | AMERICAN WOOD PROTECTION ASSOCIATION | AWPA | AWPA P5 | Standard for Waterborne Preservatives | 2015
14006 | 32 93 00 | EXTERIOR PLANTS | 08/17, CHG 1: 08/21 | AMERICAN WOOD PROTECTION ASSOCIATION | AWPA | AWPA T1 | Use Category System: Processing and Treatment Standard | 2024
14007 | 32 93 00 | EXTERIOR PLANTS | 08/17, CHG 1: 08/21 | AMERICAN WOOD PROTECTION ASSOCIATION | AWPA | AWPA U1 | Use Category System: User Specification for Treated Wood | 2024
14008 | 32 93 00 | EXTERIOR PLANTS | 08/17, CHG 1: 08/21 | AMERICANHORT | AH | ANSI/ANLA Z60.1 | American Standard for Nursery Stock | 2004
14009 | 32 93 00 | EXTERIOR PLANTS | 08/17, CHG 1: 08/21 | ASTM INTERNATIONAL | ASTM | ASTM A580/A580M | Standard Specification for Stainless Steel Wire | 2023
14010 | 32 93 00 | EXTERIOR PLANTS | 08/17, CHG 1: 08/21 | ASTM INTERNATIONAL | ASTM | ASTM C4 | Standard Specification for Clay Drain Tile and Perforated Clay Drain Tile | 2004; R 2023
14011 | 32 93 00 | EXTERIOR PLANTS | 08/17, CHG 1: 08/21 | ASTM INTERNATIONAL | ASTM | ASTM C602 | Agricultural Liming Materials | 2023
14012 | 32 93 00 | EXTERIOR PLANTS | 08/17, CHG 1: 08/21 | ASTM INTERNATIONAL | ASTM | ASTM C700 | Standard Specification for Vitrified Clay Pipe, Extra Strength, Standard Strength, and Perforated | 2018; R 2022
14013 | 32 93 00 | EXTERIOR PLANTS | 08/17, CHG 1: 08/21 | ASTM INTERNATIONAL | ASTM | ASTM D2729 | Standard Specification for Poly(Vinyl Chloride) (PVC) Sewer Pipe and Fittings | 2017
14014 | 32 93 00 | EXTERIOR PLANTS | 08/17, CHG 1: 08/21 | ASTM INTERNATIONAL | ASTM | ASTM D3034 | Standard Specification for Type PSM Poly(Vinyl Chloride) (PVC) Sewer Pipe and Fittings | 2016
14015 | 32 93 00 | EXTERIOR PLANTS | 08/17, CHG 1: 08/21 | ASTM INTERNATIONAL | ASTM | ASTM D4427 | Standard Classification of Peat Samples by Laboratory Testing | 2018
14016 | 32 93 00 | EXTERIOR PLANTS | 08/17, CHG 1: 08/21 | ASTM INTERNATIONAL | ASTM | ASTM D4972 | Standard Test Methods for pH of Soils | 2018
14017 | 32 93 00 | EXTERIOR PLANTS | 08/17, CHG 1: 08/21 | ASTM INTERNATIONAL | ASTM | ASTM D5268 | Topsoil Used for Landscaping Purposes | 2019
14018 | 32 93 00 | EXTERIOR PLANTS | 08/17, CHG 1: 08/21 | ASTM INTERNATIONAL | ASTM | ASTM D5539 | Seed Starter Mix | 2013
14019 | 32 93 00 | EXTERIOR PLANTS | 08/17, CHG 1: 08/21 | ASTM INTERNATIONAL | ASTM | ASTM D5852 | Standard Test Method for Erodibility Determination of Soil in the Field or in the Laboratory by the Jet Index Method | 2000; R 2007; E 2014
14020 | 32 93 00 | EXTERIOR PLANTS | 08/17, CHG 1: 08/21 | ASTM INTERNATIONAL | ASTM | ASTM D6155 | Nontraditional Coarse Aggregate for Bituminous Paving Mixtures | 2019
14021 | 32 93 00 | EXTERIOR PLANTS | 08/17, CHG 1: 08/21 | ASTM INTERNATIONAL | ASTM | ASTM D6629 | Selection of Methods for Estimating Soil Loss by Erosion | 2001; R 2012; E 2012
14022 | 32 93 00 | EXTERIOR PLANTS | 08/17, CHG 1: 08/21 | ASTM INTERNATIONAL | ASTM | ASTM F667/F667M | Standard Specification for 3 through 24 in. Corrugated Polyethylene Pipe and Fittings | 2016; R 2021
14023 | 32 93 00 | EXTERIOR PLANTS | 08/17, CHG 1: 08/21 | L.H. BAILEY HORTORIUM | LHBH | LHBH | Hortus Third | 1976
14024 | 32 93 00 | EXTERIOR PLANTS | 08/17, CHG 1: 08/21 | TREE CARE INDUSTRY ASSOCIATION | TCIA | TCIA A300P1 | ANSI A300 Part1: Tree Care Operations - Trees, Shrubs and Other Woody Plant Maintenance Standard Practices - Pruning | 2017
14025 | 32 93 00 | EXTERIOR PLANTS | 08/17, CHG 1: 08/21 | TREE CARE INDUSTRY ASSOCIATION | TCIA | TCIA Z133 | American National Standard for Arboricultural Operations - Pruning, Repairing, Maintaining, and Removing Trees, and Cutting Brush - Safety Requirements | 2017
14026 | 32 93 00 | EXTERIOR PLANTS | 08/17, CHG 1: 08/21 | U.S. DEPARTMENT OF AGRICULTURE | USDA | DOA SSIR 42 | Kellogg Soil Survey Laboratory Methods Manual, Soil Survey Investigations Report, No. 42, Version 6.0 | 2022
14027 | 32 96 00 | TRANSPLANTING EXTERIOR PLANTS | 08/17, CHG 1: 08/21 | AMERICANHORT | AH | ANSI/ANLA Z60.1 | American Standard for Nursery Stock | 2004
14028 | 32 96 00 | TRANSPLANTING EXTERIOR PLANTS | 08/17, CHG 1: 08/21 | ASTM INTERNATIONAL | ASTM | ASTM A580/A580M | Standard Specification for Stainless Steel Wire | 2023
14029 | 32 96 00 | TRANSPLANTING EXTERIOR PLANTS | 08/17, CHG 1: 08/21 | ASTM INTERNATIONAL | ASTM | ASTM C602 | Agricultural Liming Materials | 2023
14030 | 32 96 00 | TRANSPLANTING EXTERIOR PLANTS | 08/17, CHG 1: 08/21 | ASTM INTERNATIONAL | ASTM | ASTM D4427 | Standard Classification of Peat Samples by Laboratory Testing | 2018
14031 | 32 96 00 | TRANSPLANTING EXTERIOR PLANTS | 08/17, CHG 1: 08/21 | ASTM INTERNATIONAL | ASTM | ASTM D4972 | Standard Test Methods for pH of Soils | 2018
14032 | 32 96 00 | TRANSPLANTING EXTERIOR PLANTS | 08/17, CHG 1: 08/21 | ASTM INTERNATIONAL | ASTM | ASTM D5539 | Seed Starter Mix | 2013
14033 | 32 96 00 | TRANSPLANTING EXTERIOR PLANTS | 08/17, CHG 1: 08/21 | ASTM INTERNATIONAL | ASTM | ASTM D6155 | Nontraditional Coarse Aggregate for Bituminous Paving Mixtures | 2019
14034 | 32 96 00 | TRANSPLANTING EXTERIOR PLANTS | 08/17, CHG 1: 08/21 | TREE CARE INDUSTRY ASSOCIATION | TCIA | TCIA A300P1 | ANSI A300 Part1: Tree Care Operations - Trees, Shrubs and Other Woody Plant Maintenance Standard Practices - Pruning | 2017
14035 | 32 96 00 | TRANSPLANTING EXTERIOR PLANTS | 08/17, CHG 1: 08/21 | TREE CARE INDUSTRY ASSOCIATION | TCIA | TCIA Z133 | American National Standard for Arboricultural Operations - Pruning, Repairing, Maintaining, and Removing Trees, and Cutting Brush - Safety Requirements | 2017
14036 | 32 96 00 | TRANSPLANTING EXTERIOR PLANTS | 08/17, CHG 1: 08/21 | U.S. DEPARTMENT OF AGRICULTURE | USDA | DOA SSIR 42 | Kellogg Soil Survey Laboratory Methods Manual, Soil Survey Investigations Report, No. 42, Version 6.0 | 2022
14037 | 33 01 30.16 | TV INSPECTION OF SEWER LINES | 11/21, CHG 1: 02/24 | U.S. DEPARTMENT OF DEFENSE | DOD | DODI 4150.07 | DOD Pest Management Program | 2019
14038 | 33 01 30.72 | RELINING SEWERS | 11/21 | AMERICAN SOCIETY OF CIVIL ENGINEERS | ASCE | ASCE MOP 120 | Trenchless Renewal of Culverts and Storm Sewers | 2009
14039 | 33 01 30.72 | RELINING SEWERS | 11/21 | AMERICAN WATER WORKS ASSOCIATION | AWWA | AWWA M45 | Fiberglass Pipe Design | 2013; 3rd Ed
14040 | 33 01 30.72 | RELINING SEWERS | 11/21 | ASTM INTERNATIONAL | ASTM | ASTM D790 | Standard Test Methods for Flexural Properties of Unreinforced and Reinforced Plastics and Electrical Insulating Materials | 2017
14041 | 33 01 30.72 | RELINING SEWERS | 11/21 | ASTM INTERNATIONAL | ASTM | ASTM D2412 | Standard Test Method for Determination of External Loading Characteristics of Plastic Pipe by Parallel-Plate Loading | 2021
14042 | 33 01 30.72 | RELINING SEWERS | 11/21 | ASTM INTERNATIONAL | ASTM | ASTM D2990 | Standard Test Methods for Tensile, Compressive, and Flexural Creep and Creep-Rupture of Plastics | 2017
14043 | 33 01 30.72 | RELINING SEWERS | 11/21 | ASTM INTERNATIONAL | ASTM | ASTM D5813 | Standard Specification for Cured-In-Place Thermosetting Resin Sewer Piping Systems | 2004; R 2018
14044 | 33 01 30.72 | RELINING SEWERS | 11/21 | ASTM INTERNATIONAL | ASTM | ASTM F1216 | Standard Practice for Rehabilitation of Existing Pipelines and Conduits by the Inversion and Curing of a Resin-Impregnated Tube | 2022
14045 | 33 01 30.72 | RELINING SEWERS | 11/21 | ASTM INTERNATIONAL | ASTM | ASTM F1504 | Standard Specification for Folded Poly(Vinyl Chloride) (PVC) Pipe for Existing Sewer and Conduit Rehabilitation | 2014
14046 | 33 01 30.72 | RELINING SEWERS | 11/21 | ASTM INTERNATIONAL | ASTM | ASTM F1533 | Standard Specification for Deformed Polyethylene (PE) Liner | 2001; R 2009
14047 | 33 01 30.72 | RELINING SEWERS | 11/21 | ASTM INTERNATIONAL | ASTM | ASTM F1606 | Standard Practice for Rehabilitation of Existing Sewers and Conduits with Deformed Polyethylene (PE) Liner | 2019
14048 | 33 01 30.72 | RELINING SEWERS | 11/21 | ASTM INTERNATIONAL | ASTM | ASTM F1743 | Standard Practice for Rehabilitation of Existing Pipeline and Conduits by Pulled-In-Place Installation of Cured-In-Place Thermosetting Resin Pipe (CIPP) | 2016
14049 | 33 01 30.72 | RELINING SEWERS | 11/21 | ASTM INTERNATIONAL | ASTM | ASTM F1867 | Standard Practice for Installation of Folded/Formed Poly (Vinyl Chloride) (PVC) Pipe Type A for Existing Sewer and Conduit Rehabilitation | 2006; R 2012
14050 | 33 01 30.72 | RELINING SEWERS | 11/21 | ASTM INTERNATIONAL | ASTM | ASTM F1871 | Standard Specification for Folded/Formed Poly (Vinyl Chloride) Pipe Type A for Existing Sewer and Conduit Rehabilitation | 2011
14051 | 33 01 30.72 | RELINING SEWERS | 11/21 | ASTM INTERNATIONAL | ASTM | ASTM F2019 | Standard Practice for Rehabilitation of Existing Pipelines and Conduits by the Pulled in Place Installation of Glass Reinforced Plastic (GRP) Cured-in-Place Thermosetting Resin Pipe (CIPP) | 2011
14052 | 33 01 50.31 | LEAK DETECTION FOR FUELING SYSTEMS | 02/20 | AMERICAN PETROLEUM INSTITUTE | API | API RP 540 | Electrical Installations in Petroleum Processing Plants | 1999; R 2004
14053 | 33 01 50.31 | LEAK DETECTION FOR FUELING SYSTEMS | 02/20 | AMERICAN PETROLEUM INSTITUTE | API | API RP 1130 | Computational Pipeline Monitoring for Liquids | 2007; R 2017
14054 | 33 01 50.31 | LEAK DETECTION FOR FUELING SYSTEMS | 02/20 | AMERICAN PETROLEUM INSTITUTE | API | API RP 2003 | Protection Against Ignitions Arising out of Static, Lightning, and Stray Currents | 2015; 8th Ed
14055 | 33 01 50.31 | LEAK DETECTION FOR FUELING SYSTEMS | 02/20 | ASTM INTERNATIONAL | ASTM | ASTM B117 | Standard Practice for Operating Salt Spray (Fog) Apparatus | 2019
14056 | 33 01 50.31 | LEAK DETECTION FOR FUELING SYSTEMS | 02/20 | INSTITUTE OF ELECTRICAL AND ELECTRONICS ENGINEERS | IEEE | IEEE 142 | Recommended Practice for Grounding of Industrial and Commercial Power Systems - IEEE Green Book | 2007; Errata 2014
14057 | 33 01 50.31 | LEAK DETECTION FOR FUELING SYSTEMS | 02/20 | INSTITUTE OF ELECTRICAL AND ELECTRONICS ENGINEERS | IEEE | IEEE 1100 | Emerald Book IEEE Recommended Practice for Powering and Grounding Electronic Equipment | 2005
14058 | 33 01 50.31 | LEAK DETECTION FOR FUELING SYSTEMS | 02/20 | NATIONAL ELECTRICAL MANUFACTURERS ASSOCIATION | NEMA | NEMA 250 | Enclosures for Electrical Equipment (1000 Volts Maximum) | 2020
14059 | 33 01 50.31 | LEAK DETECTION FOR FUELING SYSTEMS | 02/20 | NATIONAL FIRE PROTECTION ASSOCIATION | NFPA | NFPA 70 | National Electrical Code | 2023
14060 | 33 01 50.31 | LEAK DETECTION FOR FUELING SYSTEMS | 02/20 | NATIONAL FIRE PROTECTION ASSOCIATION | NFPA | NFPA 77 | Recommended Practice on Static Electricity | 2024; ERTA 1 2023
14061 | 33 01 50.31 | LEAK DETECTION FOR FUELING SYSTEMS | 02/20 | NATIONAL FIRE PROTECTION ASSOCIATION | NFPA | NFPA 407 | Standard for Aircraft Fuel Servicing | 2022; TIA 21-1
14062 | 33 01 50.31 | LEAK DETECTION FOR FUELING SYSTEMS | 02/20 | NATIONAL FIRE PROTECTION ASSOCIATION | NFPA | NFPA 780 | Standard for the Installation of Lightning Protection Systems | 2023
14063 | 33 01 50.55 | CLEANING OF PETROLEUM STORAGE TANKS | 02/21 | AMERICAN PETROLEUM INSTITUTE | API | API RP 500 | Classification of Locations for Electrical Installations at Petroleum Facilities Classified as Class I, Division and Division 2 | 2012; Errata 2014
14064 | 33 01 50.55 | CLEANING OF PETROLEUM STORAGE TANKS | 02/21 | AMERICAN PETROLEUM INSTITUTE | API | API RP 2003 | Protection Against Ignitions Arising out of Static, Lightning, and Stray Currents | 2015; 8th Ed
14065 | 33 01 50.55 | CLEANING OF PETROLEUM STORAGE TANKS | 02/21 | AMERICAN PETROLEUM INSTITUTE | API | API RP 2027 | Ignition Hazards Involved in Abrasive Blasting of Atmospheric Storage Tanks in Hydrocarbon Service | 2002; R 2012; 3rd Ed
14066 | 33 01 50.55 | CLEANING OF PETROLEUM STORAGE TANKS | 02/21 | AMERICAN PETROLEUM INSTITUTE | API | API RP 2207 | Preparing Tank Bottoms for Hot Work | 2017; 7th Ed
14067 | 33 01 50.55 | CLEANING OF PETROLEUM STORAGE TANKS | 02/21 | AMERICAN PETROLEUM INSTITUTE | API | API Std 521 | Pressure-relieving and Depressuring Systems | 2014; 6th Ed
14068 | 33 01 50.55 | CLEANING OF PETROLEUM STORAGE TANKS | 02/21 | AMERICAN PETROLEUM INSTITUTE | API | API Std 2015 | Requirements for Safe Entry and Cleaning of Petroleum Storage Tanks | 2018
14069 | 33 01 50.55 | CLEANING OF PETROLEUM STORAGE TANKS | 02/21 | AMERICAN SOCIETY OF MECHANICAL ENGINEERS | ASME | ASME B16.5 | Pipe Flanges and Flanged Fittings NPS 1/2 Through NPS 24 Metric/Inch Standard | 2020
14070 | 33 01 50.55 | CLEANING OF PETROLEUM STORAGE TANKS | 02/21 | AMERICAN SOCIETY OF MECHANICAL ENGINEERS | ASME | ASME B16.48 | Line Blanks | 2015
14071 | 33 01 50.55 | CLEANING OF PETROLEUM STORAGE TANKS | 02/21 | NATIONAL FIRE PROTECTION ASSOCIATION | NFPA | NFPA 70 | National Electrical Code | 2023
14072 | 33 01 50.55 | CLEANING OF PETROLEUM STORAGE TANKS | 02/21 | NATIONAL FIRE PROTECTION ASSOCIATION | NFPA | NFPA 306 | Standard for the Control of Gas Hazards on Vessels | 2024
14073 | 33 01 50.55 | CLEANING OF PETROLEUM STORAGE TANKS | 02/21 | NATIONAL FIRE PROTECTION ASSOCIATION | NFPA | NFPA 326 | Standard for Safeguarding of Tanks and Containers for Entry, Cleaning, or Repair | 2015
14074 | 33 01 50.55 | CLEANING OF PETROLEUM STORAGE TANKS | 02/21 | NATIONAL INSTITUTE FOR OCCUPATIONAL SAFETY AND HEALTH | NIOSH | NIOSH 99-109 | Certified Equipment List | Latest
14075 | 33 01 50.55 | CLEANING OF PETROLEUM STORAGE TANKS | 02/21 | U.S. ARMY CORPS OF ENGINEERS | USACE | EM 385-1-1 | Safety -- Safety and Occupational Health (SOH) Requirements | 2024
14076 | 33 01 50.55 | CLEANING OF PETROLEUM STORAGE TANKS | 02/21 | U.S. DEPARTMENT OF DEFENSE | DOD | MIL-A-22262 | Abrasive Blasting Media Ship Hull Blast Cleaning | 1993; Rev B; Am 1 1994; Am 2 1996; Notice 1 2021
14077 | 33 01 50.55 | CLEANING OF PETROLEUM STORAGE TANKS | 02/21 | U.S. DEPARTMENT OF DEFENSE | DOD | MIL-PRF-680 | Degreasing Solvent | 2010; Rev C; Notice 1 2015
14078 | 33 01 50.55 | CLEANING OF PETROLEUM STORAGE TANKS | 02/21 | U.S. GENERAL SERVICES ADMINISTRATION | GSA | FS O-D-1276 | Disinfectant-Detergent, General Purpose (Pine Oil) | Rev B; Notice 1
14079 | 33 01 50.55 | CLEANING OF PETROLEUM STORAGE TANKS | 02/21 | U.S. NATIONAL ARCHIVES AND RECORDS ADMINISTRATION | NARA | 29 CFR 1910.120 | Hazardous Waste Operations and Emergency Response
14080 | 33 01 50.55 | CLEANING OF PETROLEUM STORAGE TANKS | 02/21 | U.S. NATIONAL ARCHIVES AND RECORDS ADMINISTRATION | NARA | 29 CFR 1910.134 | Respiratory Protection
14081 | 33 01 50.55 | CLEANING OF PETROLEUM STORAGE TANKS | 02/21 | U.S. NATIONAL ARCHIVES AND RECORDS ADMINISTRATION | NARA | 29 CFR 1910.146 | Permit-required Confined Spaces
14082 | 33 01 50.55 | CLEANING OF PETROLEUM STORAGE TANKS | 02/21 | U.S. NATIONAL ARCHIVES AND RECORDS ADMINISTRATION | NARA | 29 CFR 1910.1025 | Lead
14083 | 33 01 50.55 | CLEANING OF PETROLEUM STORAGE TANKS | 02/21 | U.S. NATIONAL ARCHIVES AND RECORDS ADMINISTRATION | NARA | 29 CFR 1910.1028 | Benzene
14084 | 33 01 50.55 | CLEANING OF PETROLEUM STORAGE TANKS | 02/21 | U.S. NATIONAL ARCHIVES AND RECORDS ADMINISTRATION | NARA | 29 CFR 1910.1200 | Hazard Communication
14085 | 33 01 50.55 | CLEANING OF PETROLEUM STORAGE TANKS | 02/21 | U.S. NATIONAL ARCHIVES AND RECORDS ADMINISTRATION | NARA | 29 CFR 1926.55 | Gases, Vapors, Fumes, Dusts, and Mists
14086 | 33 01 50.55 | CLEANING OF PETROLEUM STORAGE TANKS | 02/21 | U.S. NATIONAL ARCHIVES AND RECORDS ADMINISTRATION | NARA | 40 CFR 260 | Hazardous Waste Management System: General
14087 | 33 01 50.55 | CLEANING OF PETROLEUM STORAGE TANKS | 02/21 | U.S. NATIONAL ARCHIVES AND RECORDS ADMINISTRATION | NARA | 40 CFR 261 | Identification and Listing of Hazardous Waste
14088 | 33 01 50.55 | CLEANING OF PETROLEUM STORAGE TANKS | 02/21 | U.S. NATIONAL ARCHIVES AND RECORDS ADMINISTRATION | NARA | 40 CFR 262 | Standards Applicable to Generators of Hazardous Waste
14089 | 33 01 50.55 | CLEANING OF PETROLEUM STORAGE TANKS | 02/21 | U.S. NATIONAL ARCHIVES AND RECORDS ADMINISTRATION | NARA | 40 CFR 263 | Standards Applicable to Transporters of Hazardous Waste
14090 | 33 01 50.55 | CLEANING OF PETROLEUM STORAGE TANKS | 02/21 | U.S. NATIONAL ARCHIVES AND RECORDS ADMINISTRATION | NARA | 40 CFR 264 | Standards for Owners and Operators of Hazardous Waste Treatment, Storage, and Disposal Facilities
14091 | 33 01 50.55 | CLEANING OF PETROLEUM STORAGE TANKS | 02/21 | U.S. NATIONAL ARCHIVES AND RECORDS ADMINISTRATION | NARA | 40 CFR 265 | Interim Status Standards for Owners and Operators of Hazardous Waste Treatment, Storage, and Disposal Facilities
14092 | 33 01 50.55 | CLEANING OF PETROLEUM STORAGE TANKS | 02/21 | U.S. NATIONAL ARCHIVES AND RECORDS ADMINISTRATION | NARA | 40 CFR 266 | Standards for the Management of Specific Hazardous Wastes and Specific Types of Hazardous Waste Management Facilities
14093 | 33 01 50.55 | CLEANING OF PETROLEUM STORAGE TANKS | 02/21 | UNDERWRITERS LABORATORIES | UL | UL 844 | UL Standard for Safety Luminaires for Use in Hazardous (Classified) Locations | 2012; Reprint Oct 2021
14094 | 33 01 50.65 | INSPECTION OF FIELD FABRICATED FUEL STORAGE TANKS | 02/21 | AMERICAN PETROLEUM INSTITUTE | API | API 570 | Piping Inspection Code: In-Service Inspection, Rating, Repair, and Alteration of Piping Systems | 2016; Addendum 1 2017; Addendum 2 2018; ERTA 1 2018
14095 | 33 01 50.65 | INSPECTION OF FIELD FABRICATED FUEL STORAGE TANKS | 02/21 | AMERICAN PETROLEUM INSTITUTE | API | API MPMS 2.2A | Manual of Petroleum Measurement Standards Chapter 2-Tank Calibration Section 2A-Measurement and Calibration of Upright Cylindrical Tanks by the Manual Tank Strapping Method | 1995; R 2017
14096 | 33 01 50.65 | INSPECTION OF FIELD FABRICATED FUEL STORAGE TANKS | 02/21 | AMERICAN PETROLEUM INSTITUTE | API | API MPMS 2.2B | Manual of Petroleum Measurement Standards Chapter 2: Tank Calibration - Section 2B: Calibration of Upright Cylindrical Tanks Using the Optical Reference Line Method | 1989; R 2019
14097 | 33 01 50.65 | INSPECTION OF FIELD FABRICATED FUEL STORAGE TANKS | 02/21 | AMERICAN PETROLEUM INSTITUTE | API | API MPMS 2.2C | Manual of Petroleum Measurement Standards Chapter 2: Tank Calibration - Section 2C - Calibration of Upright Cylindrical Tanks Using the Optical-Triangulation Method | 2002; R 2013
14098 | 33 01 50.65 | INSPECTION OF FIELD FABRICATED FUEL STORAGE TANKS | 02/21 | AMERICAN PETROLEUM INSTITUTE | API | API MPMS 2.2D | Manual of Petroleum Measurement Standards Chapter 2: Tank Calibration - Section 2D Calibration of Upright Cylindrical Tanks Using the Internal Electro-Optical Distance-Ranging Method | 2003; R 2014
14099 | 33 01 50.65 | INSPECTION OF FIELD FABRICATED FUEL STORAGE TANKS | 02/21 | AMERICAN PETROLEUM INSTITUTE | API | API RP 571 | Damage Mechanisms Affecting Fixed Equipment in the Refining Industry | 2020
14100 | 33 01 50.65 | INSPECTION OF FIELD FABRICATED FUEL STORAGE TANKS | 02/21 | AMERICAN PETROLEUM INSTITUTE | API | API RP 574 | Inspection Practices for Piping System Components | 2016
14101 | 33 01 50.65 | INSPECTION OF FIELD FABRICATED FUEL STORAGE TANKS | 02/21 | AMERICAN PETROLEUM INSTITUTE | API | API RP 575 | Inspection Practices for Atmospheric and Low-Pressure Storage Tanks | 2020
14102 | 33 01 50.65 | INSPECTION OF FIELD FABRICATED FUEL STORAGE TANKS | 02/21 | AMERICAN PETROLEUM INSTITUTE | API | API RP 579-1 | Fitness-For-Service
14103 | 33 01 50.65 | INSPECTION OF FIELD FABRICATED FUEL STORAGE TANKS | 02/21 | AMERICAN PETROLEUM INSTITUTE | API | API RP 1110 | Recommended Practice for the Pressure Testing of Steel Pipelines for the Transportation of Gas, Petroleum Gas, Hazardous Liquids, Highly Volatile Liquids, or Carbon Dioxide | 2013; R 2018
14104 | 33 01 50.65 | INSPECTION OF FIELD FABRICATED FUEL STORAGE TANKS | 02/21 | AMERICAN PETROLEUM INSTITUTE | API | API RP 2207 | Preparing Tank Bottoms for Hot Work | 2017; 7th Ed
14105 | 33 01 50.65 | INSPECTION OF FIELD FABRICATED FUEL STORAGE TANKS | 02/21 | AMERICAN PETROLEUM INSTITUTE | API | API Std 521 | Pressure-relieving and Depressuring Systems | 2014; 6th Ed
14106 | 33 01 50.65 | INSPECTION OF FIELD FABRICATED FUEL STORAGE TANKS | 02/21 | AMERICAN PETROLEUM INSTITUTE | API | API Std 650 | Welded Tanks for Oil Storage | 2013; Errata 1 2013; Addendum 1 2014; Errata 2 2014; Addendum 2 2016; Addendum 3 2018
14107 | 33 01 50.65 | INSPECTION OF FIELD FABRICATED FUEL STORAGE TANKS | 02/21 | AMERICAN PETROLEUM INSTITUTE | API | API Std 653 | Tank Inspection, Repair, Alteration, and Reconstruction | 2014; Addendum 1 2018
14108 | 33 01 50.65 | INSPECTION OF FIELD FABRICATED FUEL STORAGE TANKS | 02/21 | AMERICAN PETROLEUM INSTITUTE | API | API Std 2015 | Requirements for Safe Entry and Cleaning of Petroleum Storage Tanks | 2018
14109 | 33 01 50.65 | INSPECTION OF FIELD FABRICATED FUEL STORAGE TANKS | 02/21 | AMERICAN SOCIETY FOR NONDESTRUCTIVE TESTING | ASNT | ANSI/ASNT CP-189 | ASNT Standard for Qualification and Certification of Nondestructive Testing Personnel | 2020
14110 | 33 01 50.65 | INSPECTION OF FIELD FABRICATED FUEL STORAGE TANKS | 02/21 | AMERICAN SOCIETY OF CIVIL ENGINEERS | ASCE | ASCE 7-16 | Minimum Design Loads and Associated Criteria for Buildings and Other Structures | 2017; Errata 2018; Supp 1 2018
14111 | 33 01 50.65 | INSPECTION OF FIELD FABRICATED FUEL STORAGE TANKS | 02/21 | AMERICAN SOCIETY OF MECHANICAL ENGINEERS | ASME | ASME B1.1 | Unified Inch Screw Threads (UN, UNR, and UNJ Thread Form) | 2024
14112 | 33 01 50.65 | INSPECTION OF FIELD FABRICATED FUEL STORAGE TANKS | 02/21 | AMERICAN SOCIETY OF MECHANICAL ENGINEERS | ASME | ASME B16.5 | Pipe Flanges and Flanged Fittings NPS 1/2 Through NPS 24 Metric/Inch Standard | 2020
14113 | 33 01 50.65 | INSPECTION OF FIELD FABRICATED FUEL STORAGE TANKS | 02/21 | AMERICAN SOCIETY OF MECHANICAL ENGINEERS | ASME | ASME B16.21 | Nonmetallic Flat Gaskets for Pipe Flanges | 2021
14114 | 33 01 50.65 | INSPECTION OF FIELD FABRICATED FUEL STORAGE TANKS | 02/21 | AMERICAN SOCIETY OF MECHANICAL ENGINEERS | ASME | ASME B16.48 | Line Blanks | 2015
14115 | 33 01 50.65 | INSPECTION OF FIELD FABRICATED FUEL STORAGE TANKS | 02/21 | AMERICAN SOCIETY OF MECHANICAL ENGINEERS | ASME | ASME B18.2.1 | Square, Hex, Heavy Hex, and Askew Head Bolts and Hex, Heavy Hex, Hex Flange, Lobed Head, and Lag Screws (Inch Series) | 2012; R 2021
14116 | 33 01 50.65 | INSPECTION OF FIELD FABRICATED FUEL STORAGE TANKS | 02/21 | AMERICAN SOCIETY OF MECHANICAL ENGINEERS | ASME | ASME B18.2.2 | Nuts for General Applications: Machine Screw Nuts, and Hex, Square, Hex Flange, and Coupling Nuts (Inch Series) | 2022
14117 | 33 01 50.65 | INSPECTION OF FIELD FABRICATED FUEL STORAGE TANKS | 02/21 | AMERICAN SOCIETY OF MECHANICAL ENGINEERS | ASME | ASME B40.100 | Pressure Gauges and Gauge Attachments | 2022
14118 | 33 01 50.65 | INSPECTION OF FIELD FABRICATED FUEL STORAGE TANKS | 02/21 | AMERICAN SOCIETY OF MECHANICAL ENGINEERS | ASME | ASME BPVC SEC V | BPVC Section V-Nondestructive Examination | 2017
14119 | 33 01 50.65 | INSPECTION OF FIELD FABRICATED FUEL STORAGE TANKS | 02/21 | ASTM INTERNATIONAL | ASTM | ASTM A193/A193M | Standard Specification for Alloy-Steel and Stainless Steel Bolting Materials for High-Temperature Service and Other Special Purpose Applications | 2024
14120 | 33 01 50.65 | INSPECTION OF FIELD FABRICATED FUEL STORAGE TANKS | 02/21 | ASTM INTERNATIONAL | ASTM | ASTM A194/A194M | Standard Specification for Carbon Steel, Alloy Steel, and Stainless Steel Nuts for Bolts for High-Pressure or High-Temperature Service, or Both | 2024
14121 | 33 01 50.65 | INSPECTION OF FIELD FABRICATED FUEL STORAGE TANKS | 02/21 | ASTM INTERNATIONAL | ASTM | ASTM A325 | Standard Specification for Structural Bolts, Steel, Heat Treated, 120/105 ksi Minimum Tensile Strength | 2014
14122 | 33 01 50.65 | INSPECTION OF FIELD FABRICATED FUEL STORAGE TANKS | 02/21 | ASTM INTERNATIONAL | ASTM | ASTM A563 | Standard Specification for Carbon and Alloy Steel Nuts | 2021; E 2022a
14123 | 33 01 50.65 | INSPECTION OF FIELD FABRICATED FUEL STORAGE TANKS | 02/21 | ASTM INTERNATIONAL | ASTM | ASTM D610 | Standard Practice for Evaluating Degree of Rusting on Painted Steel Surfaces | 2008; R 2019
14124 | 33 01 50.65 | INSPECTION OF FIELD FABRICATED FUEL STORAGE TANKS | 02/21 | ASTM INTERNATIONAL | ASTM | ASTM E1316 | Standard Terminology for Nondestructive Examinations | 2020a
14125 | 33 01 50.65 | INSPECTION OF FIELD FABRICATED FUEL STORAGE TANKS | 02/21 | ASTM INTERNATIONAL | ASTM | ASTM E2807 | Standard Specification for 3D Imaging Data Exchange | 2011; R 2019
14126 | 33 01 50.65 | INSPECTION OF FIELD FABRICATED FUEL STORAGE TANKS | 02/21 | ASTM INTERNATIONAL | ASTM | ASTM F436 | Hardened Steel Washers | 2011
14127 | 33 01 50.65 | INSPECTION OF FIELD FABRICATED FUEL STORAGE TANKS | 02/21 | ASTM INTERNATIONAL | ASTM | ASTM F3125/F3125M | Standard Specification for High Strength Structural Bolts and Assemblies, Steel and Alloy Steel, Heat Treated, Inch Dimensions 120 ksi and 150 ksi Minimum Tensile Strength, and Metric Dimensions 830 MPa and 1040 MPa Minimum Tensile Strength | 2019
14128 | 33 01 50.65 | INSPECTION OF FIELD FABRICATED FUEL STORAGE TANKS | 02/21 | NATIONAL FIRE PROTECTION ASSOCIATION | NFPA | NFPA 30 | Flammable and Combustible Liquids Code | 2024
14129 | 33 01 50.65 | INSPECTION OF FIELD FABRICATED FUEL STORAGE TANKS | 02/21 | NATIONAL FIRE PROTECTION ASSOCIATION | NFPA | NFPA 326 | Standard for Safeguarding of Tanks and Containers for Entry, Cleaning, or Repair | 2015
14130 | 33 01 50.65 | INSPECTION OF FIELD FABRICATED FUEL STORAGE TANKS | 02/21 | SOCIETY FOR PROTECTIVE COATINGS | SSPC | SSPC PA 2 | Procedure for Determining Conformance to Dry Coating Thickness Requirements | 2015; E 2018
14131 | 33 01 50.65 | INSPECTION OF FIELD FABRICATED FUEL STORAGE TANKS | 02/21 | SOCIETY OF AUTOMOTIVE ENGINEERS INTERNATIONAL | SAE | SAE AMS3275 | Sheet, Acrylonitrile Butadiene (NBR) Rubber and Non-Asbestos Fiber Fuel and Oil Resistant | 2009; Rev C
14132 | 33 01 50.65 | INSPECTION OF FIELD FABRICATED FUEL STORAGE TANKS | 02/21 | U.S. ARMY CORPS OF ENGINEERS | USACE | EM 385-1-1 | Safety -- Safety and Occupational Health (SOH) Requirements | 2024
14133 | 33 01 50.65 | INSPECTION OF FIELD FABRICATED FUEL STORAGE TANKS | 02/21 | U.S. DEPARTMENT OF DEFENSE | DOD | MIL-PRF-907 | Antiseize Thread Compound, High Temperature | 2020; Rev H
14134 | 33 01 50.65 | INSPECTION OF FIELD FABRICATED FUEL STORAGE TANKS | 02/21 | U.S. DEPARTMENT OF DEFENSE | DOD | UFC 3-301-01 | Structural Engineering | 2023; with Change 1, 2023
14135 | 33 01 50.65 | INSPECTION OF FIELD FABRICATED FUEL STORAGE TANKS | 02/21 | U.S. DEPARTMENT OF DEFENSE | DOD | UFC 3-460-03 | Petroleum Fuel Systems Maintenance | 2017; with Change 2, 2023
14136 | 33 01 50.65 | INSPECTION OF FIELD FABRICATED FUEL STORAGE TANKS | 02/21 | U.S. NATIONAL ARCHIVES AND RECORDS ADMINISTRATION | NARA | 29 CFR 1910.146 | Permit-required Confined Spaces
14137 | 33 01 98 | SLIP LINING OF EXISTING PIPING FOR LEVEE APPLICATIONS | 02/23 | ASTM INTERNATIONAL | ASTM | ASTM C138/C138M | Standard Test Method for Density (Unit Weight), Yield, and Air Content (Gravimetric) of Concrete | 2023
14138 | 33 01 98 | SLIP LINING OF EXISTING PIPING FOR LEVEE APPLICATIONS | 02/23 | ASTM INTERNATIONAL | ASTM | ASTM C150/C150M | Standard Specification for Portland Cement | 2022
14139 | 33 01 98 | SLIP LINING OF EXISTING PIPING FOR LEVEE APPLICATIONS | 02/23 | ASTM INTERNATIONAL | ASTM | ASTM C403/C403M | Standard Test Method for Time of Setting of Concrete Mixtures by Penetration Resistance | 2023
14140 | 33 01 98 | SLIP LINING OF EXISTING PIPING FOR LEVEE APPLICATIONS | 02/23 | ASTM INTERNATIONAL | ASTM | ASTM C581 | Standard Practice for Determining Chemical Resistance of Thermosetting Resins Used in Glass-Fiber-Reinforced Structures, Intended for Liquid Service | 2020
14141 | 33 01 98 | SLIP LINING OF EXISTING PIPING FOR LEVEE APPLICATIONS | 02/23 | ASTM INTERNATIONAL | ASTM | ASTM C939/C939M | Standard Test Method for Flow of Grout for Preplaced-Aggregate Concrete (Flow Cone Method) | 2022
14142 | 33 01 98 | SLIP LINING OF EXISTING PIPING FOR LEVEE APPLICATIONS | 02/23 | ASTM INTERNATIONAL | ASTM | ASTM C942/C942M | Standard Test Method for Compressive Strength of Grouts for Preplaced-Aggregate Concrete in the Laboratory | 2021
14143 | 33 01 98 | SLIP LINING OF EXISTING PIPING FOR LEVEE APPLICATIONS | 02/23 | ASTM INTERNATIONAL | ASTM | ASTM D2412 | Standard Test Method for Determination of External Loading Characteristics of Plastic Pipe by Parallel-Plate Loading | 2021
14144 | 33 01 98 | SLIP LINING OF EXISTING PIPING FOR LEVEE APPLICATIONS | 02/23 | ASTM INTERNATIONAL | ASTM | ASTM D3212 | Standard Specification for Joints for Drain and Sewer Plastic Pipes Using Flexible Elastomeric Seals | 2020
14145 | 33 01 98 | SLIP LINING OF EXISTING PIPING FOR LEVEE APPLICATIONS | 02/23 | ASTM INTERNATIONAL | ASTM | ASTM D3262 | "Fiberglass" (Glass-Fiber-Reinforced Thermosetting-Resin) Sewer Pipe | 2020
14146 | 33 01 98 | SLIP LINING OF EXISTING PIPING FOR LEVEE APPLICATIONS | 02/23 | ASTM INTERNATIONAL | ASTM | ASTM D3350 | Polyethylene Plastics Pipe and Fittings Materials | 2021
14147 | 33 01 98 | SLIP LINING OF EXISTING PIPING FOR LEVEE APPLICATIONS | 02/23 | ASTM INTERNATIONAL | ASTM | ASTM D3681 | Standard Test Method for Chemical Resistance of “Fiberglass” (Glass–Fiber–Reinforced Thermosetting-Resin) Pipe in a Deflected Condition | 2012; E 2014
14148 | 33 01 98 | SLIP LINING OF EXISTING PIPING FOR LEVEE APPLICATIONS | 02/23 | ASTM INTERNATIONAL | ASTM | ASTM D3839 | Standard Guide for Underground Installation of "Fiberglass" (Glass-Fiber-Reinforced Thermosetting-Resin) Pipe | 2014; R 2019
14149 | 33 01 98 | SLIP LINING OF EXISTING PIPING FOR LEVEE APPLICATIONS | 02/23 | ASTM INTERNATIONAL | ASTM | ASTM D4161 | "Fiberglass" (Glass-Fiber-Reinforced Thermosetting-Resin) Pipe Joints Using Flexible Elastomeric Seals | 2014; R 2019
14150 | 33 01 98 | SLIP LINING OF EXISTING PIPING FOR LEVEE APPLICATIONS | 02/23 | ASTM INTERNATIONAL | ASTM | ASTM F477 | Standard Specification for Elastomeric Seals (Gaskets) for Joining Plastic Pipe | 2014; R 2021
14151 | 33 01 98 | SLIP LINING OF EXISTING PIPING FOR LEVEE APPLICATIONS | 02/23 | ASTM INTERNATIONAL | ASTM | ASTM F585 | Standard Guide for Insertion of Flexible Polyethylene Pipe into Existing Sewers | 2016; R 2021
14152 | 33 01 98 | SLIP LINING OF EXISTING PIPING FOR LEVEE APPLICATIONS | 02/23 | ASTM INTERNATIONAL | ASTM | ASTM F1735 | Standard Specification for Poly (Vinyl Chloride)(PVC) Profile Strip for PVC Liners for Rehabilitation of Existing Man-Entry Sewers and Conduits | 2021
14153 | 33 01 98 | SLIP LINING OF EXISTING PIPING FOR LEVEE APPLICATIONS | 02/23 | ASTM INTERNATIONAL | ASTM | ASTM F1741 | Standard Practice for Installation of Machine Spiral Wound Poly (Vinyl Chloride) (PVC) Liner Pipe for Rehabilitation of Existing Sewers and Conduits | 2008; R 2016
14154 | 33 01 98 | SLIP LINING OF EXISTING PIPING FOR LEVEE APPLICATIONS | 02/23 | ASTM INTERNATIONAL | ASTM | ASTM F1743 | Standard Practice for Rehabilitation of Existing Pipeline and Conduits by Pulled-In-Place Installation of Cured-In-Place Thermosetting Resin Pipe (CIPP) | 2016
14155 | 33 01 98 | SLIP LINING OF EXISTING PIPING FOR LEVEE APPLICATIONS | 02/23 | ASTM INTERNATIONAL | ASTM | ASTM F2019 | Standard Practice for Rehabilitation of Existing Pipelines and Conduits by the Pulled in Place Installation of Glass Reinforced Plastic (GRP) Cured-in-Place Thermosetting Resin Pipe (CIPP) | 2011
14156 | 33 01 98 | SLIP LINING OF EXISTING PIPING FOR LEVEE APPLICATIONS | 02/23 | ASTM INTERNATIONAL | ASTM | ASTM F2620 | Standard Practice for Heat Fusion Joining of Polyethylene Pipe and Fittings | 2020a; E 2021
14157 | 33 01 98 | SLIP LINING OF EXISTING PIPING FOR LEVEE APPLICATIONS | 02/23 | ASTM INTERNATIONAL | ASTM | ASTM F3190 | Standard Practice for Heat Fusion Equipment (HFE) Operator Qualification on Polyethylene (PE) and Polymide (PA) Pipe and Fittings | 2021
14158 | 33 01 98 | SLIP LINING OF EXISTING PIPING FOR LEVEE APPLICATIONS | 02/23 | U.S. ARMY CORPS OF ENGINEERS | USACE | EM 385-1-1 | Safety -- Safety and Occupational Health (SOH) Requirements | 2024
14159 | 33 01 98 | SLIP LINING OF EXISTING PIPING FOR LEVEE APPLICATIONS | 02/23 | U.S. ARMY CORPS OF ENGINEERS | USACE | EM 1110-2-1601 | Engineering and Design -- Hydraulic Design of Flood Control Channels | 1991; 1994 Change 1
14160 | 33 05 07.13 | UTILITY DIRECTIONAL DRILLING | 02/24 | AMERICAN ASSOCIATION OF STATE HIGHWAY AND TRANSPORTATION OFFICIALS | AASHTO | AASHTO T 180 | Standard Method of Test for Moisture-Density Relations of Soils Using a 4.54-kg (10-lb) Rammer and a 457-mm (18-in.) Drop | 2017
14161 | 33 05 07.13 | UTILITY DIRECTIONAL DRILLING | 02/24 | AMERICAN WATER WORKS ASSOCIATION | AWWA | AWWA C605 | Underground Installation of Polyvinyl Chloride (PVC) and Molecularly Oriented Polyvinyl Chloride (PVCO) Pressure Pipe and Fittings | 2021
14162 | 33 05 07.13 | UTILITY DIRECTIONAL DRILLING | 02/24 | AMERICAN WATER WORKS ASSOCIATION | AWWA | AWWA C900 | Polyvinyl Chloride (PVC) Pressure Pipe, and Fabricated Fittings, 4 In. Through 60 In. (100 mm Through 1,500 mm) | 2022
14163 | 33 05 07.13 | UTILITY DIRECTIONAL DRILLING | 02/24 | AMERICAN WATER WORKS ASSOCIATION | AWWA | AWWA C906 | Polyethylene (PE) Pressure Pipe and Fittings, 4 In. through 65 In. (100 mm Through 1,650 mm), for Waterworks | 2021
14164 | 33 05 07.13 | UTILITY DIRECTIONAL DRILLING | 02/24 | ASTM INTERNATIONAL | ASTM | ASTM D1784 | Standard Specification for Rigid Poly(Vinyl Chloride) (PVC) Compounds and Chlorinated Poly(Vinyl Chloride) (CPVC) Compounds | 2020
14165 | 33 05 07.13 | UTILITY DIRECTIONAL DRILLING | 02/24 | ASTM INTERNATIONAL | ASTM | ASTM D1785 | Standard Specification for Poly(Vinyl Chloride) (PVC), Plastic Pipe, Schedules 40, 80, and 120 | 2021
14166 | 33 05 07.13 | UTILITY DIRECTIONAL DRILLING | 02/24 | ASTM INTERNATIONAL | ASTM | ASTM D2241 | Standard Specification for Poly(Vinyl Chloride) (PVC) Pressure-Rated Pipe (SDR Series) | 2020
14167 | 33 05 07.13 | UTILITY DIRECTIONAL DRILLING | 02/24 | ASTM INTERNATIONAL | ASTM | ASTM D2513 | Standard Specification for Polyethylene (PE) Gas Pressure Pipe, Tubing, and Fittings | 2018a
14168 | 33 05 07.13 | UTILITY DIRECTIONAL DRILLING | 02/24 | ASTM INTERNATIONAL | ASTM | ASTM D3350 | Polyethylene Plastics Pipe and Fittings Materials | 2021
14169 | 33 05 07.13 | UTILITY DIRECTIONAL DRILLING | 02/24 | ASTM INTERNATIONAL | ASTM | ASTM F714 | Standard Specification for Polyethylene (PE) Plastic Pipe (DR-PR) Based on Outside Diameter | 2024
14170 | 33 05 07.13 | UTILITY DIRECTIONAL DRILLING | 02/24 | ASTM INTERNATIONAL | ASTM | ASTM F1674 | Standard Test Method for Joint Restraint Products for Use with PVC Pipe | 2018
14171 | 33 05 07.13 | UTILITY DIRECTIONAL DRILLING | 02/24 | ASTM INTERNATIONAL | ASTM | ASTM F2160 | Standard Specification for Solid Wall High Density Polyethylene (HDPE) Conduit Based on Controlled Outside Diameter (OD) | 2022a
14172 | 33 05 07.13 | UTILITY DIRECTIONAL DRILLING | 02/24 | ASTM INTERNATIONAL | ASTM | ASTM F2620 | Standard Practice for Heat Fusion Joining of Polyethylene Pipe and Fittings | 2020a; E 2021
14173 | 33 05 07.13 | UTILITY DIRECTIONAL DRILLING | 02/24 | NATIONAL ELECTRICAL MANUFACTURERS ASSOCIATION | NEMA | ANSI Z535.1 | Safety Colors | 2017
14174 | 33 05 07.13 | UTILITY DIRECTIONAL DRILLING | 02/24 | NATIONAL ELECTRICAL MANUFACTURERS ASSOCIATION | NEMA | NEMA TC 7 | Smooth-Wall Coilable and Straight Electrical Polyethylene Conduit | 2021
14175 | 33 05 07.13 | UTILITY DIRECTIONAL DRILLING | 02/24 | U.S. NATIONAL ARCHIVES AND RECORDS ADMINISTRATION | NARA | 29 CFR 1926.652 | Safety and Health Regulations for Construction; Subpart P, Excavations; Requirements for Protective Systems
14176 | 33 05 23 | TRENCHLESS UTILITY INSTALLATION | 08/15, CHG 2: 08/16 | AMERICAN PETROLEUM INSTITUTE | API | API Spec 5L | Line Pipe | 2018; 46th Ed; ERTA 2018
14177 | 33 05 23 | TRENCHLESS UTILITY INSTALLATION | 08/15, CHG 2: 08/16 | AMERICAN PETROLEUM INSTITUTE | API | API Spec 13A | Specification for Drilling-Fluid Materials | 2010; Errata 1 2014; Errata 2-3 2015
14178 | 33 05 23 | TRENCHLESS UTILITY INSTALLATION | 08/15, CHG 2: 08/16 | AMERICAN RAILWAY ENGINEERING AND MAINTENANCE-OF-WAY ASSOCIATION | AREMA | AREMA Eng Man | Manual for Railway Engineering | 2023
14179 | 33 05 23 | TRENCHLESS UTILITY INSTALLATION | 08/15, CHG 2: 08/16 | AMERICAN SOCIETY OF CIVIL ENGINEERS | ASCE | ASCE 27-00 | Standard Practice for Direct Design of Precast Concrete Pipe for Jacking in Trenchless Construction | 2000
14180 | 33 05 23 | TRENCHLESS UTILITY INSTALLATION | 08/15, CHG 2: 08/16 | AMERICAN SOCIETY OF CIVIL ENGINEERS | ASCE | ASCE 28-00 | Standard Practice for Direct Design of Precast Concrete Box Sections for Jacking in Trenchless Construction | 2001
14181 | 33 05 23 | TRENCHLESS UTILITY INSTALLATION | 08/15, CHG 2: 08/16 | AMERICAN SOCIETY OF CIVIL ENGINEERS | ASCE | ASCE 36-15 | Standard Design and Construction Guidelines for Microtunneling | 2015
14182 | 33 05 23 | TRENCHLESS UTILITY INSTALLATION | 08/15, CHG 2: 08/16 | AMERICAN WATER WORKS ASSOCIATION | AWWA | AWWA C200 | Steel Water Pipe - 6 In. (150 mm) and Larger | 2023
14183 | 33 05 23 | TRENCHLESS UTILITY INSTALLATION | 08/15, CHG 2: 08/16 | AMERICAN WATER WORKS ASSOCIATION | AWWA | AWWA C203 | Coal-Tar Protective Coatings and Linings for Steel Water Pipelines - Enamel and Tape - Hot-Applied | 2020
14184 | 33 05 23 | TRENCHLESS UTILITY INSTALLATION | 08/15, CHG 2: 08/16 | AMERICAN WELDING SOCIETY | AWS | AWS D1.1/D1.1M | Structural Welding Code - Steel | 2020; Errata 1 2021
14185 | 33 05 23 | TRENCHLESS UTILITY INSTALLATION | 08/15, CHG 2: 08/16 | AMERICAN WELDING SOCIETY | AWS | AWS D1.5M/D1.5 | Bridge Welding Code | 2020; Errata 1 2022
14186 | 33 05 23 | TRENCHLESS UTILITY INSTALLATION | 08/15, CHG 2: 08/16 | ASTM INTERNATIONAL | ASTM | ASTM A53/A53M | Standard Specification for Pipe, Steel, Black and Hot-Dipped, Zinc-Coated, Welded and Seamless | 2024
14187 | 33 05 23 | TRENCHLESS UTILITY INSTALLATION | 08/15, CHG 2: 08/16 | ASTM INTERNATIONAL | ASTM | ASTM A139/A139M | Standard Specification for Electric-Fusion (ARC)-Welded Steel Pipe (NPS 4 and over) | 2022
14188 | 33 05 23 | TRENCHLESS UTILITY INSTALLATION | 08/15, CHG 2: 08/16 | ASTM INTERNATIONAL | ASTM | ASTM A716 | Standard Specification for Ductile Iron Culvert Pipe | 2018; R 2022
14189 | 33 05 23 | TRENCHLESS UTILITY INSTALLATION | 08/15, CHG 2: 08/16 | ASTM INTERNATIONAL | ASTM | ASTM A746 | Standard Specification for Ductile Iron Gravity Sewer Pipe | 2018; R 2022
14190 | 33 05 23 | TRENCHLESS UTILITY INSTALLATION | 08/15, CHG 2: 08/16 | ASTM INTERNATIONAL | ASTM | ASTM C33/C33M | Standard Specification for Concrete Aggregates | 2023
14191 | 33 05 23 | TRENCHLESS UTILITY INSTALLATION | 08/15, CHG 2: 08/16 | ASTM INTERNATIONAL | ASTM | ASTM C76 | Standard Specification for Reinforced Concrete Culvert, Storm Drain, and Sewer Pipe | 2022a
14192 | 33 05 23 | TRENCHLESS UTILITY INSTALLATION | 08/15, CHG 2: 08/16 | ASTM INTERNATIONAL | ASTM | ASTM C76M | Standard Specification for Reinforced Concrete Culvert, Storm Drain, and Sewer Pipe (Metric) | 2022a
14193 | 33 05 23 | TRENCHLESS UTILITY INSTALLATION | 08/15, CHG 2: 08/16 | ASTM INTERNATIONAL | ASTM | ASTM C150/C150M | Standard Specification for Portland Cement | 2022
14194 | 33 05 23 | TRENCHLESS UTILITY INSTALLATION | 08/15, CHG 2: 08/16 | ASTM INTERNATIONAL | ASTM | ASTM C1091 | Standard Test Method for Hydrostatic Infiltration Testing of Vitrified Clay Pipe Lines | 2003a; R 2013
14195 | 33 05 23 | TRENCHLESS UTILITY INSTALLATION | 08/15, CHG 2: 08/16 | U.S. ARMY CORPS OF ENGINEERS | USACE | EM 385-1-1 | Safety -- Safety and Occupational Health (SOH) Requirements | 2024
14196 | 33 08 53 | AVIATION FUEL DISTRIBUTION SYSTEM START-UP | 08/18 | U.S. ARMY CORPS OF ENGINEERS | USACE | ER 1110-1-8167 | Engineering and Desig -- Petroleum, Oil, and Lubricants Mandatory Center Of Expertise | 2016
14197 | 33 08 55 | FUEL DISTRIBUTION SYSTEM START-UP (NON-HYDRANT) | 08/19 | AMERICAN PETROLEUM INSTITUTE | API | API 570 | Piping Inspection Code: In-Service Inspection, Rating, Repair, and Alteration of Piping Systems | 2016; Addendum 1 2017; Addendum 2 2018; ERTA 1 2018
14198 | 33 08 55 | FUEL DISTRIBUTION SYSTEM START-UP (NON-HYDRANT) | 08/19 | AMERICAN PETROLEUM INSTITUTE | API | API RP 1595 | Design, Construction, Operation, Maintenance, and Inspection of Aviation Pre-Airfield Storage Terminals | 2012; R 2019; 2nd Ed
14199 | 33 08 55 | FUEL DISTRIBUTION SYSTEM START-UP (NON-HYDRANT) | 08/19 | U.S. ARMY CORPS OF ENGINEERS | USACE | ER 1110-1-8167 | Engineering and Desig -- Petroleum, Oil, and Lubricants Mandatory Center Of Expertise | 2016
14200 | 33 08 55 | FUEL DISTRIBUTION SYSTEM START-UP (NON-HYDRANT) | 08/19 | U.S. DEPARTMENT OF DEFENSE | DOD | MIL-STD-3004-1 | Quality Assurance for Bulk Fuels, Lubricants and Related Products | 2018
14201 | 33 09 52 | FUEL PUMP CONTROL AND ANNUNCIATION SYSTEM (NON-HYDRANT) | 11/18 | INSTITUTE OF ELECTRICAL AND ELECTRONICS ENGINEERS | IEEE | IEEE C37.90 | Standard for Relays and Relay Systems Associated With Electric Power Apparatus | 2005; R 2011
14202 | 33 09 52 | FUEL PUMP CONTROL AND ANNUNCIATION SYSTEM (NON-HYDRANT) | 11/18 | INSTITUTE OF ELECTRICAL AND ELECTRONICS ENGINEERS | IEEE | IEEE C62.41 | Recommended Practice on Surge Voltages in Low-Voltage AC Power Circuits | 1991; R 1995
14203 | 33 09 52 | FUEL PUMP CONTROL AND ANNUNCIATION SYSTEM (NON-HYDRANT) | 11/18 | INTERNATIONAL SOCIETY OF AUTOMATION | ISA | ISA 18.1 | Annunciator Sequences and Specifications | 2024
14204 | 33 09 52 | FUEL PUMP CONTROL AND ANNUNCIATION SYSTEM (NON-HYDRANT) | 11/18 | NATIONAL ELECTRICAL MANUFACTURERS ASSOCIATION | NEMA | NEMA 250 | Enclosures for Electrical Equipment (1000 Volts Maximum) | 2020
14205 | 33 09 52 | FUEL PUMP CONTROL AND ANNUNCIATION SYSTEM (NON-HYDRANT) | 11/18 | NATIONAL ELECTRICAL MANUFACTURERS ASSOCIATION | NEMA | NEMA IA 2 | Programmable Controllers - Parts 1 thru 8 | 2005
14206 | 33 09 52 | FUEL PUMP CONTROL AND ANNUNCIATION SYSTEM (NON-HYDRANT) | 11/18 | NATIONAL ELECTRICAL MANUFACTURERS ASSOCIATION | NEMA | NEMA ICS 1 | Standard for Industrial Control and Systems: General Requirements | 2022
14207 | 33 09 52 | FUEL PUMP CONTROL AND ANNUNCIATION SYSTEM (NON-HYDRANT) | 11/18 | NATIONAL ELECTRICAL MANUFACTURERS ASSOCIATION | NEMA | NEMA ICS 2 | Industrial Control and Systems Controllers, Contactors, and Overload Relays Rated 600 V | 2000; R 2020
14208 | 33 09 52 | FUEL PUMP CONTROL AND ANNUNCIATION SYSTEM (NON-HYDRANT) | 11/18 | NATIONAL ELECTRICAL MANUFACTURERS ASSOCIATION | NEMA | NEMA ICS 4 | Application Guideline for Terminal Blocks | 2015
14209 | 33 09 52 | FUEL PUMP CONTROL AND ANNUNCIATION SYSTEM (NON-HYDRANT) | 11/18 | NATIONAL ELECTRICAL MANUFACTURERS ASSOCIATION | NEMA | NEMA ICS 6 | Industrial Control and Systems: Enclosures | 1993; R 2016
14210 | 33 09 52 | FUEL PUMP CONTROL AND ANNUNCIATION SYSTEM (NON-HYDRANT) | 11/18 | NATIONAL FIRE PROTECTION ASSOCIATION | NFPA | NFPA 70 | National Electrical Code | 2023
14211 | 33 09 52 | FUEL PUMP CONTROL AND ANNUNCIATION SYSTEM (NON-HYDRANT) | 11/18 | U.S. FEDERAL COMMUNICATIONS COMMISSION | FCC | FCC Part 15 | Radio Frequency Devices (47 CFR 15)
14212 | 33 09 52 | FUEL PUMP CONTROL AND ANNUNCIATION SYSTEM (NON-HYDRANT) | 11/18 | UNDERWRITERS LABORATORIES | UL | UL 508 | UL Standard for Safety Industrial Control Equipment | 2018; Reprint Jul 2021
14213 | 33 09 52 | FUEL PUMP CONTROL AND ANNUNCIATION SYSTEM (NON-HYDRANT) | 11/18 | UNDERWRITERS LABORATORIES | UL | UL 1012 | UL Standard for Safety Power Units Other than Class 2 | 2010; Reprint Apr 2016; Rev Mar 2021
14214 | 33 09 52 | FUEL PUMP CONTROL AND ANNUNCIATION SYSTEM (NON-HYDRANT) | 11/18 | UNDERWRITERS LABORATORIES | UL | UL 1449 | UL Standard for Safety Surge Protective Devices | 2021; Reprint Dec 2022
14215 | 33 09 53 | AVIATION FUEL PUMP CONTROL AND ANNUNCIATION SYSTEM (TYPE III) | 02/21 | INSTITUTE OF ELECTRICAL AND ELECTRONICS ENGINEERS | IEEE | IEEE C37.90 | Standard for Relays and Relay Systems Associated With Electric Power Apparatus | 2005; R 2011
14216 | 33 09 53 | AVIATION FUEL PUMP CONTROL AND ANNUNCIATION SYSTEM (TYPE III) | 02/21 | INSTITUTE OF ELECTRICAL AND ELECTRONICS ENGINEERS | IEEE | IEEE C62.41 | Recommended Practice on Surge Voltages in Low-Voltage AC Power Circuits | 1991; R 1995
14217 | 33 09 53 | AVIATION FUEL PUMP CONTROL AND ANNUNCIATION SYSTEM (TYPE III) | 02/21 | INTERNATIONAL SOCIETY OF AUTOMATION | ISA | ISA 18.1 | Annunciator Sequences and Specifications | 2024
14218 | 33 09 53 | AVIATION FUEL PUMP CONTROL AND ANNUNCIATION SYSTEM (TYPE III) | 02/21 | NATIONAL ELECTRICAL MANUFACTURERS ASSOCIATION | NEMA | NEMA 250 | Enclosures for Electrical Equipment (1000 Volts Maximum) | 2020
14219 | 33 09 53 | AVIATION FUEL PUMP CONTROL AND ANNUNCIATION SYSTEM (TYPE III) | 02/21 | NATIONAL ELECTRICAL MANUFACTURERS ASSOCIATION | NEMA | NEMA IA 2 | Programmable Controllers - Parts 1 thru 8 | 2005
14220 | 33 09 53 | AVIATION FUEL PUMP CONTROL AND ANNUNCIATION SYSTEM (TYPE III) | 02/21 | NATIONAL ELECTRICAL MANUFACTURERS ASSOCIATION | NEMA | NEMA ICS 1 | Standard for Industrial Control and Systems: General Requirements | 2022
14221 | 33 09 53 | AVIATION FUEL PUMP CONTROL AND ANNUNCIATION SYSTEM (TYPE III) | 02/21 | NATIONAL ELECTRICAL MANUFACTURERS ASSOCIATION | NEMA | NEMA ICS 2 | Industrial Control and Systems Controllers, Contactors, and Overload Relays Rated 600 V | 2000; R 2020
14222 | 33 09 53 | AVIATION FUEL PUMP CONTROL AND ANNUNCIATION SYSTEM (TYPE III) | 02/21 | NATIONAL ELECTRICAL MANUFACTURERS ASSOCIATION | NEMA | NEMA ICS 4 | Application Guideline for Terminal Blocks | 2015
14223 | 33 09 53 | AVIATION FUEL PUMP CONTROL AND ANNUNCIATION SYSTEM (TYPE III) | 02/21 | NATIONAL ELECTRICAL MANUFACTURERS ASSOCIATION | NEMA | NEMA ICS 6 | Industrial Control and Systems: Enclosures | 1993; R 2016
14224 | 33 09 53 | AVIATION FUEL PUMP CONTROL AND ANNUNCIATION SYSTEM (TYPE III) | 02/21 | NATIONAL FIRE PROTECTION ASSOCIATION | NFPA | NFPA 70 | National Electrical Code | 2023
14225 | 33 09 53 | AVIATION FUEL PUMP CONTROL AND ANNUNCIATION SYSTEM (TYPE III) | 02/21 | U.S. FEDERAL COMMUNICATIONS COMMISSION | FCC | FCC Part 15 | Radio Frequency Devices (47 CFR 15)
14226 | 33 09 53 | AVIATION FUEL PUMP CONTROL AND ANNUNCIATION SYSTEM (TYPE III) | 02/21 | UNDERWRITERS LABORATORIES | UL | UL 508 | UL Standard for Safety Industrial Control Equipment | 2018; Reprint Jul 2021
14227 | 33 09 53 | AVIATION FUEL PUMP CONTROL AND ANNUNCIATION SYSTEM (TYPE III) | 02/21 | UNDERWRITERS LABORATORIES | UL | UL 1012 | UL Standard for Safety Power Units Other than Class 2 | 2010; Reprint Apr 2016; Rev Mar 2021
14228 | 33 09 53 | AVIATION FUEL PUMP CONTROL AND ANNUNCIATION SYSTEM (TYPE III) | 02/21 | UNDERWRITERS LABORATORIES | UL | UL 1449 | UL Standard for Safety Surge Protective Devices | 2021; Reprint Dec 2022
14229 | 33 09 54 | AVIATION FUEL PUMP CONTROL AND ANNUNCIATION SYSTEM (TYPE [IV][V]) | 08/18 | INSTITUTE OF ELECTRICAL AND ELECTRONICS ENGINEERS | IEEE | IEEE C37.90 | Standard for Relays and Relay Systems Associated With Electric Power Apparatus | 2005; R 2011
14230 | 33 09 54 | AVIATION FUEL PUMP CONTROL AND ANNUNCIATION SYSTEM (TYPE [IV][V]) | 08/18 | INSTITUTE OF ELECTRICAL AND ELECTRONICS ENGINEERS | IEEE | IEEE C62.41 | Recommended Practice on Surge Voltages in Low-Voltage AC Power Circuits | 1991; R 1995
14231 | 33 09 54 | AVIATION FUEL PUMP CONTROL AND ANNUNCIATION SYSTEM (TYPE [IV][V]) | 08/18 | INTERNATIONAL SOCIETY OF AUTOMATION | ISA | ISA 18.1 | Annunciator Sequences and Specifications | 2024
14232 | 33 09 54 | AVIATION FUEL PUMP CONTROL AND ANNUNCIATION SYSTEM (TYPE [IV][V]) | 08/18 | NATIONAL ELECTRICAL MANUFACTURERS ASSOCIATION | NEMA | NEMA 250 | Enclosures for Electrical Equipment (1000 Volts Maximum) | 2020
14233 | 33 09 54 | AVIATION FUEL PUMP CONTROL AND ANNUNCIATION SYSTEM (TYPE [IV][V]) | 08/18 | NATIONAL ELECTRICAL MANUFACTURERS ASSOCIATION | NEMA | NEMA IA 2 | Programmable Controllers - Parts 1 thru 8 | 2005
14234 | 33 09 54 | AVIATION FUEL PUMP CONTROL AND ANNUNCIATION SYSTEM (TYPE [IV][V]) | 08/18 | NATIONAL ELECTRICAL MANUFACTURERS ASSOCIATION | NEMA | NEMA ICS 1 | Standard for Industrial Control and Systems: General Requirements | 2022
14235 | 33 09 54 | AVIATION FUEL PUMP CONTROL AND ANNUNCIATION SYSTEM (TYPE [IV][V]) | 08/18 | NATIONAL ELECTRICAL MANUFACTURERS ASSOCIATION | NEMA | NEMA ICS 2 | Industrial Control and Systems Controllers, Contactors, and Overload Relays Rated 600 V | 2000; R 2020
14236 | 33 09 54 | AVIATION FUEL PUMP CONTROL AND ANNUNCIATION SYSTEM (TYPE [IV][V]) | 08/18 | NATIONAL ELECTRICAL MANUFACTURERS ASSOCIATION | NEMA | NEMA ICS 4 | Application Guideline for Terminal Blocks | 2015
14237 | 33 09 54 | AVIATION FUEL PUMP CONTROL AND ANNUNCIATION SYSTEM (TYPE [IV][V]) | 08/18 | NATIONAL ELECTRICAL MANUFACTURERS ASSOCIATION | NEMA | NEMA ICS 6 | Industrial Control and Systems: Enclosures | 1993; R 2016
14238 | 33 09 54 | AVIATION FUEL PUMP CONTROL AND ANNUNCIATION SYSTEM (TYPE [IV][V]) | 08/18 | NATIONAL FIRE PROTECTION ASSOCIATION | NFPA | NFPA 70 | National Electrical Code | 2023
14239 | 33 09 54 | AVIATION FUEL PUMP CONTROL AND ANNUNCIATION SYSTEM (TYPE [IV][V]) | 08/18 | U.S. FEDERAL COMMUNICATIONS COMMISSION | FCC | FCC Part 15 | Radio Frequency Devices (47 CFR 15)
14240 | 33 09 54 | AVIATION FUEL PUMP CONTROL AND ANNUNCIATION SYSTEM (TYPE [IV][V]) | 08/18 | UNDERWRITERS LABORATORIES | UL | UL 508 | UL Standard for Safety Industrial Control Equipment | 2018; Reprint Jul 2021
14241 | 33 09 54 | AVIATION FUEL PUMP CONTROL AND ANNUNCIATION SYSTEM (TYPE [IV][V]) | 08/18 | UNDERWRITERS LABORATORIES | UL | UL 1012 | UL Standard for Safety Power Units Other than Class 2 | 2010; Reprint Apr 2016; Rev Mar 2021
14242 | 33 09 54 | AVIATION FUEL PUMP CONTROL AND ANNUNCIATION SYSTEM (TYPE [IV][V]) | 08/18 | UNDERWRITERS LABORATORIES | UL | UL 1449 | UL Standard for Safety Surge Protective Devices | 2021; Reprint Dec 2022
14243 | 33 09 55 | AVIATION FUEL PUMP CONTROL AND ANNUNCIATION SYSTEM (CUT AND COVER TANKS) | 08/18 | INSTITUTE OF ELECTRICAL AND ELECTRONICS ENGINEERS | IEEE | IEEE C37.90 | Standard for Relays and Relay Systems Associated With Electric Power Apparatus | 2005; R 2011
14244 | 33 09 55 | AVIATION FUEL PUMP CONTROL AND ANNUNCIATION SYSTEM (CUT AND COVER TANKS) | 08/18 | INSTITUTE OF ELECTRICAL AND ELECTRONICS ENGINEERS | IEEE | IEEE C62.41 | Recommended Practice on Surge Voltages in Low-Voltage AC Power Circuits | 1991; R 1995
14245 | 33 09 55 | AVIATION FUEL PUMP CONTROL AND ANNUNCIATION SYSTEM (CUT AND COVER TANKS) | 08/18 | INTERNATIONAL SOCIETY OF AUTOMATION | ISA | ISA 18.1 | Annunciator Sequences and Specifications | 2024
14246 | 33 09 55 | AVIATION FUEL PUMP CONTROL AND ANNUNCIATION SYSTEM (CUT AND COVER TANKS) | 08/18 | NATIONAL ELECTRICAL MANUFACTURERS ASSOCIATION | NEMA | NEMA 250 | Enclosures for Electrical Equipment (1000 Volts Maximum) | 2020
14247 | 33 09 55 | AVIATION FUEL PUMP CONTROL AND ANNUNCIATION SYSTEM (CUT AND COVER TANKS) | 08/18 | NATIONAL ELECTRICAL MANUFACTURERS ASSOCIATION | NEMA | NEMA IA 2 | Programmable Controllers - Parts 1 thru 8 | 2005
14248 | 33 09 55 | AVIATION FUEL PUMP CONTROL AND ANNUNCIATION SYSTEM (CUT AND COVER TANKS) | 08/18 | NATIONAL ELECTRICAL MANUFACTURERS ASSOCIATION | NEMA | NEMA ICS 1 | Standard for Industrial Control and Systems: General Requirements | 2022
14249 | 33 09 55 | AVIATION FUEL PUMP CONTROL AND ANNUNCIATION SYSTEM (CUT AND COVER TANKS) | 08/18 | NATIONAL ELECTRICAL MANUFACTURERS ASSOCIATION | NEMA | NEMA ICS 2 | Industrial Control and Systems Controllers, Contactors, and Overload Relays Rated 600 V | 2000; R 2020
14250 | 33 09 55 | AVIATION FUEL PUMP CONTROL AND ANNUNCIATION SYSTEM (CUT AND COVER TANKS) | 08/18 | NATIONAL ELECTRICAL MANUFACTURERS ASSOCIATION | NEMA | NEMA ICS 4 | Application Guideline for Terminal Blocks | 2015
14251 | 33 09 55 | AVIATION FUEL PUMP CONTROL AND ANNUNCIATION SYSTEM (CUT AND COVER TANKS) | 08/18 | NATIONAL ELECTRICAL MANUFACTURERS ASSOCIATION | NEMA | NEMA ICS 6 | Industrial Control and Systems: Enclosures | 1993; R 2016
14252 | 33 09 55 | AVIATION FUEL PUMP CONTROL AND ANNUNCIATION SYSTEM (CUT AND COVER TANKS) | 08/18 | NATIONAL FIRE PROTECTION ASSOCIATION | NFPA | NFPA 70 | National Electrical Code | 2023
14253 | 33 09 55 | AVIATION FUEL PUMP CONTROL AND ANNUNCIATION SYSTEM (CUT AND COVER TANKS) | 08/18 | U.S. FEDERAL COMMUNICATIONS COMMISSION | FCC | FCC Part 15 | Radio Frequency Devices (47 CFR 15)
14254 | 33 09 55 | AVIATION FUEL PUMP CONTROL AND ANNUNCIATION SYSTEM (CUT AND COVER TANKS) | 08/18 | UNDERWRITERS LABORATORIES | UL | UL 508 | UL Standard for Safety Industrial Control Equipment | 2018; Reprint Jul 2021
14255 | 33 09 55 | AVIATION FUEL PUMP CONTROL AND ANNUNCIATION SYSTEM (CUT AND COVER TANKS) | 08/18 | UNDERWRITERS LABORATORIES | UL | UL 1012 | UL Standard for Safety Power Units Other than Class 2 | 2010; Reprint Apr 2016; Rev Mar 2021
14256 | 33 09 55 | AVIATION FUEL PUMP CONTROL AND ANNUNCIATION SYSTEM (CUT AND COVER TANKS) | 08/18 | UNDERWRITERS LABORATORIES | UL | UL 1449 | UL Standard for Safety Surge Protective Devices | 2021; Reprint Dec 2022
14257 | 33 11 00 | WATER UTILITY DISTRIBUTION PIPING | 08/24 | AMERICAN ASSOCIATION OF STATE HIGHWAY AND TRANSPORTATION OFFICIALS | AASHTO | AASHTO HB-17 | Standard Specifications for Highway Bridges | 2002; Errata 2003; Errata 2005, 17th Edition
14258 | 33 11 00 | WATER UTILITY DISTRIBUTION PIPING | 08/24 | AMERICAN RAILWAY ENGINEERING AND MAINTENANCE-OF-WAY ASSOCIATION | AREMA | AREMA Eng Man | Manual for Railway Engineering | 2023
14259 | 33 11 00 | WATER UTILITY DISTRIBUTION PIPING | 08/24 | AMERICAN SOCIETY OF MECHANICAL ENGINEERS | ASME | ASME B1.20.1 | Pipe Threads, General Purpose (Inch) | 2013; R 2018
14260 | 33 11 00 | WATER UTILITY DISTRIBUTION PIPING | 08/24 | AMERICAN SOCIETY OF MECHANICAL ENGINEERS | ASME | ASME B1.20.3 | Dryseal Pipe Threads (Inch) | 1976; R 2003; R 2008; R 2013; R 2018; R 2023
14261 | 33 11 00 | WATER UTILITY DISTRIBUTION PIPING | 08/24 | AMERICAN SOCIETY OF MECHANICAL ENGINEERS | ASME | ASME B16.1 | Gray Iron Pipe Flanges and Flanged Fittings Classes 25, 125, and 250 | 2020
14262 | 33 11 00 | WATER UTILITY DISTRIBUTION PIPING | 08/24 | AMERICAN SOCIETY OF MECHANICAL ENGINEERS | ASME | ASME B16.3 | Malleable Iron Threaded Fittings, Classes 150 and 300 | 2021
14263 | 33 11 00 | WATER UTILITY DISTRIBUTION PIPING | 08/24 | AMERICAN SOCIETY OF MECHANICAL ENGINEERS | ASME | ASME B16.4 | Gray Iron Threaded Fittings; Classes 125 and 250 | 2021
14264 | 33 11 00 | WATER UTILITY DISTRIBUTION PIPING | 08/24 | AMERICAN SOCIETY OF MECHANICAL ENGINEERS | ASME | ASME B16.18 | Cast Copper Alloy Solder Joint Pressure Fittings | 2021
14265 | 33 11 00 | WATER UTILITY DISTRIBUTION PIPING | 08/24 | AMERICAN SOCIETY OF MECHANICAL ENGINEERS | ASME | ASME B16.26 | Standard for Cast Copper Alloy Fittings for Flared Copper Tubes | 2018
14266 | 33 11 00 | WATER UTILITY DISTRIBUTION PIPING | 08/24 | AMERICAN SOCIETY OF MECHANICAL ENGINEERS | ASME | ASME B18.2.2 | Nuts for General Applications: Machine Screw Nuts, and Hex, Square, Hex Flange, and Coupling Nuts (Inch Series) | 2022
14267 | 33 11 00 | WATER UTILITY DISTRIBUTION PIPING | 08/24 | AMERICAN WATER WORKS ASSOCIATION | AWWA | AWWA B300 | Hypochlorites | 2018
14268 | 33 11 00 | WATER UTILITY DISTRIBUTION PIPING | 08/24 | AMERICAN WATER WORKS ASSOCIATION | AWWA | AWWA B301 | Liquid Chlorine | 2018
14269 | 33 11 00 | WATER UTILITY DISTRIBUTION PIPING | 08/24 | AMERICAN WATER WORKS ASSOCIATION | AWWA | AWWA C104/A21.4 | Cement-Mortar Lining for Ductile-Iron Pipe and Fittings for Water | 2022
14270 | 33 11 00 | WATER UTILITY DISTRIBUTION PIPING | 08/24 | AMERICAN WATER WORKS ASSOCIATION | AWWA | AWWA C105/A21.5 | Polyethylene Encasement for Ductile-Iron Pipe Systems | 2018
14271 | 33 11 00 | WATER UTILITY DISTRIBUTION PIPING | 08/24 | AMERICAN WATER WORKS ASSOCIATION | AWWA | AWWA C110/A21.10 | Ductile-Iron and Gray-Iron Fittings | 2021
14272 | 33 11 00 | WATER UTILITY DISTRIBUTION PIPING | 08/24 | AMERICAN WATER WORKS ASSOCIATION | AWWA | AWWA C111/A21.11 | Rubber-Gasket Joints for Ductile-Iron Pressure Pipe and Fittings | 2023
14273 | 33 11 00 | WATER UTILITY DISTRIBUTION PIPING | 08/24 | AMERICAN WATER WORKS ASSOCIATION | AWWA | AWWA C115/A21.15 | Flanged Ductile-Iron Pipe With Ductile-Iron or Gray-Iron Threaded Flanges | 2020
14274 | 33 11 00 | WATER UTILITY DISTRIBUTION PIPING | 08/24 | AMERICAN WATER WORKS ASSOCIATION | AWWA | AWWA C151/A21.51 | Ductile-Iron Pipe, Centrifugally Cast | 2023
14275 | 33 11 00 | WATER UTILITY DISTRIBUTION PIPING | 08/24 | AMERICAN WATER WORKS ASSOCIATION | AWWA | AWWA C153/A21.53 | Ductile-Iron Compact Fittings for Water Service | 2019
14276 | 33 11 00 | WATER UTILITY DISTRIBUTION PIPING | 08/24 | AMERICAN WATER WORKS ASSOCIATION | AWWA | AWWA C200 | Steel Water Pipe - 6 In. (150 mm) and Larger | 2023
14277 | 33 11 00 | WATER UTILITY DISTRIBUTION PIPING | 08/24 | AMERICAN WATER WORKS ASSOCIATION | AWWA | AWWA C203 | Coal-Tar Protective Coatings and Linings for Steel Water Pipelines - Enamel and Tape - Hot-Applied | 2020
14278 | 33 11 00 | WATER UTILITY DISTRIBUTION PIPING | 08/24 | AMERICAN WATER WORKS ASSOCIATION | AWWA | AWWA C205 | Cement-Mortar Protective Lining and Coating for Steel Water Pipe - 4 In. (100 mm) and Larger - Shop Applied | 2018
14279 | 33 11 00 | WATER UTILITY DISTRIBUTION PIPING | 08/24 | AMERICAN WATER WORKS ASSOCIATION | AWWA | AWWA C206 | Field Welding of Steel Water Pipe | 2023
14280 | 33 11 00 | WATER UTILITY DISTRIBUTION PIPING | 08/24 | AMERICAN WATER WORKS ASSOCIATION | AWWA | AWWA C207 | Standard for Steel Pipe Flanges for Waterworks Service, Sizes 4 in. through 144 in. (100 mm through 3600 mm) | 2023
14281 | 33 11 00 | WATER UTILITY DISTRIBUTION PIPING | 08/24 | AMERICAN WATER WORKS ASSOCIATION | AWWA | AWWA C208 | Dimensions for Fabricated Steel Water Pipe Fittings | 2022
14282 | 33 11 00 | WATER UTILITY DISTRIBUTION PIPING | 08/24 | AMERICAN WATER WORKS ASSOCIATION | AWWA | AWWA C209 | Cold-Applied Tape Coatings for the Exterior of Special Sections, Connections and Fitting for Steel Water Pipelines | 2019
14283 | 33 11 00 | WATER UTILITY DISTRIBUTION PIPING | 08/24 | AMERICAN WATER WORKS ASSOCIATION | AWWA | AWWA C210 | Standard for Liquid Epoxy Coating Systems for the Interior and Exterior of Steel Water Pipelines | 2015
14284 | 33 11 00 | WATER UTILITY DISTRIBUTION PIPING | 08/24 | AMERICAN WATER WORKS ASSOCIATION | AWWA | AWWA C213 | Fusion-Bonded Epoxy Coatings and Linings for Steel Water Pipe and Fittings | 2022
14285 | 33 11 00 | WATER UTILITY DISTRIBUTION PIPING | 08/24 | AMERICAN WATER WORKS ASSOCIATION | AWWA | AWWA C219 | Bolted Sleeve-Type Couplings for Plain-End Pipe | 2023
14286 | 33 11 00 | WATER UTILITY DISTRIBUTION PIPING | 08/24 | AMERICAN WATER WORKS ASSOCIATION | AWWA | AWWA C300 | Reinforced Concrete Pressure Pipe, Steel-Cylinder Type | 2022
14287 | 33 11 00 | WATER UTILITY DISTRIBUTION PIPING | 08/24 | AMERICAN WATER WORKS ASSOCIATION | AWWA | AWWA C301 | Prestressed Concrete Pressure Pipe, Steel-Cylinder Type | 2014; R 2019
14288 | 33 11 00 | WATER UTILITY DISTRIBUTION PIPING | 08/24 | AMERICAN WATER WORKS ASSOCIATION | AWWA | AWWA C303 | Concrete Pressure Pipe, Bar-Wrapped, Steel-Cylinder Type | 2017
14289 | 33 11 00 | WATER UTILITY DISTRIBUTION PIPING | 08/24 | AMERICAN WATER WORKS ASSOCIATION | AWWA | AWWA C500 | Metal-Seated Gate Valves for Water Supply Service | 2019
14290 | 33 11 00 | WATER UTILITY DISTRIBUTION PIPING | 08/24 | AMERICAN WATER WORKS ASSOCIATION | AWWA | AWWA C502 | Dry-Barrel Fire Hydrants | 2018
14291 | 33 11 00 | WATER UTILITY DISTRIBUTION PIPING | 08/24 | AMERICAN WATER WORKS ASSOCIATION | AWWA | AWWA C503 | Wet-Barrel Fire Hydrants | 2021
14292 | 33 11 00 | WATER UTILITY DISTRIBUTION PIPING | 08/24 | AMERICAN WATER WORKS ASSOCIATION | AWWA | AWWA C504 | Standard for Rubber-Seated Butterfly Valves | 2023
14293 | 33 11 00 | WATER UTILITY DISTRIBUTION PIPING | 08/24 | AMERICAN WATER WORKS ASSOCIATION | AWWA | AWWA C508 | Swing-Check Valves for Waterworks Service, 2 In. Through 48-In. (50-mm Through 1,200-mm) NPS | 2017
14294 | 33 11 00 | WATER UTILITY DISTRIBUTION PIPING | 08/24 | AMERICAN WATER WORKS ASSOCIATION | AWWA | AWWA C509 | Resilient-Seated Gate Valves for Water Supply Service | 2023
14295 | 33 11 00 | WATER UTILITY DISTRIBUTION PIPING | 08/24 | AMERICAN WATER WORKS ASSOCIATION | AWWA | AWWA C511 | Reduced-Pressure Principle Backflow Prevention Assembly | 2017; R 2021
14296 | 33 11 00 | WATER UTILITY DISTRIBUTION PIPING | 08/24 | AMERICAN WATER WORKS ASSOCIATION | AWWA | AWWA C512 | Air-Release, Air/Vacuum, and Combination Air Valves for Water and Wastewater Service | 2015
14297 | 33 11 00 | WATER UTILITY DISTRIBUTION PIPING | 08/24 | AMERICAN WATER WORKS ASSOCIATION | AWWA | AWWA C515 | Reduced-Wall, Resilient-Seated Gate Valves for Water Supply Service | 2020
14298 | 33 11 00 | WATER UTILITY DISTRIBUTION PIPING | 08/24 | AMERICAN WATER WORKS ASSOCIATION | AWWA | AWWA C520 | Knife Gate Valves, Sizes 2 In. (50 mm) Through 96 In. (2,400 mm) | 2019
14299 | 33 11 00 | WATER UTILITY DISTRIBUTION PIPING | 08/24 | AMERICAN WATER WORKS ASSOCIATION | AWWA | AWWA C550 | Protective Interior Coatings for Valves and Hydrants | 2017
14300 | 33 11 00 | WATER UTILITY DISTRIBUTION PIPING | 08/24 | AMERICAN WATER WORKS ASSOCIATION | AWWA | AWWA C600 | Installation of Ductile-Iron Mains and Their Appurtenances | 2023
14301 | 33 11 00 | WATER UTILITY DISTRIBUTION PIPING | 08/24 | AMERICAN WATER WORKS ASSOCIATION | AWWA | AWWA C602 | Cement–Mortar Lining of Water Pipelines in Place—4 In. (100 mm) and Larger | 2023
14302 | 33 11 00 | WATER UTILITY DISTRIBUTION PIPING | 08/24 | AMERICAN WATER WORKS ASSOCIATION | AWWA | AWWA C604 | Installation of Buried Steel Water Pipe—4 In. (100 mm) and Larger | 2017
14303 | 33 11 00 | WATER UTILITY DISTRIBUTION PIPING | 08/24 | AMERICAN WATER WORKS ASSOCIATION | AWWA | AWWA C605 | Underground Installation of Polyvinyl Chloride (PVC) and Molecularly Oriented Polyvinyl Chloride (PVCO) Pressure Pipe and Fittings | 2021
14304 | 33 11 00 | WATER UTILITY DISTRIBUTION PIPING | 08/24 | AMERICAN WATER WORKS ASSOCIATION | AWWA | AWWA C606 | Grooved and Shouldered Joints | 2022
14305 | 33 11 00 | WATER UTILITY DISTRIBUTION PIPING | 08/24 | AMERICAN WATER WORKS ASSOCIATION | AWWA | AWWA C651 | Standard for Disinfecting Water Mains | 2023
14306 | 33 11 00 | WATER UTILITY DISTRIBUTION PIPING | 08/24 | AMERICAN WATER WORKS ASSOCIATION | AWWA | AWWA C655 | Field Dechlorination | 2018
14307 | 33 11 00 | WATER UTILITY DISTRIBUTION PIPING | 08/24 | AMERICAN WATER WORKS ASSOCIATION | AWWA | AWWA C700 | Cold-Water Meters - Displacement Type, Metal Alloy Main Case | 2020
14308 | 33 11 00 | WATER UTILITY DISTRIBUTION PIPING | 08/24 | AMERICAN WATER WORKS ASSOCIATION | AWWA | AWWA C701 | Cold-Water Meters - Turbine Type for Customer Service | 2019
14309 | 33 11 00 | WATER UTILITY DISTRIBUTION PIPING | 08/24 | AMERICAN WATER WORKS ASSOCIATION | AWWA | AWWA C702 | Cold-Water Meters - Compound Type | 2019
14310 | 33 11 00 | WATER UTILITY DISTRIBUTION PIPING | 08/24 | AMERICAN WATER WORKS ASSOCIATION | AWWA | AWWA C703 | Cold-Water Meters - Fire Service Type | 2019
14311 | 33 11 00 | WATER UTILITY DISTRIBUTION PIPING | 08/24 | AMERICAN WATER WORKS ASSOCIATION | AWWA | AWWA C704 | Propeller-Type Meters for Waterworks Applications | 2019
14312 | 33 11 00 | WATER UTILITY DISTRIBUTION PIPING | 08/24 | AMERICAN WATER WORKS ASSOCIATION | AWWA | AWWA C707 | Encoder-Type Remote-Registration Systems for Cold-Water Meters | 2022
14313 | 33 11 00 | WATER UTILITY DISTRIBUTION PIPING | 08/24 | AMERICAN WATER WORKS ASSOCIATION | AWWA | AWWA C800 | Underground Service Line Valves and Fittings | 2021
14314 | 33 11 00 | WATER UTILITY DISTRIBUTION PIPING | 08/24 | AMERICAN WATER WORKS ASSOCIATION | AWWA | AWWA C900 | Polyvinyl Chloride (PVC) Pressure Pipe, and Fabricated Fittings, 4 In. Through 60 In. (100 mm Through 1,500 mm) | 2022
14315 | 33 11 00 | WATER UTILITY DISTRIBUTION PIPING | 08/24 | AMERICAN WATER WORKS ASSOCIATION | AWWA | AWWA C901 | Polyethylene (PE) Pressure Pipe and Tubing, 3/4 In. (19mm) Through 3 In. (76 mm), for Water Service | 2020
14316 | 33 11 00 | WATER UTILITY DISTRIBUTION PIPING | 08/24 | AMERICAN WATER WORKS ASSOCIATION | AWWA | AWWA C906 | Polyethylene (PE) Pressure Pipe and Fittings, 4 In. through 65 In. (100 mm Through 1,650 mm), for Waterworks | 2021
14317 | 33 11 00 | WATER UTILITY DISTRIBUTION PIPING | 08/24 | AMERICAN WATER WORKS ASSOCIATION | AWWA | AWWA C909 | Molecularly Oriented Polyvinyl Chloride (PVCO) Pressure Pipe, 4 In. (100 mm) and Larger | 2022
14318 | 33 11 00 | WATER UTILITY DISTRIBUTION PIPING | 08/24 | AMERICAN WATER WORKS ASSOCIATION | AWWA | AWWA C950 | Fiberglass Pressure Pipe | 2020
14319 | 33 11 00 | WATER UTILITY DISTRIBUTION PIPING | 08/24 | AMERICAN WATER WORKS ASSOCIATION | AWWA | AWWA M6 | Water Meters - Selection, Installation, Testing, and Maintenance | 2012
14320 | 33 11 00 | WATER UTILITY DISTRIBUTION PIPING | 08/24 | AMERICAN WATER WORKS ASSOCIATION | AWWA | AWWA M9 | Manual: Concrete Pressure Pipe | 2008; Errata 2013
14321 | 33 11 00 | WATER UTILITY DISTRIBUTION PIPING | 08/24 | AMERICAN WATER WORKS ASSOCIATION | AWWA | AWWA M11 | Steel Pipe: A Guide for Design and Installation | 2017; Errata 2018, Addendum 2019
14322 | 33 11 00 | WATER UTILITY DISTRIBUTION PIPING | 08/24 | AMERICAN WATER WORKS ASSOCIATION | AWWA | AWWA M23 | Manual: PVC Pipe - Design and Installation - Third Edition | 2020
14323 | 33 11 00 | WATER UTILITY DISTRIBUTION PIPING | 08/24 | AMERICAN WATER WORKS ASSOCIATION | AWWA | AWWA M41 | Ductile-Iron Pipe and Fittings | 2009; 3rd Ed
14324 | 33 11 00 | WATER UTILITY DISTRIBUTION PIPING | 08/24 | AMERICAN WATER WORKS ASSOCIATION | AWWA | AWWA M45 | Fiberglass Pipe Design | 2013; 3rd Ed
14325 | 33 11 00 | WATER UTILITY DISTRIBUTION PIPING | 08/24 | AMERICAN WATER WORKS ASSOCIATION | AWWA | AWWA M55 | PE Pipe - Design and Installation | 2020; 2nd Ed
14326 | 33 11 00 | WATER UTILITY DISTRIBUTION PIPING | 08/24 | ASTM INTERNATIONAL | ASTM | ASTM A48/A48M | Standard Specification for Gray Iron Castings | 2022
14327 | 33 11 00 | WATER UTILITY DISTRIBUTION PIPING | 08/24 | ASTM INTERNATIONAL | ASTM | ASTM A53/A53M | Standard Specification for Pipe, Steel, Black and Hot-Dipped, Zinc-Coated, Welded and Seamless | 2024
14328 | 33 11 00 | WATER UTILITY DISTRIBUTION PIPING | 08/24 | ASTM INTERNATIONAL | ASTM | ASTM A276/A276M | Standard Specification for Stainless Steel Bars and Shapes | 2024
14329 | 33 11 00 | WATER UTILITY DISTRIBUTION PIPING | 08/24 | ASTM INTERNATIONAL | ASTM | ASTM A307 | Standard Specification for Carbon Steel Bolts, Studs, and Threaded Rod 60 000 PSI Tensile Strength | 2021
14330 | 33 11 00 | WATER UTILITY DISTRIBUTION PIPING | 08/24 | ASTM INTERNATIONAL | ASTM | ASTM A536 | Standard Specification for Ductile Iron Castings | 1984; R 2019; E 2019
14331 | 33 11 00 | WATER UTILITY DISTRIBUTION PIPING | 08/24 | ASTM INTERNATIONAL | ASTM | ASTM A563/A563M | Standard Specification for Carbon and Alloy Steel Nuts (Inch and Metric) | 2023
14332 | 33 11 00 | WATER UTILITY DISTRIBUTION PIPING | 08/24 | ASTM INTERNATIONAL | ASTM | ASTM A746 | Standard Specification for Ductile Iron Gravity Sewer Pipe | 2018; R 2022
14333 | 33 11 00 | WATER UTILITY DISTRIBUTION PIPING | 08/24 | ASTM INTERNATIONAL | ASTM | ASTM B32 | Standard Specification for Solder Metal | 2020
14334 | 33 11 00 | WATER UTILITY DISTRIBUTION PIPING | 08/24 | ASTM INTERNATIONAL | ASTM | ASTM B61 | Standard Specification for Steam or Valve Bronze Castings | 2015; R 2021
14335 | 33 11 00 | WATER UTILITY DISTRIBUTION PIPING | 08/24 | ASTM INTERNATIONAL | ASTM | ASTM B62 | Standard Specification for Composition Bronze or Ounce Metal Castings | 2017
14336 | 33 11 00 | WATER UTILITY DISTRIBUTION PIPING | 08/24 | ASTM INTERNATIONAL | ASTM | ASTM B88 | Standard Specification for Seamless Copper Water Tube | 2022
14337 | 33 11 00 | WATER UTILITY DISTRIBUTION PIPING | 08/24 | ASTM INTERNATIONAL | ASTM | ASTM B88M | Standard Specification for Seamless Copper Water Tube (Metric) | 2020
14338 | 33 11 00 | WATER UTILITY DISTRIBUTION PIPING | 08/24 | ASTM INTERNATIONAL | ASTM | ASTM B584 | Standard Specification for Copper Alloy Sand Castings for General Applications | 2022
14339 | 33 11 00 | WATER UTILITY DISTRIBUTION PIPING | 08/24 | ASTM INTERNATIONAL | ASTM | ASTM C94/C94M | Standard Specification for Ready-Mixed Concrete | 2024a
14340 | 33 11 00 | WATER UTILITY DISTRIBUTION PIPING | 08/24 | ASTM INTERNATIONAL | ASTM | ASTM C150/C150M | Standard Specification for Portland Cement | 2022
14341 | 33 11 00 | WATER UTILITY DISTRIBUTION PIPING | 08/24 | ASTM INTERNATIONAL | ASTM | ASTM C1433 | Standard Specification for Precast Reinforced Concrete Monolithic Box Sections for Culverts, Storm Drains, and Sewers | 2020
14342 | 33 11 00 | WATER UTILITY DISTRIBUTION PIPING | 08/24 | ASTM INTERNATIONAL | ASTM | ASTM D1599 | Resistance to Short-Time Hydraulic Failure Pressure of Plastic Pipe, Tubing, and Fittings | 2018
14343 | 33 11 00 | WATER UTILITY DISTRIBUTION PIPING | 08/24 | ASTM INTERNATIONAL | ASTM | ASTM D1784 | Standard Specification for Rigid Poly(Vinyl Chloride) (PVC) Compounds and Chlorinated Poly(Vinyl Chloride) (CPVC) Compounds | 2020
14344 | 33 11 00 | WATER UTILITY DISTRIBUTION PIPING | 08/24 | ASTM INTERNATIONAL | ASTM | ASTM D1785 | Standard Specification for Poly(Vinyl Chloride) (PVC), Plastic Pipe, Schedules 40, 80, and 120 | 2021
14345 | 33 11 00 | WATER UTILITY DISTRIBUTION PIPING | 08/24 | ASTM INTERNATIONAL | ASTM | ASTM D2241 | Standard Specification for Poly(Vinyl Chloride) (PVC) Pressure-Rated Pipe (SDR Series) | 2020
14346 | 33 11 00 | WATER UTILITY DISTRIBUTION PIPING | 08/24 | ASTM INTERNATIONAL | ASTM | ASTM D2466 | Standard Specification for Poly(Vinyl Chloride) (PVC) Plastic Pipe Fittings, Schedule 40 | 2023
14347 | 33 11 00 | WATER UTILITY DISTRIBUTION PIPING | 08/24 | ASTM INTERNATIONAL | ASTM | ASTM D2467 | Standard Specification for Poly(Vinyl Chloride) (PVC) Plastic Pipe Fittings, Schedule 80 | 2020
14348 | 33 11 00 | WATER UTILITY DISTRIBUTION PIPING | 08/24 | ASTM INTERNATIONAL | ASTM | ASTM D2683 | Standard Specification for Socket-Type Polyethylene Fittings for Outside Diameter-Controlled Polyethylene Pipe and Tubing | 2020
14349 | 33 11 00 | WATER UTILITY DISTRIBUTION PIPING | 08/24 | ASTM INTERNATIONAL | ASTM | ASTM D2774 | Standard Practice for Underground Installation of Thermoplastic Pressure Piping | 2021a
14350 | 33 11 00 | WATER UTILITY DISTRIBUTION PIPING | 08/24 | ASTM INTERNATIONAL | ASTM | ASTM D2855 | Standard Practice for the Two-Step (Primer and Solvent Cement) Method of Joining Poly (Vinyl Chloride) (PVC) or Chlorinated Poly (Vinyl Chloride) (CPVC) Pipe and Piping Components with Tapered Sockets | 2020
14351 | 33 11 00 | WATER UTILITY DISTRIBUTION PIPING | 08/24 | ASTM INTERNATIONAL | ASTM | ASTM D3035 | Polyethylene (PE) Plastic Pipe (DR-PR) Based on Controlled Outside Diameter | 2022
14352 | 33 11 00 | WATER UTILITY DISTRIBUTION PIPING | 08/24 | ASTM INTERNATIONAL | ASTM | ASTM D3139 | Joints for Plastic Pressure Pipes Using Flexible Elastomeric Seals | 2019
14353 | 33 11 00 | WATER UTILITY DISTRIBUTION PIPING | 08/24 | ASTM INTERNATIONAL | ASTM | ASTM D3261 | Standard Specification for Butt Heat Fusion Polyethylene (PE) Plastic Fittings for Polyethylene (PE) Plastic Pipe and Tubing | 2016
14354 | 33 11 00 | WATER UTILITY DISTRIBUTION PIPING | 08/24 | ASTM INTERNATIONAL | ASTM | ASTM D3350 | Polyethylene Plastics Pipe and Fittings Materials | 2021
14355 | 33 11 00 | WATER UTILITY DISTRIBUTION PIPING | 08/24 | ASTM INTERNATIONAL | ASTM | ASTM D3839 | Standard Guide for Underground Installation of "Fiberglass" (Glass-Fiber-Reinforced Thermosetting-Resin) Pipe | 2014; R 2019
14356 | 33 11 00 | WATER UTILITY DISTRIBUTION PIPING | 08/24 | ASTM INTERNATIONAL | ASTM | ASTM D4161 | "Fiberglass" (Glass-Fiber-Reinforced Thermosetting-Resin) Pipe Joints Using Flexible Elastomeric Seals | 2014; R 2019
14357 | 33 11 00 | WATER UTILITY DISTRIBUTION PIPING | 08/24 | ASTM INTERNATIONAL | ASTM | ASTM F402 | Standard Practice for Safe Handling of Solvent Cements, Primers, and Cleaners Used for Joining Thermoplastic Pipe and Fittings | 2018
14358 | 33 11 00 | WATER UTILITY DISTRIBUTION PIPING | 08/24 | ASTM INTERNATIONAL | ASTM | ASTM F477 | Standard Specification for Elastomeric Seals (Gaskets) for Joining Plastic Pipe | 2014; R 2021
14359 | 33 11 00 | WATER UTILITY DISTRIBUTION PIPING | 08/24 | ASTM INTERNATIONAL | ASTM | ASTM F714 | Standard Specification for Polyethylene (PE) Plastic Pipe (DR-PR) Based on Outside Diameter | 2024
14360 | 33 11 00 | WATER UTILITY DISTRIBUTION PIPING | 08/24 | ASTM INTERNATIONAL | ASTM | ASTM F1055 | Standard Specification for Electrofusion Type Polyethylene Fittings for Outside Diameter Controlled Polyethylene and Crosslinked Polyethylene (PEX)Pipe and Tubing | 2016; R 2022a
14361 | 33 11 00 | WATER UTILITY DISTRIBUTION PIPING | 08/24 | ASTM INTERNATIONAL | ASTM | ASTM F1290 | Standard Practice for Electrofusion Joining Polyolefin Pipe and Fittings | 2019
14362 | 33 11 00 | WATER UTILITY DISTRIBUTION PIPING | 08/24 | ASTM INTERNATIONAL | ASTM | ASTM F1483 | Standard Specification for Oriented Poly(Vinyl Chloride), PVCO, Pressure Pipe | 2023
14363 | 33 11 00 | WATER UTILITY DISTRIBUTION PIPING | 08/24 | ASTM INTERNATIONAL | ASTM | ASTM F1674 | Standard Test Method for Joint Restraint Products for Use with PVC Pipe | 2018
14364 | 33 11 00 | WATER UTILITY DISTRIBUTION PIPING | 08/24 | ASTM INTERNATIONAL | ASTM | ASTM F1962 | Standard Guide for Use of Maxi-Horizontal Directional Drilling for Placement of Polyethylene Pipe or Conduit Under Obstacles, Including River Crossings | 2022
14365 | 33 11 00 | WATER UTILITY DISTRIBUTION PIPING | 08/24 | ASTM INTERNATIONAL | ASTM | ASTM F2164 | Standard Practice for Field Leak Testing of Polyethylene (PE) and Crosslinked Polyethylene (PEX) Pressure Piping Systems Using Hydrostatic Pressure | 2021
14366 | 33 11 00 | WATER UTILITY DISTRIBUTION PIPING | 08/24 | ASTM INTERNATIONAL | ASTM | ASTM F2206 | Standard Specification for Fabricated Fittings of Butt-Fused Polyethylene (PE) | 2019
14367 | 33 11 00 | WATER UTILITY DISTRIBUTION PIPING | 08/24 | ASTM INTERNATIONAL | ASTM | ASTM F2620 | Standard Practice for Heat Fusion Joining of Polyethylene Pipe and Fittings | 2020a; E 2021
14368 | 33 11 00 | WATER UTILITY DISTRIBUTION PIPING | 08/24 | ASTM INTERNATIONAL | ASTM | ASTM F3190 | Standard Practice for Heat Fusion Equipment (HFE) Operator Qualification on Polyethylene (PE) and Polymide (PA) Pipe and Fittings | 2021
14369 | 33 11 00 | WATER UTILITY DISTRIBUTION PIPING | 08/24 | FOUNDATION FOR CROSS-CONNECTION CONTROL AND HYDRAULIC RESEARCH | FCCCHR | FCCCHR List | List of Approved Backflow Prevention Assemblies | continuously updated
14370 | 33 11 00 | WATER UTILITY DISTRIBUTION PIPING | 08/24 | FOUNDATION FOR CROSS-CONNECTION CONTROL AND HYDRAULIC RESEARCH | FCCCHR | FCCCHR Manual | Manual of Cross-Connection Control | 10th Edition
14371 | 33 11 00 | WATER UTILITY DISTRIBUTION PIPING | 08/24 | INTERNATIONAL ORGANIZATION FOR STANDARDIZATION | ISO | ISO 8678 | Cup Head Square Neck Bolts with Small Head and Short Neck-Product Grade B | 1998
14372 | 33 11 00 | WATER UTILITY DISTRIBUTION PIPING | 08/24 | MANUFACTURERS STANDARDIZATION SOCIETY OF THE VALVE AND FITTINGS INDUSTRY | MSS | MSS SP-80 | Bronze Gate, Globe, Angle and Check Valves | 2019
14373 | 33 11 00 | WATER UTILITY DISTRIBUTION PIPING | 08/24 | NATIONAL FIRE PROTECTION ASSOCIATION | NFPA | NFPA 24 | Standard for the Installation of Private Fire Service Mains and Their Appurtenances | 2025
14374 | 33 11 00 | WATER UTILITY DISTRIBUTION PIPING | 08/24 | NATIONAL FIRE PROTECTION ASSOCIATION | NFPA | NFPA 1961 | Standard on Fire Hose | 2020
14375 | 33 11 00 | WATER UTILITY DISTRIBUTION PIPING | 08/24 | NSF INTERNATIONAL | NSF | NSF/ANSI/CAN 61 | Drinking Water System Components - Health Effects | 2022
14376 | 33 11 00 | WATER UTILITY DISTRIBUTION PIPING | 08/24 | U.S. DEPARTMENT OF DEFENSE | DOD | UFC 3-600-01 | Fire Protection Engineering for Facilities | 2016; with Change 6, 2021
14377 | 33 11 00 | WATER UTILITY DISTRIBUTION PIPING | 08/24 | UNDERWRITERS LABORATORIES | UL | UL 246 | UL Standard for Safety Hydrants for Fire-Protection Service | 2011; Reprint Jul 2020
14378 | 33 11 00 | WATER UTILITY DISTRIBUTION PIPING | 08/24 | UNDERWRITERS LABORATORIES | UL | UL 262 | Gate Valves for Fire-Protection Service | 2004; Reprint Jul 2023
14379 | 33 11 00 | WATER UTILITY DISTRIBUTION PIPING | 08/24 | UNDERWRITERS LABORATORIES | UL | UL 312 | UL Standard for Safety Check Valves for Fire-Protection Service | 2022
14380 | 33 11 00 | WATER UTILITY DISTRIBUTION PIPING | 08/24 | UNI-BELL PVC PIPE ASSOCIATION | UBPPA | UBPPA UNI-PUB-08 | Tapping Guide for PVC Pressure Pipe | 2021
14381 | 33 11 13 | POTABLE WATER SUPPLY WELLS | 08/17 | AMERICAN WATER WORKS ASSOCIATION | AWWA | AWWA 10084 | Standard Methods for the Examination of Water and Wastewater | 2017
14382 | 33 11 13 | POTABLE WATER SUPPLY WELLS | 08/17 | AMERICAN WATER WORKS ASSOCIATION | AWWA | AWWA A100 | Water Wells | 2020
14383 | 33 11 13 | POTABLE WATER SUPPLY WELLS | 08/17 | AMERICAN WATER WORKS ASSOCIATION | AWWA | AWWA B300 | Hypochlorites | 2018
14384 | 33 11 13 | POTABLE WATER SUPPLY WELLS | 08/17 | AMERICAN WATER WORKS ASSOCIATION | AWWA | AWWA B301 | Liquid Chlorine | 2018
14385 | 33 11 13 | POTABLE WATER SUPPLY WELLS | 08/17 | AMERICAN WATER WORKS ASSOCIATION | AWWA | AWWA C200 | Steel Water Pipe - 6 In. (150 mm) and Larger | 2023
14386 | 33 11 13 | POTABLE WATER SUPPLY WELLS | 08/17 | AMERICAN WATER WORKS ASSOCIATION | AWWA | AWWA C206 | Field Welding of Steel Water Pipe | 2023
14387 | 33 11 13 | POTABLE WATER SUPPLY WELLS | 08/17 | AMERICAN WATER WORKS ASSOCIATION | AWWA | AWWA C654 | Disinfection of Wells | 2021
14388 | 33 11 13 | POTABLE WATER SUPPLY WELLS | 08/17 | ASTM INTERNATIONAL | ASTM | ASTM A53/A53M | Standard Specification for Pipe, Steel, Black and Hot-Dipped, Zinc-Coated, Welded and Seamless | 2024
14389 | 33 11 13 | POTABLE WATER SUPPLY WELLS | 08/17 | ASTM INTERNATIONAL | ASTM | ASTM A139/A139M | Standard Specification for Electric-Fusion (ARC)-Welded Steel Pipe (NPS 4 and over) | 2022
14390 | 33 11 13 | POTABLE WATER SUPPLY WELLS | 08/17 | ASTM INTERNATIONAL | ASTM | ASTM A312/A312M | Standard Specification for Seamless, Welded, and Heavily Cold Worked Austenitic Stainless Steel Pipes | 2022a
14391 | 33 11 13 | POTABLE WATER SUPPLY WELLS | 08/17 | ASTM INTERNATIONAL | ASTM | ASTM C136/C136M | Standard Test Method for Sieve Analysis of Fine and Coarse Aggregates | 2019
14392 | 33 11 13 | POTABLE WATER SUPPLY WELLS | 08/17 | ASTM INTERNATIONAL | ASTM | ASTM C150/C150M | Standard Specification for Portland Cement | 2022
14393 | 33 11 13 | POTABLE WATER SUPPLY WELLS | 08/17 | ASTM INTERNATIONAL | ASTM | ASTM D1586/D1586M | Standard Test Method for Standard Penetration Test (SPT) and Split-Barrel Sampling of Soils | 2018
14394 | 33 11 13 | POTABLE WATER SUPPLY WELLS | 08/17 | ASTM INTERNATIONAL | ASTM | ASTM D1587/D1587M | Thin-Walled Tube Sampling of Soils for Geotechnical Purposes | 2015
14395 | 33 11 13 | POTABLE WATER SUPPLY WELLS | 08/17 | ASTM INTERNATIONAL | ASTM | ASTM D1784 | Standard Specification for Rigid Poly(Vinyl Chloride) (PVC) Compounds and Chlorinated Poly(Vinyl Chloride) (CPVC) Compounds | 2020
14396 | 33 11 13 | POTABLE WATER SUPPLY WELLS | 08/17 | ASTM INTERNATIONAL | ASTM | ASTM D1785 | Standard Specification for Poly(Vinyl Chloride) (PVC), Plastic Pipe, Schedules 40, 80, and 120 | 2021
14397 | 33 11 13 | POTABLE WATER SUPPLY WELLS | 08/17 | ASTM INTERNATIONAL | ASTM | ASTM D2216 | Standard Test Methods for Laboratory Determination of Water (Moisture) Content of Soil and Rock by Mass | 2019
14398 | 33 11 13 | POTABLE WATER SUPPLY WELLS | 08/17 | ASTM INTERNATIONAL | ASTM | ASTM D2239 | Standard Specification for Polyethylene (PE) Plastic Pipe (SIDR-PR) Based on Controlled Inside Diameter | 2012
14399 | 33 11 13 | POTABLE WATER SUPPLY WELLS | 08/17 | ASTM INTERNATIONAL | ASTM | ASTM D2487 | Standard Practice for Classification of Soils for Engineering Purposes (Unified Soil Classification System) | 2017; E 2020
14400 | 33 11 13 | POTABLE WATER SUPPLY WELLS | 08/17 | ASTM INTERNATIONAL | ASTM | ASTM D2488 | Standard Practice for Description and Identification of Soils (Visual-Manual Procedure) | 2017; E 2018
14401 | 33 11 13 | POTABLE WATER SUPPLY WELLS | 08/17 | ASTM INTERNATIONAL | ASTM | ASTM D4318 | Standard Test Methods for Liquid Limit, Plastic Limit, and Plasticity Index of Soils | 2017; E 2018
14402 | 33 11 13 | POTABLE WATER SUPPLY WELLS | 08/17 | ASTM INTERNATIONAL | ASTM | ASTM D5088 | Decontamination of Field Equipment Used at Nonradioactive Waste Sites | 2020
14403 | 33 11 13 | POTABLE WATER SUPPLY WELLS | 08/17 | ASTM INTERNATIONAL | ASTM | ASTM D5299/D5299M | Standard Guide for Decommissioning of Ground Water Wells, Vadose Zone Monitoring Devices, Boreholes, and Other Devices for Environmental Activities | 2017
14404 | 33 11 13 | POTABLE WATER SUPPLY WELLS | 08/17 | ASTM INTERNATIONAL | ASTM | ASTM D5521/D5521M | Standard Guide for Development of Ground-Water Monitoring Wells in Granular Aquifers | 2013
14405 | 33 11 13 | POTABLE WATER SUPPLY WELLS | 08/17 | ASTM INTERNATIONAL | ASTM | ASTM D5608 | Decontamination of Field Equipment Used at Low Level Radioactive Waste Sites | 2016
14406 | 33 11 13 | POTABLE WATER SUPPLY WELLS | 08/17 | ASTM INTERNATIONAL | ASTM | ASTM F480 | Standard Specification for Thermoplastic Well Casing Pipe and Couplings Made in Standard Dimension Ratios (SDR), SCH 40 and SCH 80 | 2014; R 2022
14407 | 33 11 13 | POTABLE WATER SUPPLY WELLS | 08/17 | U.S. ARMY CORPS OF ENGINEERS | USACE | CED TR GL-85-3 | Geotechnical Descriptions of Rock and Rock Masses | 1985
14408 | 33 11 13 | POTABLE WATER SUPPLY WELLS | 08/17 | U.S. ENVIRONMENTAL PROTECTION AGENCY | EPA | EPA 600/4-79/020 | Methods for Chemical Analysis of Water and Wastes | 1983
14409 | 33 11 23 | NATURAL GAS AND LIQUID PETROLEUM PIPING | 11/09, CHG 1: 08/17 | AMERICAN GAS ASSOCIATION | AGA | AGA ANSI B109.1 | Diaphragm Type Gas Displacement Meters (Under 500 cubic ft./hour Capacity) | 2000
14410 | 33 11 23 | NATURAL GAS AND LIQUID PETROLEUM PIPING | 11/09, CHG 1: 08/17 | AMERICAN GAS ASSOCIATION | AGA | AGA ANSI B109.2 | Diaphragm Type Gas Displacement Meters (500 cubic ft./hour Capacity and Over) | 2000
14411 | 33 11 23 | NATURAL GAS AND LIQUID PETROLEUM PIPING | 11/09, CHG 1: 08/17 | AMERICAN GAS ASSOCIATION | AGA | AGA ANSI B109.3 | Rotary-Type Gas Displacement Meters | 2019
14412 | 33 11 23 | NATURAL GAS AND LIQUID PETROLEUM PIPING | 11/09, CHG 1: 08/17 | AMERICAN GAS ASSOCIATION | AGA | AGA ANSI B109.4 | Self-Operated Diaphragm-Type Natural Gas Service Regulators for Nominal Pipe Size 1¼ inches (32 mm) and Smaller with Outlet Pressures of 2 psig (13.8 kPa) and Less | 2016
14413 | 33 11 23 | NATURAL GAS AND LIQUID PETROLEUM PIPING | 11/09, CHG 1: 08/17 | AMERICAN GAS ASSOCIATION | AGA | AGA XR0603 | AGA Plastic Pipe Manual for Gas Service | 2006; 8th Ed
14414 | 33 11 23 | NATURAL GAS AND LIQUID PETROLEUM PIPING | 11/09, CHG 1: 08/17 | AMERICAN NATIONAL STANDARDS INSTITUTE | ANSI | ANSI Z21.41/CSA 6.9 | Quick-Disconnect Devices for Use with Gas Fuel Appliances | 2023
14415 | 33 11 23 | NATURAL GAS AND LIQUID PETROLEUM PIPING | 11/09, CHG 1: 08/17 | AMERICAN NATIONAL STANDARDS INSTITUTE | ANSI | ANSI Z21.45 | Flexible Connectors of Other Than All-Metal Construction for Gas Appliances | 1995
14416 | 33 11 23 | NATURAL GAS AND LIQUID PETROLEUM PIPING | 11/09, CHG 1: 08/17 | AMERICAN NATIONAL STANDARDS INSTITUTE | ANSI | ANSI Z21.69/CSA 6.16 | Connectors for Movable Gas Appliances | 2015; R 2020
14417 | 33 11 23 | NATURAL GAS AND LIQUID PETROLEUM PIPING | 11/09, CHG 1: 08/17 | AMERICAN SOCIETY OF CIVIL ENGINEERS | ASCE | ASCE 25-16 | Earthquake-Activated Automatic Gas Shutoff Devices | 2016
14418 | 33 11 23 | NATURAL GAS AND LIQUID PETROLEUM PIPING | 11/09, CHG 1: 08/17 | AMERICAN SOCIETY OF MECHANICAL ENGINEERS | ASME | ASME B1.1 | Unified Inch Screw Threads (UN, UNR, and UNJ Thread Form) | 2024
14419 | 33 11 23 | NATURAL GAS AND LIQUID PETROLEUM PIPING | 11/09, CHG 1: 08/17 | AMERICAN SOCIETY OF MECHANICAL ENGINEERS | ASME | ASME B1.20.1 | Pipe Threads, General Purpose (Inch) | 2013; R 2018
14420 | 33 11 23 | NATURAL GAS AND LIQUID PETROLEUM PIPING | 11/09, CHG 1: 08/17 | AMERICAN SOCIETY OF MECHANICAL ENGINEERS | ASME | ASME B16.3 | Malleable Iron Threaded Fittings, Classes 150 and 300 | 2021
14421 | 33 11 23 | NATURAL GAS AND LIQUID PETROLEUM PIPING | 11/09, CHG 1: 08/17 | AMERICAN SOCIETY OF MECHANICAL ENGINEERS | ASME | ASME B16.5 | Pipe Flanges and Flanged Fittings NPS 1/2 Through NPS 24 Metric/Inch Standard | 2020
14422 | 33 11 23 | NATURAL GAS AND LIQUID PETROLEUM PIPING | 11/09, CHG 1: 08/17 | AMERICAN SOCIETY OF MECHANICAL ENGINEERS | ASME | ASME B16.9 | Factory-Made Wrought Buttwelding Fittings | 2018
14423 | 33 11 23 | NATURAL GAS AND LIQUID PETROLEUM PIPING | 11/09, CHG 1: 08/17 | AMERICAN SOCIETY OF MECHANICAL ENGINEERS | ASME | ASME B16.11 | Forged Fittings, Socket-Welding and Threaded | 2022
14424 | 33 11 23 | NATURAL GAS AND LIQUID PETROLEUM PIPING | 11/09, CHG 1: 08/17 | AMERICAN SOCIETY OF MECHANICAL ENGINEERS | ASME | ASME B16.33 | Manually Operated Metallic Gas Valves for Use in Gas Piping Systems Up to 175 psi, (Sizes NPS 1/2 Through NPS 2) | 2024
14425 | 33 11 23 | NATURAL GAS AND LIQUID PETROLEUM PIPING | 11/09, CHG 1: 08/17 | AMERICAN SOCIETY OF MECHANICAL ENGINEERS | ASME | ASME B16.38 | Large Metallic Valves for Gas Distribution Manually Operated, NPS 2 1/2 (DN 65) to NPS 12 (DN 300), 125 psig 8.6 bar) Maximum | 2023
14426 | 33 11 23 | NATURAL GAS AND LIQUID PETROLEUM PIPING | 11/09, CHG 1: 08/17 | AMERICAN SOCIETY OF MECHANICAL ENGINEERS | ASME | ASME B16.39 | Standard for Malleable Iron Threaded Pipe Unions; Classes 150, 250, and 300 | 2020
14427 | 33 11 23 | NATURAL GAS AND LIQUID PETROLEUM PIPING | 11/09, CHG 1: 08/17 | AMERICAN SOCIETY OF MECHANICAL ENGINEERS | ASME | ASME B16.40 | Manually Operated Thermoplastic Gas Shutoffs and Valves in Gas Distribution Systems | 2019
14428 | 33 11 23 | NATURAL GAS AND LIQUID PETROLEUM PIPING | 11/09, CHG 1: 08/17 | AMERICAN SOCIETY OF MECHANICAL ENGINEERS | ASME | ASME B18.2.1 | Square, Hex, Heavy Hex, and Askew Head Bolts and Hex, Heavy Hex, Hex Flange, Lobed Head, and Lag Screws (Inch Series) | 2012; R 2021
14429 | 33 11 23 | NATURAL GAS AND LIQUID PETROLEUM PIPING | 11/09, CHG 1: 08/17 | AMERICAN SOCIETY OF MECHANICAL ENGINEERS | ASME | ASME B18.2.2 | Nuts for General Applications: Machine Screw Nuts, and Hex, Square, Hex Flange, and Coupling Nuts (Inch Series) | 2022
14430 | 33 11 23 | NATURAL GAS AND LIQUID PETROLEUM PIPING | 11/09, CHG 1: 08/17 | AMERICAN SOCIETY OF MECHANICAL ENGINEERS | ASME | ASME B31.8 | Gas Transmission and Distribution Piping Systems | 2022; Supplement 2022
14431 | 33 11 23 | NATURAL GAS AND LIQUID PETROLEUM PIPING | 11/09, CHG 1: 08/17 | AMERICAN SOCIETY OF MECHANICAL ENGINEERS | ASME | ASME BPVC SEC VIII D1 | BPVC Section VIII-Rules for Construction of Pressure Vessels Division 1 | 2019
14432 | 33 11 23 | NATURAL GAS AND LIQUID PETROLEUM PIPING | 11/09, CHG 1: 08/17 | ASTM INTERNATIONAL | ASTM | ASTM A53/A53M | Standard Specification for Pipe, Steel, Black and Hot-Dipped, Zinc-Coated, Welded and Seamless | 2024
14433 | 33 11 23 | NATURAL GAS AND LIQUID PETROLEUM PIPING | 11/09, CHG 1: 08/17 | ASTM INTERNATIONAL | ASTM | ASTM A193/A193M | Standard Specification for Alloy-Steel and Stainless Steel Bolting Materials for High-Temperature Service and Other Special Purpose Applications | 2024
14434 | 33 11 23 | NATURAL GAS AND LIQUID PETROLEUM PIPING | 11/09, CHG 1: 08/17 | ASTM INTERNATIONAL | ASTM | ASTM A194/A194M | Standard Specification for Carbon Steel, Alloy Steel, and Stainless Steel Nuts for Bolts for High-Pressure or High-Temperature Service, or Both | 2024
14435 | 33 11 23 | NATURAL GAS AND LIQUID PETROLEUM PIPING | 11/09, CHG 1: 08/17 | ASTM INTERNATIONAL | ASTM | ASTM D2513 | Standard Specification for Polyethylene (PE) Gas Pressure Pipe, Tubing, and Fittings | 2018a
14436 | 33 11 23 | NATURAL GAS AND LIQUID PETROLEUM PIPING | 11/09, CHG 1: 08/17 | ASTM INTERNATIONAL | ASTM | ASTM D2683 | Standard Specification for Socket-Type Polyethylene Fittings for Outside Diameter-Controlled Polyethylene Pipe and Tubing | 2020
14437 | 33 11 23 | NATURAL GAS AND LIQUID PETROLEUM PIPING | 11/09, CHG 1: 08/17 | MANUFACTURERS STANDARDIZATION SOCIETY OF THE VALVE AND FITTINGS INDUSTRY | MSS | MSS SP-58 | Pipe Hangers and Supports - Materials, Design and Manufacture, Selection, Application, and Installation | 2018
14438 | 33 11 23 | NATURAL GAS AND LIQUID PETROLEUM PIPING | 11/09, CHG 1: 08/17 | NATIONAL FIRE PROTECTION ASSOCIATION | NFPA | NFPA 54 | National Fuel Gas Code | 2024
14439 | 33 11 23 | NATURAL GAS AND LIQUID PETROLEUM PIPING | 11/09, CHG 1: 08/17 | NATIONAL FIRE PROTECTION ASSOCIATION | NFPA | NFPA 58 | Liquefied Petroleum Gas Code | 2024; TIA 23-1
14440 | 33 11 23 | NATURAL GAS AND LIQUID PETROLEUM PIPING | 11/09, CHG 1: 08/17 | SHEET METAL AND AIR CONDITIONING CONTRACTORS' NATIONAL ASSOCIATION | SMACNA | SMACNA 1981 | Seismic Restraint Manual Guidelines for Mechanical Systems, 3rd Edition | 2008
14441 | 33 11 23 | NATURAL GAS AND LIQUID PETROLEUM PIPING | 11/09, CHG 1: 08/17 | U.S. DEPARTMENT OF DEFENSE | DOD | MIL-STD-101 | Color Code for Pipelines and for Compressed Gas Cylinders | 2014; Rev C
14442 | 33 11 23 | NATURAL GAS AND LIQUID PETROLEUM PIPING | 11/09, CHG 1: 08/17 | U.S. NATIONAL ARCHIVES AND RECORDS ADMINISTRATION | NARA | 49 CFR 192 | Transportation of Natural and Other Gas by Pipeline: Minimum Federal Safety Standards
14443 | 33 11 23 | NATURAL GAS AND LIQUID PETROLEUM PIPING | 11/09, CHG 1: 08/17 | U.S. NATIONAL ARCHIVES AND RECORDS ADMINISTRATION | NARA | 49 CFR 195 | Transportation of Hazardous Liquids by Pipeline
14444 | 33 16 13.16 | WIRE-WOUND CIRCULAR PRESTRESSED-CONCRETE WATER TANK | 04/06 | AMERICAN CONCRETE INSTITUTE | ACI | ACI 301 | Specifications for Structural Concrete | 2020
14445 | 33 16 13.16 | WIRE-WOUND CIRCULAR PRESTRESSED-CONCRETE WATER TANK | 04/06 | AMERICAN WATER WORKS ASSOCIATION | AWWA | AWWA D110 | Wire- and Strand Wound, Circular, Prestressed Concrete Water Tanks | 2013
14446 | 33 16 13.16 | WIRE-WOUND CIRCULAR PRESTRESSED-CONCRETE WATER TANK | 04/06 | ASTM INTERNATIONAL | ASTM | ASTM A227/A227M | Standard Specification for Steel Wire, Cold-Drawn for Mechanical Springs | 2024
14447 | 33 16 13.16 | WIRE-WOUND CIRCULAR PRESTRESSED-CONCRETE WATER TANK | 04/06 | ASTM INTERNATIONAL | ASTM | ASTM A416/A416M | Standard Specification for Low-Relaxation, Seven-Wire for Prestressed Concrete | 2024
14448 | 33 16 13.16 | WIRE-WOUND CIRCULAR PRESTRESSED-CONCRETE WATER TANK | 04/06 | ASTM INTERNATIONAL | ASTM | ASTM A475 | Standard Specification for Metallic-Coated Steel Wire Strand | 2022
14449 | 33 16 13.16 | WIRE-WOUND CIRCULAR PRESTRESSED-CONCRETE WATER TANK | 04/06 | ASTM INTERNATIONAL | ASTM | ASTM A586 | Standard Specification for Metallic-Coated Parallel and Helical Steel Wire Structural Strand | 2018
14450 | 33 16 13.16 | WIRE-WOUND CIRCULAR PRESTRESSED-CONCRETE WATER TANK | 04/06 | ASTM INTERNATIONAL | ASTM | ASTM A603 | Standard Specification for Zinc-Coated Steel Structural Wire Rope | 2019
14451 | 33 16 13.16 | WIRE-WOUND CIRCULAR PRESTRESSED-CONCRETE WATER TANK | 04/06 | ASTM INTERNATIONAL | ASTM | ASTM A648 | Standard Specification for Steel Wire, Hard Drawn for Prestressed Concrete Pipe | 2018
14452 | 33 16 13.16 | WIRE-WOUND CIRCULAR PRESTRESSED-CONCRETE WATER TANK | 04/06 | ASTM INTERNATIONAL | ASTM | ASTM A653/A653M | Standard Specification for Steel Sheet, Zinc-Coated (Galvanized) or Zinc-Iron Alloy-Coated (Galvannealed) by the Hot-Dip Process | 2023
14453 | 33 16 13.16 | WIRE-WOUND CIRCULAR PRESTRESSED-CONCRETE WATER TANK | 04/06 | ASTM INTERNATIONAL | ASTM | ASTM A821/A821M | Standard Specification for Steel Wire, Hard Drawn for Prestressing Concrete Tanks | 2021
14454 | 33 16 15 | WATER STORAGE STEEL TANKS | 11/20 | AMERICAN CONCRETE INSTITUTE | ACI | ACI 318 | Building Code Requirements for Structural Concrete (ACI 318-19) and Commentary (ACI 318R-19) | 2019; R 2022
14455 | 33 16 15 | WATER STORAGE STEEL TANKS | 11/20 | AMERICAN INSTITUTE OF STEEL CONSTRUCTION | AISC | AISC 325 | Steel Construction Manual | 2017
14456 | 33 16 15 | WATER STORAGE STEEL TANKS | 11/20 | AMERICAN SOCIETY OF CIVIL ENGINEERS | ASCE | ASCE 7-16 | Minimum Design Loads and Associated Criteria for Buildings and Other Structures | 2017; Errata 2018; Supp 1 2018
14457 | 33 16 15 | WATER STORAGE STEEL TANKS | 11/20 | AMERICAN SOCIETY OF MECHANICAL ENGINEERS | ASME | ASME B16.3 | Malleable Iron Threaded Fittings, Classes 150 and 300 | 2021
14458 | 33 16 15 | WATER STORAGE STEEL TANKS | 11/20 | AMERICAN SOCIETY OF MECHANICAL ENGINEERS | ASME | ASME B16.4 | Gray Iron Threaded Fittings; Classes 125 and 250 | 2021
14459 | 33 16 15 | WATER STORAGE STEEL TANKS | 11/20 | AMERICAN SOCIETY OF MECHANICAL ENGINEERS | ASME | ASME B40.100 | Pressure Gauges and Gauge Attachments | 2022
14460 | 33 16 15 | WATER STORAGE STEEL TANKS | 11/20 | AMERICAN WATER WORKS ASSOCIATION | AWWA | AWWA B300 | Hypochlorites | 2018
14461 | 33 16 15 | WATER STORAGE STEEL TANKS | 11/20 | AMERICAN WATER WORKS ASSOCIATION | AWWA | AWWA B301 | Liquid Chlorine | 2018
14462 | 33 16 15 | WATER STORAGE STEEL TANKS | 11/20 | AMERICAN WATER WORKS ASSOCIATION | AWWA | AWWA C104/A21.4 | Cement-Mortar Lining for Ductile-Iron Pipe and Fittings for Water | 2022
14463 | 33 16 15 | WATER STORAGE STEEL TANKS | 11/20 | AMERICAN WATER WORKS ASSOCIATION | AWWA | AWWA C105/A21.5 | Polyethylene Encasement for Ductile-Iron Pipe Systems | 2018
14464 | 33 16 15 | WATER STORAGE STEEL TANKS | 11/20 | AMERICAN WATER WORKS ASSOCIATION | AWWA | AWWA C110/A21.10 | Ductile-Iron and Gray-Iron Fittings | 2021
14465 | 33 16 15 | WATER STORAGE STEEL TANKS | 11/20 | AMERICAN WATER WORKS ASSOCIATION | AWWA | AWWA C111/A21.11 | Rubber-Gasket Joints for Ductile-Iron Pressure Pipe and Fittings | 2023
14466 | 33 16 15 | WATER STORAGE STEEL TANKS | 11/20 | AMERICAN WATER WORKS ASSOCIATION | AWWA | AWWA C115/A21.15 | Flanged Ductile-Iron Pipe With Ductile-Iron or Gray-Iron Threaded Flanges | 2020
14467 | 33 16 15 | WATER STORAGE STEEL TANKS | 11/20 | AMERICAN WATER WORKS ASSOCIATION | AWWA | AWWA C150/A21.50 | Thickness Design of Ductile-Iron Pipe | 2021; R 2023
14468 | 33 16 15 | WATER STORAGE STEEL TANKS | 11/20 | AMERICAN WATER WORKS ASSOCIATION | AWWA | AWWA C151/A21.51 | Ductile-Iron Pipe, Centrifugally Cast | 2023
14469 | 33 16 15 | WATER STORAGE STEEL TANKS | 11/20 | AMERICAN WATER WORKS ASSOCIATION | AWWA | AWWA C500 | Metal-Seated Gate Valves for Water Supply Service | 2019
14470 | 33 16 15 | WATER STORAGE STEEL TANKS | 11/20 | AMERICAN WATER WORKS ASSOCIATION | AWWA | AWWA C504 | Standard for Rubber-Seated Butterfly Valves | 2023
14471 | 33 16 15 | WATER STORAGE STEEL TANKS | 11/20 | AMERICAN WATER WORKS ASSOCIATION | AWWA | AWWA C508 | Swing-Check Valves for Waterworks Service, 2 In. Through 48-In. (50-mm Through 1,200-mm) NPS | 2017
14472 | 33 16 15 | WATER STORAGE STEEL TANKS | 11/20 | AMERICAN WATER WORKS ASSOCIATION | AWWA | AWWA C600 | Installation of Ductile-Iron Mains and Their Appurtenances | 2023
14473 | 33 16 15 | WATER STORAGE STEEL TANKS | 11/20 | AMERICAN WATER WORKS ASSOCIATION | AWWA | AWWA C652 | Disinfection of Water-Storage Facilities | 2019
14474 | 33 16 15 | WATER STORAGE STEEL TANKS | 11/20 | AMERICAN WATER WORKS ASSOCIATION | AWWA | AWWA D100 | Welded Steel Tanks for Water Storage | 2021
14475 | 33 16 15 | WATER STORAGE STEEL TANKS | 11/20 | AMERICAN WATER WORKS ASSOCIATION | AWWA | AWWA D103 | Factory-Coated Bolted Steel Tanks for Water Storage | 2019
14476 | 33 16 15 | WATER STORAGE STEEL TANKS | 11/20 | AMERICAN WELDING SOCIETY | AWS | AWS D1.1/D1.1M | Structural Welding Code - Steel | 2020; Errata 1 2021
14477 | 33 16 15 | WATER STORAGE STEEL TANKS | 11/20 | AMERICAN WELDING SOCIETY | AWS | AWS D1.3/D1.3M | Structural Welding Code - Sheet Steel | 2018
14478 | 33 16 15 | WATER STORAGE STEEL TANKS | 11/20 | ASTM INTERNATIONAL | ASTM | ASTM A48/A48M | Standard Specification for Gray Iron Castings | 2022
14479 | 33 16 15 | WATER STORAGE STEEL TANKS | 11/20 | ASTM INTERNATIONAL | ASTM | ASTM A53/A53M | Standard Specification for Pipe, Steel, Black and Hot-Dipped, Zinc-Coated, Welded and Seamless | 2024
14480 | 33 16 15 | WATER STORAGE STEEL TANKS | 11/20 | MANUFACTURERS STANDARDIZATION SOCIETY OF THE VALVE AND FITTINGS INDUSTRY | MSS | MSS SP-80 | Bronze Gate, Globe, Angle and Check Valves | 2019
14481 | 33 16 15 | WATER STORAGE STEEL TANKS | 11/20 | NATIONAL FIRE PROTECTION ASSOCIATION | NFPA | NFPA 22 | Standard for Water Tanks for Private Fire Protection | 2023
14482 | 33 16 15 | WATER STORAGE STEEL TANKS | 11/20 | NSF INTERNATIONAL | NSF | NSF/ANSI/CAN 61 | Drinking Water System Components - Health Effects | 2022
14483 | 33 16 15 | WATER STORAGE STEEL TANKS | 11/20 | U.S. FEDERAL AVIATION ADMINISTRATION | FAA | FAA AC 150/5345-43 | Specification for Obstruction Lighting Equipment | 2019; Rev J
14484 | 33 26 00.00 10 | RELIEF WELLS | 04/08 | AMERICAN SOCIETY OF MECHANICAL ENGINEERS | ASME | ASME B1.20.1 | Pipe Threads, General Purpose (Inch) | 2013; R 2018
14485 | 33 26 00.00 10 | RELIEF WELLS | 04/08 | AMERICAN SOCIETY OF MECHANICAL ENGINEERS | ASME | ASME B1.20.2M | Pipe Threads, 60 Deg. General Purpose (Metric) | 2006; R 2011
14486 | 33 26 00.00 10 | RELIEF WELLS | 04/08 | AMERICAN SOCIETY OF MECHANICAL ENGINEERS | ASME | ASME B31.9 | Building Services Piping | 2020
14487 | 33 26 00.00 10 | RELIEF WELLS | 04/08 | ASTM INTERNATIONAL | ASTM | ASTM A53/A53M | Standard Specification for Pipe, Steel, Black and Hot-Dipped, Zinc-Coated, Welded and Seamless | 2024
14488 | 33 26 00.00 10 | RELIEF WELLS | 04/08 | ASTM INTERNATIONAL | ASTM | ASTM A312/A312M | Standard Specification for Seamless, Welded, and Heavily Cold Worked Austenitic Stainless Steel Pipes | 2022a
14489 | 33 26 00.00 10 | RELIEF WELLS | 04/08 | ASTM INTERNATIONAL | ASTM | ASTM C33/C33M | Standard Specification for Concrete Aggregates | 2023
14490 | 33 26 00.00 10 | RELIEF WELLS | 04/08 | ASTM INTERNATIONAL | ASTM | ASTM C94/C94M | Standard Specification for Ready-Mixed Concrete | 2024a
14491 | 33 26 00.00 10 | RELIEF WELLS | 04/08 | ASTM INTERNATIONAL | ASTM | ASTM C136/C136M | Standard Test Method for Sieve Analysis of Fine and Coarse Aggregates | 2019
14492 | 33 26 00.00 10 | RELIEF WELLS | 04/08 | ASTM INTERNATIONAL | ASTM | ASTM C387/C387M | Standard Specification for Packaged, Dry, Combined Materials for Concrete and High Strength Mortar | 2023
14493 | 33 26 00.00 10 | RELIEF WELLS | 04/08 | ASTM INTERNATIONAL | ASTM | ASTM D75/D75M | Standard Practice for Sampling Aggregates | 2019
14494 | 33 26 00.00 10 | RELIEF WELLS | 04/08 | ASTM INTERNATIONAL | ASTM | ASTM D297 | Rubber Products - Chemical Analysis | 2015; R 2019
14495 | 33 26 00.00 10 | RELIEF WELLS | 04/08 | ASTM INTERNATIONAL | ASTM | ASTM D412 | Standard Test Methods for Vulcanized Rubber and Thermoplastic Elastomers - Tension | 2016; R 2021
14496 | 33 26 00.00 10 | RELIEF WELLS | 04/08 | ASTM INTERNATIONAL | ASTM | ASTM D1056 | Standard Specification for Flexible Cellular Materials - Sponge or Expanded Rubber | 2020
14497 | 33 26 00.00 10 | RELIEF WELLS | 04/08 | ASTM INTERNATIONAL | ASTM | ASTM D1784 | Standard Specification for Rigid Poly(Vinyl Chloride) (PVC) Compounds and Chlorinated Poly(Vinyl Chloride) (CPVC) Compounds | 2020
14498 | 33 26 00.00 10 | RELIEF WELLS | 04/08 | ASTM INTERNATIONAL | ASTM | ASTM D1785 | Standard Specification for Poly(Vinyl Chloride) (PVC), Plastic Pipe, Schedules 40, 80, and 120 | 2021
14499 | 33 26 00.00 10 | RELIEF WELLS | 04/08 | ASTM INTERNATIONAL | ASTM | ASTM D2466 | Standard Specification for Poly(Vinyl Chloride) (PVC) Plastic Pipe Fittings, Schedule 40 | 2023
14500 | 33 26 00.00 10 | RELIEF WELLS | 04/08 | ASTM INTERNATIONAL | ASTM | ASTM D2467 | Standard Specification for Poly(Vinyl Chloride) (PVC) Plastic Pipe Fittings, Schedule 80 | 2020
14501 | 33 26 00.00 10 | RELIEF WELLS | 04/08 | ASTM INTERNATIONAL | ASTM | ASTM D2564 | Standard Specification for Solvent Cements for Poly(Vinyl Chloride) (PVC) Plastic Piping Systems | 2020
14502 | 33 26 00.00 10 | RELIEF WELLS | 04/08 | ASTM INTERNATIONAL | ASTM | ASTM E11 | Standard Specification for Woven Wire Test Sieve Cloth and Test Sieves | 2024
14503 | 33 30 00 | SANITARY SEWERAGE | 05/18 | AMERICAN CONCRETE PIPE ASSOCIATION | ACPA | ACPA 01-102 | Concrete Pipe Handbook | 2000
14504 | 33 30 00 | SANITARY SEWERAGE | 05/18 | AMERICAN CONCRETE PIPE ASSOCIATION | ACPA | ACPA 01-103 | Concrete Pipe Installation Manual | 2000
14505 | 33 30 00 | SANITARY SEWERAGE | 05/18 | AMERICAN RAILWAY ENGINEERING AND MAINTENANCE-OF-WAY ASSOCIATION | AREMA | AREMA Eng Man | Manual for Railway Engineering | 2023
14506 | 33 30 00 | SANITARY SEWERAGE | 05/18 | AMERICAN SOCIETY OF MECHANICAL ENGINEERS | ASME | ASME B1.20.1 | Pipe Threads, General Purpose (Inch) | 2013; R 2018
14507 | 33 30 00 | SANITARY SEWERAGE | 05/18 | AMERICAN SOCIETY OF MECHANICAL ENGINEERS | ASME | ASME B1.20.2M | Pipe Threads, 60 Deg. General Purpose (Metric) | 2006; R 2011
14508 | 33 30 00 | SANITARY SEWERAGE | 05/18 | AMERICAN SOCIETY OF MECHANICAL ENGINEERS | ASME | ASME B16.1 | Gray Iron Pipe Flanges and Flanged Fittings Classes 25, 125, and 250 | 2020
14509 | 33 30 00 | SANITARY SEWERAGE | 05/18 | AMERICAN SOCIETY OF MECHANICAL ENGINEERS | ASME | ASME B18.2.2 | Nuts for General Applications: Machine Screw Nuts, and Hex, Square, Hex Flange, and Coupling Nuts (Inch Series) | 2022
14510 | 33 30 00 | SANITARY SEWERAGE | 05/18 | AMERICAN SOCIETY OF MECHANICAL ENGINEERS | ASME | ASME B18.5.2.1M | Metric Round Head Short Square Neck Bolts | 2006; R 2011
14511 | 33 30 00 | SANITARY SEWERAGE | 05/18 | AMERICAN SOCIETY OF MECHANICAL ENGINEERS | ASME | ASME B18.5.2.2M | Metric Round Head Square Neck Bolts | 1982; R 2010
14512 | 33 30 00 | SANITARY SEWERAGE | 05/18 | AMERICAN WATER WORKS ASSOCIATION | AWWA | AWWA C104/A21.4 | Cement-Mortar Lining for Ductile-Iron Pipe and Fittings for Water | 2022
14513 | 33 30 00 | SANITARY SEWERAGE | 05/18 | AMERICAN WATER WORKS ASSOCIATION | AWWA | AWWA C105/A21.5 | Polyethylene Encasement for Ductile-Iron Pipe Systems | 2018
14514 | 33 30 00 | SANITARY SEWERAGE | 05/18 | AMERICAN WATER WORKS ASSOCIATION | AWWA | AWWA C110/A21.10 | Ductile-Iron and Gray-Iron Fittings | 2021
14515 | 33 30 00 | SANITARY SEWERAGE | 05/18 | AMERICAN WATER WORKS ASSOCIATION | AWWA | AWWA C111/A21.11 | Rubber-Gasket Joints for Ductile-Iron Pressure Pipe and Fittings | 2023
14516 | 33 30 00 | SANITARY SEWERAGE | 05/18 | AMERICAN WATER WORKS ASSOCIATION | AWWA | AWWA C115/A21.15 | Flanged Ductile-Iron Pipe With Ductile-Iron or Gray-Iron Threaded Flanges | 2020
14517 | 33 30 00 | SANITARY SEWERAGE | 05/18 | AMERICAN WATER WORKS ASSOCIATION | AWWA | AWWA C151/A21.51 | Ductile-Iron Pipe, Centrifugally Cast | 2023
14518 | 33 30 00 | SANITARY SEWERAGE | 05/18 | AMERICAN WATER WORKS ASSOCIATION | AWWA | AWWA C153/A21.53 | Ductile-Iron Compact Fittings for Water Service | 2019
14519 | 33 30 00 | SANITARY SEWERAGE | 05/18 | AMERICAN WATER WORKS ASSOCIATION | AWWA | AWWA C302 | Reinforced Concrete Pressure Pipe, Noncylinder Type | 2022
14520 | 33 30 00 | SANITARY SEWERAGE | 05/18 | AMERICAN WATER WORKS ASSOCIATION | AWWA | AWWA C600 | Installation of Ductile-Iron Mains and Their Appurtenances | 2023
14521 | 33 30 00 | SANITARY SEWERAGE | 05/18 | AMERICAN WATER WORKS ASSOCIATION | AWWA | AWWA C605 | Underground Installation of Polyvinyl Chloride (PVC) and Molecularly Oriented Polyvinyl Chloride (PVCO) Pressure Pipe and Fittings | 2021
14522 | 33 30 00 | SANITARY SEWERAGE | 05/18 | AMERICAN WATER WORKS ASSOCIATION | AWWA | AWWA C606 | Grooved and Shouldered Joints | 2022
14523 | 33 30 00 | SANITARY SEWERAGE | 05/18 | AMERICAN WATER WORKS ASSOCIATION | AWWA | AWWA C900 | Polyvinyl Chloride (PVC) Pressure Pipe, and Fabricated Fittings, 4 In. Through 60 In. (100 mm Through 1,500 mm) | 2022
14524 | 33 30 00 | SANITARY SEWERAGE | 05/18 | AMERICAN WATER WORKS ASSOCIATION | AWWA | AWWA M9 | Manual: Concrete Pressure Pipe | 2008; Errata 2013
14525 | 33 30 00 | SANITARY SEWERAGE | 05/18 | ASTM INTERNATIONAL | ASTM | ASTM A47/A47M | Standard Specification for Ferritic Malleable Iron Castings | 1999; R 2022; E 2022
14526 | 33 30 00 | SANITARY SEWERAGE | 05/18 | ASTM INTERNATIONAL | ASTM | ASTM A48/A48M | Standard Specification for Gray Iron Castings | 2022
14527 | 33 30 00 | SANITARY SEWERAGE | 05/18 | ASTM INTERNATIONAL | ASTM | ASTM A123/A123M | Standard Specification for Zinc (Hot-Dip Galvanized) Coatings on Iron and Steel Products | 2017
14528 | 33 30 00 | SANITARY SEWERAGE | 05/18 | ASTM INTERNATIONAL | ASTM | ASTM A307 | Standard Specification for Carbon Steel Bolts, Studs, and Threaded Rod 60 000 PSI Tensile Strength | 2021
14529 | 33 30 00 | SANITARY SEWERAGE | 05/18 | ASTM INTERNATIONAL | ASTM | ASTM A536 | Standard Specification for Ductile Iron Castings | 1984; R 2019; E 2019
14530 | 33 30 00 | SANITARY SEWERAGE | 05/18 | ASTM INTERNATIONAL | ASTM | ASTM A563 | Standard Specification for Carbon and Alloy Steel Nuts | 2021; E 2022a
14531 | 33 30 00 | SANITARY SEWERAGE | 05/18 | ASTM INTERNATIONAL | ASTM | ASTM A563M | Standard Specification for Carbon and Alloy Steel Nuts (Metric) | 2007; R 2013
14532 | 33 30 00 | SANITARY SEWERAGE | 05/18 | ASTM INTERNATIONAL | ASTM | ASTM A746 | Standard Specification for Ductile Iron Gravity Sewer Pipe | 2018; R 2022
14533 | 33 30 00 | SANITARY SEWERAGE | 05/18 | ASTM INTERNATIONAL | ASTM | ASTM C12 | Standard Practice for Installing Vitrified Clay Pipe Lines | 2022
14534 | 33 30 00 | SANITARY SEWERAGE | 05/18 | ASTM INTERNATIONAL | ASTM | ASTM C14 | Standard Specification for Nonreinforced Concrete Sewer, Storm Drain, and Culvert Pipe | 2020
14535 | 33 30 00 | SANITARY SEWERAGE | 05/18 | ASTM INTERNATIONAL | ASTM | ASTM C14M | Standard Specification for Nonreinforced Concrete Sewer, Storm Drain, and Culvert Pipe (Metric) | 2020
14536 | 33 30 00 | SANITARY SEWERAGE | 05/18 | ASTM INTERNATIONAL | ASTM | ASTM C33/C33M | Standard Specification for Concrete Aggregates | 2023
14537 | 33 30 00 | SANITARY SEWERAGE | 05/18 | ASTM INTERNATIONAL | ASTM | ASTM C76 | Standard Specification for Reinforced Concrete Culvert, Storm Drain, and Sewer Pipe | 2022a
14538 | 33 30 00 | SANITARY SEWERAGE | 05/18 | ASTM INTERNATIONAL | ASTM | ASTM C76M | Standard Specification for Reinforced Concrete Culvert, Storm Drain, and Sewer Pipe (Metric) | 2022a
14539 | 33 30 00 | SANITARY SEWERAGE | 05/18 | ASTM INTERNATIONAL | ASTM | ASTM C94/C94M | Standard Specification for Ready-Mixed Concrete | 2024a
14540 | 33 30 00 | SANITARY SEWERAGE | 05/18 | ASTM INTERNATIONAL | ASTM | ASTM C150/C150M | Standard Specification for Portland Cement | 2022
14541 | 33 30 00 | SANITARY SEWERAGE | 05/18 | ASTM INTERNATIONAL | ASTM | ASTM C260/C260M | Standard Specification for Air-Entraining Admixtures for Concrete | 2010a; R 2016
14542 | 33 30 00 | SANITARY SEWERAGE | 05/18 | ASTM INTERNATIONAL | ASTM | ASTM C270 | Standard Specification for Mortar for Unit Masonry | 2019a; E 2019
14543 | 33 30 00 | SANITARY SEWERAGE | 05/18 | ASTM INTERNATIONAL | ASTM | ASTM C361 | Standard Specification for Reinforced Concrete Low-Head Pressure Pipe | 2022
14544 | 33 30 00 | SANITARY SEWERAGE | 05/18 | ASTM INTERNATIONAL | ASTM | ASTM C361M | Standard Specification for Reinforced Concrete Low-Head Pressure Pipe (Metric) | 2022
14545 | 33 30 00 | SANITARY SEWERAGE | 05/18 | ASTM INTERNATIONAL | ASTM | ASTM C425 | Standard Specification for Compression Joints for Vitrified Clay Pipe and Fittings | 2021
14546 | 33 30 00 | SANITARY SEWERAGE | 05/18 | ASTM INTERNATIONAL | ASTM | ASTM C443 | Standard Specification for Joints for Concrete Pipe and Manholes, Using Rubber Gaskets | 2021
14547 | 33 30 00 | SANITARY SEWERAGE | 05/18 | ASTM INTERNATIONAL | ASTM | ASTM C443M | Standard Specification for Joints for Concrete Pipe and Manholes, Using Rubber Gaskets (Metric) | 2021
14548 | 33 30 00 | SANITARY SEWERAGE | 05/18 | ASTM INTERNATIONAL | ASTM | ASTM C478 | Standard Specification for Circular Precast Reinforced Concrete Manhole Sections | 2018
14549 | 33 30 00 | SANITARY SEWERAGE | 05/18 | ASTM INTERNATIONAL | ASTM | ASTM C478M | Standard Specification for Precast Reinforced Concrete Manhole Sections (Metric) | 2018
14550 | 33 30 00 | SANITARY SEWERAGE | 05/18 | ASTM INTERNATIONAL | ASTM | ASTM C700 | Standard Specification for Vitrified Clay Pipe, Extra Strength, Standard Strength, and Perforated | 2018; R 2022
14551 | 33 30 00 | SANITARY SEWERAGE | 05/18 | ASTM INTERNATIONAL | ASTM | ASTM C828 | Standard Test Method for Low-Pressure Air Test of Vitrified Clay Pipe Lines | 2023
14552 | 33 30 00 | SANITARY SEWERAGE | 05/18 | ASTM INTERNATIONAL | ASTM | ASTM C923 | Standard Specification for Resilient Connectors Between Reinforced Concrete Manhole Structures, Pipes and Laterals | 2008; R 2013; E 2016
14553 | 33 30 00 | SANITARY SEWERAGE | 05/18 | ASTM INTERNATIONAL | ASTM | ASTM C923M | Standard Specification for Resilient Connectors Between Reinforced Concrete Manhole Structures, Pipes and Laterals (Metric) | 2008b; R 2013
14554 | 33 30 00 | SANITARY SEWERAGE | 05/18 | ASTM INTERNATIONAL | ASTM | ASTM C969 | Standard Practice for Infiltration and Exfiltration Acceptance Testing of Installed Precast Concrete Pipe Sewer Lines | 2019
14555 | 33 30 00 | SANITARY SEWERAGE | 05/18 | ASTM INTERNATIONAL | ASTM | ASTM C969M | Standard Practice for Infiltration and Exfiltration Acceptance Testing of Installed Precast Concrete Pipe Sewer Lines (Metric) | 2019
14556 | 33 30 00 | SANITARY SEWERAGE | 05/18 | ASTM INTERNATIONAL | ASTM | ASTM C972 | Standard Test Method for Compression-Recovery of Tape Sealant | 2024
14557 | 33 30 00 | SANITARY SEWERAGE | 05/18 | ASTM INTERNATIONAL | ASTM | ASTM C990 | Standard Specification for Joints for Concrete Pipe, Manholes, and Precast Box Sections Using Preformed Flexible Joint Sealants | 2009; R 2019
14558 | 33 30 00 | SANITARY SEWERAGE | 05/18 | ASTM INTERNATIONAL | ASTM | ASTM C990M | Standard Specification for Joints for Concrete Pipe, Manholes, and Precast Box Sections Using Preformed Flexible Joint Sealants (Metric) | 2009; R 2019
14559 | 33 30 00 | SANITARY SEWERAGE | 05/18 | ASTM INTERNATIONAL | ASTM | ASTM C1214 | Standard Test Method for Concrete Pipe Sewerlines by Negative Air Pressure (Vacuum) Test Method | 2013
14560 | 33 30 00 | SANITARY SEWERAGE | 05/18 | ASTM INTERNATIONAL | ASTM | ASTM C1214M | Standard Test Method for Concrete Pipe Sewerlines by Negative Air Pressure (Vacuum) Test Method (Metric) | 2013
14561 | 33 30 00 | SANITARY SEWERAGE | 05/18 | ASTM INTERNATIONAL | ASTM | ASTM C1227 | Standard Specification for Precast Concrete Septic Tanks | 2013
14562 | 33 30 00 | SANITARY SEWERAGE | 05/18 | ASTM INTERNATIONAL | ASTM | ASTM C1244 | Standard Test Method for Concrete Sewer Manholes by the Negative Air Pressure (Vacuum) Test Prior to Backfill | 2020
14563 | 33 30 00 | SANITARY SEWERAGE | 05/18 | ASTM INTERNATIONAL | ASTM | ASTM C1244M | Standard Test Method for Concrete Sewer Manholes by the Negative Air Pressure (Vacuum) Test Prior to Backfill (Metric) | 2020
14564 | 33 30 00 | SANITARY SEWERAGE | 05/18 | ASTM INTERNATIONAL | ASTM | ASTM C1644 | Standard Specification for Resilient Connectors Between Reinforced Concrete On-Site Wastewater Tanks and Pipes | 2006; R 2017
14565 | 33 30 00 | SANITARY SEWERAGE | 05/18 | ASTM INTERNATIONAL | ASTM | ASTM D412 | Standard Test Methods for Vulcanized Rubber and Thermoplastic Elastomers - Tension | 2016; R 2021
14566 | 33 30 00 | SANITARY SEWERAGE | 05/18 | ASTM INTERNATIONAL | ASTM | ASTM D624 | Standard Test Method for Tear Strength of Conventional Vulcanized Rubber and Thermoplastic Elastomers | 2000; R 2020
14567 | 33 30 00 | SANITARY SEWERAGE | 05/18 | ASTM INTERNATIONAL | ASTM | ASTM D1784 | Standard Specification for Rigid Poly(Vinyl Chloride) (PVC) Compounds and Chlorinated Poly(Vinyl Chloride) (CPVC) Compounds | 2020
14568 | 33 30 00 | SANITARY SEWERAGE | 05/18 | ASTM INTERNATIONAL | ASTM | ASTM D1785 | Standard Specification for Poly(Vinyl Chloride) (PVC), Plastic Pipe, Schedules 40, 80, and 120 | 2021
14569 | 33 30 00 | SANITARY SEWERAGE | 05/18 | ASTM INTERNATIONAL | ASTM | ASTM D2241 | Standard Specification for Poly(Vinyl Chloride) (PVC) Pressure-Rated Pipe (SDR Series) | 2020
14570 | 33 30 00 | SANITARY SEWERAGE | 05/18 | ASTM INTERNATIONAL | ASTM | ASTM D2321 | Standard Practice for Underground Installation of Thermoplastic Pipe for Sewers and Other Gravity-Flow Applications | 2020
14571 | 33 30 00 | SANITARY SEWERAGE | 05/18 | ASTM INTERNATIONAL | ASTM | ASTM D2412 | Standard Test Method for Determination of External Loading Characteristics of Plastic Pipe by Parallel-Plate Loading | 2021
14572 | 33 30 00 | SANITARY SEWERAGE | 05/18 | ASTM INTERNATIONAL | ASTM | ASTM D2464 | Standard Specification for Threaded Poly(Vinyl Chloride) (PVC) Plastic Pipe Fittings, Schedule 80 | 2015
14573 | 33 30 00 | SANITARY SEWERAGE | 05/18 | ASTM INTERNATIONAL | ASTM | ASTM D2466 | Standard Specification for Poly(Vinyl Chloride) (PVC) Plastic Pipe Fittings, Schedule 40 | 2023
14574 | 33 30 00 | SANITARY SEWERAGE | 05/18 | ASTM INTERNATIONAL | ASTM | ASTM D2467 | Standard Specification for Poly(Vinyl Chloride) (PVC) Plastic Pipe Fittings, Schedule 80 | 2020
14575 | 33 30 00 | SANITARY SEWERAGE | 05/18 | ASTM INTERNATIONAL | ASTM | ASTM D2996 | Standard Specification for Filament-Wound "Fiberglass" (Glass-Fiber-Reinforced Thermosetting-Resin) Pipe | 2017
14576 | 33 30 00 | SANITARY SEWERAGE | 05/18 | ASTM INTERNATIONAL | ASTM | ASTM D2997 | Centrifugally Cast "Fiberglass" (Glass-Fiber-Reinforced Thermosetting-Resin) Pipe | 2015
14577 | 33 30 00 | SANITARY SEWERAGE | 05/18 | ASTM INTERNATIONAL | ASTM | ASTM D3034 | Standard Specification for Type PSM Poly(Vinyl Chloride) (PVC) Sewer Pipe and Fittings | 2016
14578 | 33 30 00 | SANITARY SEWERAGE | 05/18 | ASTM INTERNATIONAL | ASTM | ASTM D3139 | Joints for Plastic Pressure Pipes Using Flexible Elastomeric Seals | 2019
14579 | 33 30 00 | SANITARY SEWERAGE | 05/18 | ASTM INTERNATIONAL | ASTM | ASTM D3212 | Standard Specification for Joints for Drain and Sewer Plastic Pipes Using Flexible Elastomeric Seals | 2020
14580 | 33 30 00 | SANITARY SEWERAGE | 05/18 | ASTM INTERNATIONAL | ASTM | ASTM D3262 | "Fiberglass" (Glass-Fiber-Reinforced Thermosetting-Resin) Sewer Pipe | 2020
14581 | 33 30 00 | SANITARY SEWERAGE | 05/18 | ASTM INTERNATIONAL | ASTM | ASTM D3350 | Polyethylene Plastics Pipe and Fittings Materials | 2021
14582 | 33 30 00 | SANITARY SEWERAGE | 05/18 | ASTM INTERNATIONAL | ASTM | ASTM D3753 | Glass-Fiber-Reinforced Polyester Manholes and Wetwells | 2019
14583 | 33 30 00 | SANITARY SEWERAGE | 05/18 | ASTM INTERNATIONAL | ASTM | ASTM D3840 | "Fiberglass" (Glass-Fiber-Reinforced Thermosetting-Resin) Pipe Fittings for Nonpressure Applications | 2014
14584 | 33 30 00 | SANITARY SEWERAGE | 05/18 | ASTM INTERNATIONAL | ASTM | ASTM D4101 | Standard Classification System and Basis for Specification for Polypropylene Injection and Extrusion Materials | 2017
14585 | 33 30 00 | SANITARY SEWERAGE | 05/18 | ASTM INTERNATIONAL | ASTM | ASTM D4161 | "Fiberglass" (Glass-Fiber-Reinforced Thermosetting-Resin) Pipe Joints Using Flexible Elastomeric Seals | 2014; R 2019
14586 | 33 30 00 | SANITARY SEWERAGE | 05/18 | ASTM INTERNATIONAL | ASTM | ASTM F477 | Standard Specification for Elastomeric Seals (Gaskets) for Joining Plastic Pipe | 2014; R 2021
14587 | 33 30 00 | SANITARY SEWERAGE | 05/18 | ASTM INTERNATIONAL | ASTM | ASTM F667/F667M | Standard Specification for 3 through 24 in. Corrugated Polyethylene Pipe and Fittings | 2016; R 2021
14588 | 33 30 00 | SANITARY SEWERAGE | 05/18 | ASTM INTERNATIONAL | ASTM | ASTM F714 | Standard Specification for Polyethylene (PE) Plastic Pipe (DR-PR) Based on Outside Diameter | 2024
14589 | 33 30 00 | SANITARY SEWERAGE | 05/18 | ASTM INTERNATIONAL | ASTM | ASTM F758 | Smooth-Wall Poly(Vinyl Chloride) (PVC) Plastic Underdrain Systems for Highway, Airport, and Similar Drainage | 2014; R 2023
14590 | 33 30 00 | SANITARY SEWERAGE | 05/18 | ASTM INTERNATIONAL | ASTM | ASTM F794 | Standard Specification for Poly(Vinyl Chloride) (PVC) Profile Gravity Sewer Pipe and Fittings Based on Controlled Inside Diameter | 2021
14591 | 33 30 00 | SANITARY SEWERAGE | 05/18 | ASTM INTERNATIONAL | ASTM | ASTM F894 | Standard Specification for Polyethylene (PE) Large Diameter Profile Wall Sewer and Drain Pipe | 2024
14592 | 33 30 00 | SANITARY SEWERAGE | 05/18 | ASTM INTERNATIONAL | ASTM | ASTM F949 | Standard Specification for Poly(Vinyl Chloride) (PVC) Corrugated Sewer Pipe with a Smooth Interior and Fittings | 2020
14593 | 33 30 00 | SANITARY SEWERAGE | 05/18 | ASTM INTERNATIONAL | ASTM | ASTM F1417 | Standard Practice for Installation Acceptance of Plastic Non-pressure Sewer Lines Using Low-Pressure Air | 2011a; E 2020
14594 | 33 30 00 | SANITARY SEWERAGE | 05/18 | ASTM INTERNATIONAL | ASTM | ASTM F2736 | Standard Specification for 6 to 30 in. (152 To 762 mm) Polypropylene (PP) Corrugated Single Wall Pipe And Double Wall Pipe | 2013; E 2014
14595 | 33 30 00 | SANITARY SEWERAGE | 05/18 | ASTM INTERNATIONAL | ASTM | ASTM F2764/F2764M | Standard Specification for 6 to 60 in. [150 to 1500 mm] Polypropylene (PP) Corrugated Double and Triple Wall Pipe and Fittings for Non-Pressure Sanitary Sewer Applications | 2023
14596 | 33 30 00 | SANITARY SEWERAGE | 05/18 | INTERNATIONAL ASSOCIATION OF PLUMBING AND MECHANICAL OFFICIALS | IAPMO | IAPMO Z1000 | Prefabricated Septic Tanks | 2013
14597 | 33 30 00 | SANITARY SEWERAGE | 05/18 | U.S. NATIONAL ARCHIVES AND RECORDS ADMINISTRATION | NARA | 29 CFR 1910.27 | Scaffolds and Roope Descent Systems | Nov 2016
14598 | 33 30 00 | SANITARY SEWERAGE | 05/18 | UNI-BELL PVC PIPE ASSOCIATION | UBPPA | UBPPA UNI-B-6 | Recommended Practice for Low-Pressure Air Testing of Installed Sewer Pipe | 1998
14599 | 33 31 23.00 10 | SANITARY SEWER FORCE MAIN PIPING | 08/18 | AMERICAN ASSOCIATION OF STATE HIGHWAY AND TRANSPORTATION OFFICIALS | AASHTO | AASHTO HB-17 | Standard Specifications for Highway Bridges | 2002; Errata 2003; Errata 2005, 17th Edition
14600 | 33 31 23.00 10 | SANITARY SEWER FORCE MAIN PIPING | 08/18 | AMERICAN PETROLEUM INSTITUTE | API | API Spec 6D | Specification for Pipeline and Piping Valves | June 2018, 4th Ed; Errata 1 July 2018; Errata 2 August 2018
14601 | 33 31 23.00 10 | SANITARY SEWER FORCE MAIN PIPING | 08/18 | AMERICAN SOCIETY OF MECHANICAL ENGINEERS | ASME | ASME B16.1 | Gray Iron Pipe Flanges and Flanged Fittings Classes 25, 125, and 250 | 2020
14602 | 33 31 23.00 10 | SANITARY SEWER FORCE MAIN PIPING | 08/18 | AMERICAN SOCIETY OF MECHANICAL ENGINEERS | ASME | ASME B16.3 | Malleable Iron Threaded Fittings, Classes 150 and 300 | 2021
14603 | 33 31 23.00 10 | SANITARY SEWER FORCE MAIN PIPING | 08/18 | AMERICAN WATER WORKS ASSOCIATION | AWWA | AWWA C105/A21.5 | Polyethylene Encasement for Ductile-Iron Pipe Systems | 2018
14604 | 33 31 23.00 10 | SANITARY SEWER FORCE MAIN PIPING | 08/18 | AMERICAN WATER WORKS ASSOCIATION | AWWA | AWWA C110/A21.10 | Ductile-Iron and Gray-Iron Fittings | 2021
14605 | 33 31 23.00 10 | SANITARY SEWER FORCE MAIN PIPING | 08/18 | AMERICAN WATER WORKS ASSOCIATION | AWWA | AWWA C111/A21.11 | Rubber-Gasket Joints for Ductile-Iron Pressure Pipe and Fittings | 2023
14606 | 33 31 23.00 10 | SANITARY SEWER FORCE MAIN PIPING | 08/18 | AMERICAN WATER WORKS ASSOCIATION | AWWA | AWWA C115/A21.15 | Flanged Ductile-Iron Pipe With Ductile-Iron or Gray-Iron Threaded Flanges | 2020
14607 | 33 31 23.00 10 | SANITARY SEWER FORCE MAIN PIPING | 08/18 | AMERICAN WATER WORKS ASSOCIATION | AWWA | AWWA C151/A21.51 | Ductile-Iron Pipe, Centrifugally Cast | 2023
14608 | 33 31 23.00 10 | SANITARY SEWER FORCE MAIN PIPING | 08/18 | AMERICAN WATER WORKS ASSOCIATION | AWWA | AWWA C200 | Steel Water Pipe - 6 In. (150 mm) and Larger | 2023
14609 | 33 31 23.00 10 | SANITARY SEWER FORCE MAIN PIPING | 08/18 | AMERICAN WATER WORKS ASSOCIATION | AWWA | AWWA C203 | Coal-Tar Protective Coatings and Linings for Steel Water Pipelines - Enamel and Tape - Hot-Applied | 2020
14610 | 33 31 23.00 10 | SANITARY SEWER FORCE MAIN PIPING | 08/18 | AMERICAN WATER WORKS ASSOCIATION | AWWA | AWWA C207 | Standard for Steel Pipe Flanges for Waterworks Service, Sizes 4 in. through 144 in. (100 mm through 3600 mm) | 2023
14611 | 33 31 23.00 10 | SANITARY SEWER FORCE MAIN PIPING | 08/18 | AMERICAN WATER WORKS ASSOCIATION | AWWA | AWWA C208 | Dimensions for Fabricated Steel Water Pipe Fittings | 2022
14612 | 33 31 23.00 10 | SANITARY SEWER FORCE MAIN PIPING | 08/18 | AMERICAN WATER WORKS ASSOCIATION | AWWA | AWWA C210 | Standard for Liquid Epoxy Coating Systems for the Interior and Exterior of Steel Water Pipelines | 2015
14613 | 33 31 23.00 10 | SANITARY SEWER FORCE MAIN PIPING | 08/18 | AMERICAN WATER WORKS ASSOCIATION | AWWA | AWWA C300 | Reinforced Concrete Pressure Pipe, Steel-Cylinder Type | 2022
14614 | 33 31 23.00 10 | SANITARY SEWER FORCE MAIN PIPING | 08/18 | AMERICAN WATER WORKS ASSOCIATION | AWWA | AWWA C301 | Prestressed Concrete Pressure Pipe, Steel-Cylinder Type | 2014; R 2019
14615 | 33 31 23.00 10 | SANITARY SEWER FORCE MAIN PIPING | 08/18 | AMERICAN WATER WORKS ASSOCIATION | AWWA | AWWA C303 | Concrete Pressure Pipe, Bar-Wrapped, Steel-Cylinder Type | 2017
14616 | 33 31 23.00 10 | SANITARY SEWER FORCE MAIN PIPING | 08/18 | AMERICAN WATER WORKS ASSOCIATION | AWWA | AWWA C500 | Metal-Seated Gate Valves for Water Supply Service | 2019
14617 | 33 31 23.00 10 | SANITARY SEWER FORCE MAIN PIPING | 08/18 | AMERICAN WATER WORKS ASSOCIATION | AWWA | AWWA C508 | Swing-Check Valves for Waterworks Service, 2 In. Through 48-In. (50-mm Through 1,200-mm) NPS | 2017
14618 | 33 31 23.00 10 | SANITARY SEWER FORCE MAIN PIPING | 08/18 | AMERICAN WATER WORKS ASSOCIATION | AWWA | AWWA C600 | Installation of Ductile-Iron Mains and Their Appurtenances | 2023
14619 | 33 31 23.00 10 | SANITARY SEWER FORCE MAIN PIPING | 08/18 | AMERICAN WATER WORKS ASSOCIATION | AWWA | AWWA C900 | Polyvinyl Chloride (PVC) Pressure Pipe, and Fabricated Fittings, 4 In. Through 60 In. (100 mm Through 1,500 mm) | 2022
14620 | 33 31 23.00 10 | SANITARY SEWER FORCE MAIN PIPING | 08/18 | AMERICAN WATER WORKS ASSOCIATION | AWWA | AWWA C909 | Molecularly Oriented Polyvinyl Chloride (PVCO) Pressure Pipe, 4 In. (100 mm) and Larger | 2022
14621 | 33 31 23.00 10 | SANITARY SEWER FORCE MAIN PIPING | 08/18 | ASTM INTERNATIONAL | ASTM | ASTM A53/A53M | Standard Specification for Pipe, Steel, Black and Hot-Dipped, Zinc-Coated, Welded and Seamless | 2024
14622 | 33 31 23.00 10 | SANITARY SEWER FORCE MAIN PIPING | 08/18 | ASTM INTERNATIONAL | ASTM | ASTM D1784 | Standard Specification for Rigid Poly(Vinyl Chloride) (PVC) Compounds and Chlorinated Poly(Vinyl Chloride) (CPVC) Compounds | 2020
14623 | 33 31 23.00 10 | SANITARY SEWER FORCE MAIN PIPING | 08/18 | ASTM INTERNATIONAL | ASTM | ASTM D1785 | Standard Specification for Poly(Vinyl Chloride) (PVC), Plastic Pipe, Schedules 40, 80, and 120 | 2021
14624 | 33 31 23.00 10 | SANITARY SEWER FORCE MAIN PIPING | 08/18 | ASTM INTERNATIONAL | ASTM | ASTM D2122 | Standard Test Method for Determining Dimensions of Thermoplastic Pipe and Fittings | 2016
14625 | 33 31 23.00 10 | SANITARY SEWER FORCE MAIN PIPING | 08/18 | ASTM INTERNATIONAL | ASTM | ASTM D2241 | Standard Specification for Poly(Vinyl Chloride) (PVC) Pressure-Rated Pipe (SDR Series) | 2020
14626 | 33 31 23.00 10 | SANITARY SEWER FORCE MAIN PIPING | 08/18 | ASTM INTERNATIONAL | ASTM | ASTM D2464 | Standard Specification for Threaded Poly(Vinyl Chloride) (PVC) Plastic Pipe Fittings, Schedule 80 | 2015
14627 | 33 31 23.00 10 | SANITARY SEWER FORCE MAIN PIPING | 08/18 | ASTM INTERNATIONAL | ASTM | ASTM D2564 | Standard Specification for Solvent Cements for Poly(Vinyl Chloride) (PVC) Plastic Piping Systems | 2020
14628 | 33 31 23.00 10 | SANITARY SEWER FORCE MAIN PIPING | 08/18 | ASTM INTERNATIONAL | ASTM | ASTM D2657 | Heat Fusion Joining Polyolefin Pipe and Fittings | 2007; R 2015
14629 | 33 31 23.00 10 | SANITARY SEWER FORCE MAIN PIPING | 08/18 | ASTM INTERNATIONAL | ASTM | ASTM D2774 | Standard Practice for Underground Installation of Thermoplastic Pressure Piping | 2021a
14630 | 33 31 23.00 10 | SANITARY SEWER FORCE MAIN PIPING | 08/18 | ASTM INTERNATIONAL | ASTM | ASTM D2996 | Standard Specification for Filament-Wound "Fiberglass" (Glass-Fiber-Reinforced Thermosetting-Resin) Pipe | 2017
14631 | 33 31 23.00 10 | SANITARY SEWER FORCE MAIN PIPING | 08/18 | ASTM INTERNATIONAL | ASTM | ASTM D3035 | Polyethylene (PE) Plastic Pipe (DR-PR) Based on Controlled Outside Diameter | 2022
14632 | 33 31 23.00 10 | SANITARY SEWER FORCE MAIN PIPING | 08/18 | ASTM INTERNATIONAL | ASTM | ASTM D3139 | Joints for Plastic Pressure Pipes Using Flexible Elastomeric Seals | 2019
14633 | 33 31 23.00 10 | SANITARY SEWER FORCE MAIN PIPING | 08/18 | ASTM INTERNATIONAL | ASTM | ASTM D3308 | Standard Specification for PTFE Resin Skived Tape | 2012; R 2017
14634 | 33 31 23.00 10 | SANITARY SEWER FORCE MAIN PIPING | 08/18 | ASTM INTERNATIONAL | ASTM | ASTM D3350 | Polyethylene Plastics Pipe and Fittings Materials | 2021
14635 | 33 31 23.00 10 | SANITARY SEWER FORCE MAIN PIPING | 08/18 | ASTM INTERNATIONAL | ASTM | ASTM D3754 | "Fiberglass" (Glass-Fiber-Reinforced Thermosetting-Resin) Sewer and Industrial Pressure Pipe | 2019
14636 | 33 31 23.00 10 | SANITARY SEWER FORCE MAIN PIPING | 08/18 | ASTM INTERNATIONAL | ASTM | ASTM D4101 | Standard Classification System and Basis for Specification for Polypropylene Injection and Extrusion Materials | 2017
14637 | 33 31 23.00 10 | SANITARY SEWER FORCE MAIN PIPING | 08/18 | ASTM INTERNATIONAL | ASTM | ASTM D4161 | "Fiberglass" (Glass-Fiber-Reinforced Thermosetting-Resin) Pipe Joints Using Flexible Elastomeric Seals | 2014; R 2019
14638 | 33 31 23.00 10 | SANITARY SEWER FORCE MAIN PIPING | 08/18 | ASTM INTERNATIONAL | ASTM | ASTM F477 | Standard Specification for Elastomeric Seals (Gaskets) for Joining Plastic Pipe | 2014; R 2021
14639 | 33 31 23.00 10 | SANITARY SEWER FORCE MAIN PIPING | 08/18 | ASTM INTERNATIONAL | ASTM | ASTM F1483 | Standard Specification for Oriented Poly(Vinyl Chloride), PVCO, Pressure Pipe | 2023
14640 | 33 31 23.00 10 | SANITARY SEWER FORCE MAIN PIPING | 08/18 | DUCTILE IRON PIPE RESEARCH ASSOCIATION | DIPRA | DIPRA TRD | Thrust Restraint Design for Ductile Iron Pipe | 2016
14641 | 33 31 23.00 10 | SANITARY SEWER FORCE MAIN PIPING | 08/18 | MANUFACTURERS STANDARDIZATION SOCIETY OF THE VALVE AND FITTINGS INDUSTRY | MSS | MSS SP-78 | Cast Iron Plug Valves, Flanged and Threaded Ends | 2011
14642 | 33 32 16 | PACKAGED UTILITY WASTEWATER PUMPING STATIONS | 11/19, CHG 1: 11/23 | AMERICAN SOCIETY OF MECHANICAL ENGINEERS | ASME | ASME B1.20.1 | Pipe Threads, General Purpose (Inch) | 2013; R 2018
14643 | 33 32 16 | PACKAGED UTILITY WASTEWATER PUMPING STATIONS | 11/19, CHG 1: 11/23 | AMERICAN SOCIETY OF MECHANICAL ENGINEERS | ASME | ASME B16.1 | Gray Iron Pipe Flanges and Flanged Fittings Classes 25, 125, and 250 | 2020
14644 | 33 32 16 | PACKAGED UTILITY WASTEWATER PUMPING STATIONS | 11/19, CHG 1: 11/23 | AMERICAN SOCIETY OF MECHANICAL ENGINEERS | ASME | ASME B16.3 | Malleable Iron Threaded Fittings, Classes 150 and 300 | 2021
14645 | 33 32 16 | PACKAGED UTILITY WASTEWATER PUMPING STATIONS | 11/19, CHG 1: 11/23 | AMERICAN SOCIETY OF MECHANICAL ENGINEERS | ASME | ASME B16.11 | Forged Fittings, Socket-Welding and Threaded | 2022
14646 | 33 32 16 | PACKAGED UTILITY WASTEWATER PUMPING STATIONS | 11/19, CHG 1: 11/23 | AMERICAN WATER WORKS ASSOCIATION | AWWA | AWWA C104/A21.4 | Cement-Mortar Lining for Ductile-Iron Pipe and Fittings for Water | 2022
14647 | 33 32 16 | PACKAGED UTILITY WASTEWATER PUMPING STATIONS | 11/19, CHG 1: 11/23 | AMERICAN WATER WORKS ASSOCIATION | AWWA | AWWA C110/A21.10 | Ductile-Iron and Gray-Iron Fittings | 2021
14648 | 33 32 16 | PACKAGED UTILITY WASTEWATER PUMPING STATIONS | 11/19, CHG 1: 11/23 | AMERICAN WATER WORKS ASSOCIATION | AWWA | AWWA C111/A21.11 | Rubber-Gasket Joints for Ductile-Iron Pressure Pipe and Fittings | 2023
14649 | 33 32 16 | PACKAGED UTILITY WASTEWATER PUMPING STATIONS | 11/19, CHG 1: 11/23 | AMERICAN WATER WORKS ASSOCIATION | AWWA | AWWA C115/A21.15 | Flanged Ductile-Iron Pipe With Ductile-Iron or Gray-Iron Threaded Flanges | 2020
14650 | 33 32 16 | PACKAGED UTILITY WASTEWATER PUMPING STATIONS | 11/19, CHG 1: 11/23 | AMERICAN WATER WORKS ASSOCIATION | AWWA | AWWA C151/A21.51 | Ductile-Iron Pipe, Centrifugally Cast | 2023
14651 | 33 32 16 | PACKAGED UTILITY WASTEWATER PUMPING STATIONS | 11/19, CHG 1: 11/23 | AMERICAN WATER WORKS ASSOCIATION | AWWA | AWWA C500 | Metal-Seated Gate Valves for Water Supply Service | 2019
14652 | 33 32 16 | PACKAGED UTILITY WASTEWATER PUMPING STATIONS | 11/19, CHG 1: 11/23 | AMERICAN WATER WORKS ASSOCIATION | AWWA | AWWA C509 | Resilient-Seated Gate Valves for Water Supply Service | 2023
14653 | 33 32 16 | PACKAGED UTILITY WASTEWATER PUMPING STATIONS | 11/19, CHG 1: 11/23 | AMERICAN WATER WORKS ASSOCIATION | AWWA | AWWA C515 | Reduced-Wall, Resilient-Seated Gate Valves for Water Supply Service | 2020
14654 | 33 32 16 | PACKAGED UTILITY WASTEWATER PUMPING STATIONS | 11/19, CHG 1: 11/23 | AMERICAN WATER WORKS ASSOCIATION | AWWA | AWWA C517 | Resilent-Seated Cast-Iron Eccentric Plug Valves | 2009
14655 | 33 32 16 | PACKAGED UTILITY WASTEWATER PUMPING STATIONS | 11/19, CHG 1: 11/23 | AMERICAN WATER WORKS ASSOCIATION | AWWA | AWWA C600 | Installation of Ductile-Iron Mains and Their Appurtenances | 2023
14656 | 33 32 16 | PACKAGED UTILITY WASTEWATER PUMPING STATIONS | 11/19, CHG 1: 11/23 | AMERICAN WATER WORKS ASSOCIATION | AWWA | AWWA C605 | Underground Installation of Polyvinyl Chloride (PVC) and Molecularly Oriented Polyvinyl Chloride (PVCO) Pressure Pipe and Fittings | 2021
14657 | 33 32 16 | PACKAGED UTILITY WASTEWATER PUMPING STATIONS | 11/19, CHG 1: 11/23 | AMERICAN WATER WORKS ASSOCIATION | AWWA | AWWA M23 | Manual: PVC Pipe - Design and Installation - Third Edition | 2020
14658 | 33 32 16 | PACKAGED UTILITY WASTEWATER PUMPING STATIONS | 11/19, CHG 1: 11/23 | ASTM INTERNATIONAL | ASTM | ASTM A48/A48M | Standard Specification for Gray Iron Castings | 2022
14659 | 33 32 16 | PACKAGED UTILITY WASTEWATER PUMPING STATIONS | 11/19, CHG 1: 11/23 | ASTM INTERNATIONAL | ASTM | ASTM A53/A53M | Standard Specification for Pipe, Steel, Black and Hot-Dipped, Zinc-Coated, Welded and Seamless | 2024
14660 | 33 32 16 | PACKAGED UTILITY WASTEWATER PUMPING STATIONS | 11/19, CHG 1: 11/23 | ASTM INTERNATIONAL | ASTM | ASTM A126 | Standard Specification for Gray Iron Castings for Valves, Flanges, and Pipe Fittings | 2004; R 2023
14661 | 33 32 16 | PACKAGED UTILITY WASTEWATER PUMPING STATIONS | 11/19, CHG 1: 11/23 | ASTM INTERNATIONAL | ASTM | ASTM A536 | Standard Specification for Ductile Iron Castings | 1984; R 2019; E 2019
14662 | 33 32 16 | PACKAGED UTILITY WASTEWATER PUMPING STATIONS | 11/19, CHG 1: 11/23 | ASTM INTERNATIONAL | ASTM | ASTM A615/A615M | Standard Specification for Deformed and Plain Carbon-Steel Bars for Concrete Reinforcement | 2022
14663 | 33 32 16 | PACKAGED UTILITY WASTEWATER PUMPING STATIONS | 11/19, CHG 1: 11/23 | ASTM INTERNATIONAL | ASTM | ASTM C443 | Standard Specification for Joints for Concrete Pipe and Manholes, Using Rubber Gaskets | 2021
14664 | 33 32 16 | PACKAGED UTILITY WASTEWATER PUMPING STATIONS | 11/19, CHG 1: 11/23 | ASTM INTERNATIONAL | ASTM | ASTM C443M | Standard Specification for Joints for Concrete Pipe and Manholes, Using Rubber Gaskets (Metric) | 2021
14665 | 33 32 16 | PACKAGED UTILITY WASTEWATER PUMPING STATIONS | 11/19, CHG 1: 11/23 | ASTM INTERNATIONAL | ASTM | ASTM C478 | Standard Specification for Circular Precast Reinforced Concrete Manhole Sections | 2018
14666 | 33 32 16 | PACKAGED UTILITY WASTEWATER PUMPING STATIONS | 11/19, CHG 1: 11/23 | ASTM INTERNATIONAL | ASTM | ASTM C478M | Standard Specification for Precast Reinforced Concrete Manhole Sections (Metric) | 2018
14667 | 33 32 16 | PACKAGED UTILITY WASTEWATER PUMPING STATIONS | 11/19, CHG 1: 11/23 | ASTM INTERNATIONAL | ASTM | ASTM C618 | Standard Specification for Coal Fly Ash and Raw or Calcined Natural Pozzolan for Use in Concrete | 2023; E 2023
14668 | 33 32 16 | PACKAGED UTILITY WASTEWATER PUMPING STATIONS | 11/19, CHG 1: 11/23 | ASTM INTERNATIONAL | ASTM | ASTM C989/C989M | Standard Specification for Slag Cement for Use in Concrete and Mortars | 2024
14669 | 33 32 16 | PACKAGED UTILITY WASTEWATER PUMPING STATIONS | 11/19, CHG 1: 11/23 | ASTM INTERNATIONAL | ASTM | ASTM D883 | Standard Terminology Relating to Plastics | 2020a
14670 | 33 32 16 | PACKAGED UTILITY WASTEWATER PUMPING STATIONS | 11/19, CHG 1: 11/23 | ASTM INTERNATIONAL | ASTM | ASTM D1784 | Standard Specification for Rigid Poly(Vinyl Chloride) (PVC) Compounds and Chlorinated Poly(Vinyl Chloride) (CPVC) Compounds | 2020
14671 | 33 32 16 | PACKAGED UTILITY WASTEWATER PUMPING STATIONS | 11/19, CHG 1: 11/23 | ASTM INTERNATIONAL | ASTM | ASTM D1785 | Standard Specification for Poly(Vinyl Chloride) (PVC), Plastic Pipe, Schedules 40, 80, and 120 | 2021
14672 | 33 32 16 | PACKAGED UTILITY WASTEWATER PUMPING STATIONS | 11/19, CHG 1: 11/23 | ASTM INTERNATIONAL | ASTM | ASTM D2241 | Standard Specification for Poly(Vinyl Chloride) (PVC) Pressure-Rated Pipe (SDR Series) | 2020
14673 | 33 32 16 | PACKAGED UTILITY WASTEWATER PUMPING STATIONS | 11/19, CHG 1: 11/23 | ASTM INTERNATIONAL | ASTM | ASTM D2464 | Standard Specification for Threaded Poly(Vinyl Chloride) (PVC) Plastic Pipe Fittings, Schedule 80 | 2015
14674 | 33 32 16 | PACKAGED UTILITY WASTEWATER PUMPING STATIONS | 11/19, CHG 1: 11/23 | ASTM INTERNATIONAL | ASTM | ASTM D2466 | Standard Specification for Poly(Vinyl Chloride) (PVC) Plastic Pipe Fittings, Schedule 40 | 2023
14675 | 33 32 16 | PACKAGED UTILITY WASTEWATER PUMPING STATIONS | 11/19, CHG 1: 11/23 | ASTM INTERNATIONAL | ASTM | ASTM D2467 | Standard Specification for Poly(Vinyl Chloride) (PVC) Plastic Pipe Fittings, Schedule 80 | 2020
14676 | 33 32 16 | PACKAGED UTILITY WASTEWATER PUMPING STATIONS | 11/19, CHG 1: 11/23 | ASTM INTERNATIONAL | ASTM | ASTM D3139 | Joints for Plastic Pressure Pipes Using Flexible Elastomeric Seals | 2019
14677 | 33 32 16 | PACKAGED UTILITY WASTEWATER PUMPING STATIONS | 11/19, CHG 1: 11/23 | ASTM INTERNATIONAL | ASTM | ASTM D3753 | Glass-Fiber-Reinforced Polyester Manholes and Wetwells | 2019
14678 | 33 32 16 | PACKAGED UTILITY WASTEWATER PUMPING STATIONS | 11/19, CHG 1: 11/23 | ASTM INTERNATIONAL | ASTM | ASTM F477 | Standard Specification for Elastomeric Seals (Gaskets) for Joining Plastic Pipe | 2014; R 2021
14679 | 33 32 16 | PACKAGED UTILITY WASTEWATER PUMPING STATIONS | 11/19, CHG 1: 11/23 | INTERNATIONAL ORGANIZATION FOR STANDARDIZATION | ISO | ISO 1940-1 | Mechanical Vibration - Balance Quality Requirements for Rotors in a Constant (Rigid) State - Part 1: Specification and Verification of Balance Tolerances | 2003; R 2008
14680 | 33 32 16 | PACKAGED UTILITY WASTEWATER PUMPING STATIONS | 11/19, CHG 1: 11/23 | MANUFACTURERS STANDARDIZATION SOCIETY OF THE VALVE AND FITTINGS INDUSTRY | MSS | MSS SP-80 | Bronze Gate, Globe, Angle and Check Valves | 2019
14681 | 33 32 16 | PACKAGED UTILITY WASTEWATER PUMPING STATIONS | 11/19, CHG 1: 11/23 | NATIONAL ELECTRICAL MANUFACTURERS ASSOCIATION | NEMA | NEMA MG 1 | Motors and Generators | 2021
14682 | 33 32 16 | PACKAGED UTILITY WASTEWATER PUMPING STATIONS | 11/19, CHG 1: 11/23 | NATIONAL FIRE PROTECTION ASSOCIATION | NFPA | NFPA 70 | National Electrical Code | 2023
14683 | 33 32 16 | PACKAGED UTILITY WASTEWATER PUMPING STATIONS | 11/19, CHG 1: 11/23 | NATIONAL FIRE PROTECTION ASSOCIATION | NFPA | NFPA 820 | Standard for Fire Protection in Wastewater Treatment and Collection Facilities | 2016
14684 | 33 32 16 | PACKAGED UTILITY WASTEWATER PUMPING STATIONS | 11/19, CHG 1: 11/23 | UNDERWRITERS LABORATORIES | UL | UL 67 | UL Standard for Safety Panelboards | 2018; Reprint Aug 2023
14685 | 33 32 16 | PACKAGED UTILITY WASTEWATER PUMPING STATIONS | 11/19, CHG 1: 11/23 | UNDERWRITERS LABORATORIES | UL | UL 489 | UL Standard for Safety Molded-Case Circuit Breakers, Molded-Case Switches and Circuit-Breaker Enclosures | 2016; Rev 2019
14686 | 33 34 56.00 10 | DRAINAGE FIELD DOSING CHAMBERS | 08/18 | AMERICAN SOCIETY OF MECHANICAL ENGINEERS | ASME | ASME B16.3 | Malleable Iron Threaded Fittings, Classes 150 and 300 | 2021
14687 | 33 34 56.00 10 | DRAINAGE FIELD DOSING CHAMBERS | 08/18 | AMERICAN SOCIETY OF MECHANICAL ENGINEERS | ASME | ASME B16.39 | Standard for Malleable Iron Threaded Pipe Unions; Classes 150, 250, and 300 | 2020
14688 | 33 34 56.00 10 | DRAINAGE FIELD DOSING CHAMBERS | 08/18 | AMERICAN WATER WORKS ASSOCIATION | AWWA | AWWA C104/A21.4 | Cement-Mortar Lining for Ductile-Iron Pipe and Fittings for Water | 2022
14689 | 33 34 56.00 10 | DRAINAGE FIELD DOSING CHAMBERS | 08/18 | AMERICAN WATER WORKS ASSOCIATION | AWWA | AWWA C110/A21.10 | Ductile-Iron and Gray-Iron Fittings | 2021
14690 | 33 34 56.00 10 | DRAINAGE FIELD DOSING CHAMBERS | 08/18 | AMERICAN WATER WORKS ASSOCIATION | AWWA | AWWA C111/A21.11 | Rubber-Gasket Joints for Ductile-Iron Pressure Pipe and Fittings | 2023
14691 | 33 34 56.00 10 | DRAINAGE FIELD DOSING CHAMBERS | 08/18 | AMERICAN WATER WORKS ASSOCIATION | AWWA | AWWA C151/A21.51 | Ductile-Iron Pipe, Centrifugally Cast | 2023
14692 | 33 34 56.00 10 | DRAINAGE FIELD DOSING CHAMBERS | 08/18 | AMERICAN WATER WORKS ASSOCIATION | AWWA | AWWA C153/A21.53 | Ductile-Iron Compact Fittings for Water Service | 2019
14693 | 33 34 56.00 10 | DRAINAGE FIELD DOSING CHAMBERS | 08/18 | AMERICAN WATER WORKS ASSOCIATION | AWWA | AWWA C600 | Installation of Ductile-Iron Mains and Their Appurtenances | 2023
14694 | 33 34 56.00 10 | DRAINAGE FIELD DOSING CHAMBERS | 08/18 | AMERICAN WATER WORKS ASSOCIATION | AWWA | AWWA C605 | Underground Installation of Polyvinyl Chloride (PVC) and Molecularly Oriented Polyvinyl Chloride (PVCO) Pressure Pipe and Fittings | 2021
14695 | 33 34 56.00 10 | DRAINAGE FIELD DOSING CHAMBERS | 08/18 | AMERICAN WATER WORKS ASSOCIATION | AWWA | AWWA M55 | PE Pipe - Design and Installation | 2020; 2nd Ed
14696 | 33 34 56.00 10 | DRAINAGE FIELD DOSING CHAMBERS | 08/18 | ASTM INTERNATIONAL | ASTM | ASTM A615/A615M | Standard Specification for Deformed and Plain Carbon-Steel Bars for Concrete Reinforcement | 2022
14697 | 33 34 56.00 10 | DRAINAGE FIELD DOSING CHAMBERS | 08/18 | ASTM INTERNATIONAL | ASTM | ASTM C443 | Standard Specification for Joints for Concrete Pipe and Manholes, Using Rubber Gaskets | 2021
14698 | 33 34 56.00 10 | DRAINAGE FIELD DOSING CHAMBERS | 08/18 | ASTM INTERNATIONAL | ASTM | ASTM C443M | Standard Specification for Joints for Concrete Pipe and Manholes, Using Rubber Gaskets (Metric) | 2021
14699 | 33 34 56.00 10 | DRAINAGE FIELD DOSING CHAMBERS | 08/18 | ASTM INTERNATIONAL | ASTM | ASTM C478 | Standard Specification for Circular Precast Reinforced Concrete Manhole Sections | 2018
14700 | 33 34 56.00 10 | DRAINAGE FIELD DOSING CHAMBERS | 08/18 | ASTM INTERNATIONAL | ASTM | ASTM C478M | Standard Specification for Precast Reinforced Concrete Manhole Sections (Metric) | 2018
14701 | 33 34 56.00 10 | DRAINAGE FIELD DOSING CHAMBERS | 08/18 | ASTM INTERNATIONAL | ASTM | ASTM D883 | Standard Terminology Relating to Plastics | 2020a
14702 | 33 34 56.00 10 | DRAINAGE FIELD DOSING CHAMBERS | 08/18 | ASTM INTERNATIONAL | ASTM | ASTM D3034 | Standard Specification for Type PSM Poly(Vinyl Chloride) (PVC) Sewer Pipe and Fittings | 2016
14703 | 33 34 56.00 10 | DRAINAGE FIELD DOSING CHAMBERS | 08/18 | ASTM INTERNATIONAL | ASTM | ASTM D3212 | Standard Specification for Joints for Drain and Sewer Plastic Pipes Using Flexible Elastomeric Seals | 2020
14704 | 33 34 56.00 10 | DRAINAGE FIELD DOSING CHAMBERS | 08/18 | ASTM INTERNATIONAL | ASTM | ASTM D3350 | Polyethylene Plastics Pipe and Fittings Materials | 2021
14705 | 33 34 56.00 10 | DRAINAGE FIELD DOSING CHAMBERS | 08/18 | ASTM INTERNATIONAL | ASTM | ASTM D3753 | Glass-Fiber-Reinforced Polyester Manholes and Wetwells | 2019
14706 | 33 34 56.00 10 | DRAINAGE FIELD DOSING CHAMBERS | 08/18 | ASTM INTERNATIONAL | ASTM | ASTM F477 | Standard Specification for Elastomeric Seals (Gaskets) for Joining Plastic Pipe | 2014; R 2021
14707 | 33 34 56.00 10 | DRAINAGE FIELD DOSING CHAMBERS | 08/18 | ASTM INTERNATIONAL | ASTM | ASTM F714 | Standard Specification for Polyethylene (PE) Plastic Pipe (DR-PR) Based on Outside Diameter | 2024
14708 | 33 34 56.00 10 | DRAINAGE FIELD DOSING CHAMBERS | 08/18 | ASTM INTERNATIONAL | ASTM | ASTM F794 | Standard Specification for Poly(Vinyl Chloride) (PVC) Profile Gravity Sewer Pipe and Fittings Based on Controlled Inside Diameter | 2021
14709 | 33 34 56.00 10 | DRAINAGE FIELD DOSING CHAMBERS | 08/18 | ASTM INTERNATIONAL | ASTM | ASTM F894 | Standard Specification for Polyethylene (PE) Large Diameter Profile Wall Sewer and Drain Pipe | 2024
14710 | 33 34 56.00 10 | DRAINAGE FIELD DOSING CHAMBERS | 08/18 | ASTM INTERNATIONAL | ASTM | ASTM F949 | Standard Specification for Poly(Vinyl Chloride) (PVC) Corrugated Sewer Pipe with a Smooth Interior and Fittings | 2020
14711 | 33 34 56.00 10 | DRAINAGE FIELD DOSING CHAMBERS | 08/18 | MANUFACTURERS STANDARDIZATION SOCIETY OF THE VALVE AND FITTINGS INDUSTRY | MSS | MSS SP-80 | Bronze Gate, Globe, Angle and Check Valves | 2019
14712 | 33 40 00 | STORMWATER UTILITIES | 11/21 | AMERICAN ASSOCIATION OF STATE HIGHWAY AND TRANSPORTATION OFFICIALS | AASHTO | AASHTO HB-17 | Standard Specifications for Highway Bridges | 2002; Errata 2003; Errata 2005, 17th Edition
14713 | 33 40 00 | STORMWATER UTILITIES | 11/21 | AMERICAN ASSOCIATION OF STATE HIGHWAY AND TRANSPORTATION OFFICIALS | AASHTO | AASHTO M 43 | Standard Specification for Sizes of Aggregate for Road and Bridge Construction | 2005; R 2018
14714 | 33 40 00 | STORMWATER UTILITIES | 11/21 | AMERICAN ASSOCIATION OF STATE HIGHWAY AND TRANSPORTATION OFFICIALS | AASHTO | AASHTO M 167M/M 167 | Standard Specification for Corrugated Steel Structural Plate, Zinc-Coated, for Field-Bolted Pipe, Pipe-Arches, and Arches | 2017; R 2021
14715 | 33 40 00 | STORMWATER UTILITIES | 11/21 | AMERICAN ASSOCIATION OF STATE HIGHWAY AND TRANSPORTATION OFFICIALS | AASHTO | AASHTO M 190 | Standard Specification for Asphalt-Coated Corrugated Metal Culvert Pipe and Pipe Arches | 2004; R 2019
14716 | 33 40 00 | STORMWATER UTILITIES | 11/21 | AMERICAN ASSOCIATION OF STATE HIGHWAY AND TRANSPORTATION OFFICIALS | AASHTO | AASHTO M 219 | Standard Specification for Corrugated Aluminum Alloy Structural Plate for Field-Bolted Pipe, Pipe-Arches, and Arches | 1992; R 2021
14717 | 33 40 00 | STORMWATER UTILITIES | 11/21 | AMERICAN ASSOCIATION OF STATE HIGHWAY AND TRANSPORTATION OFFICIALS | AASHTO | AASHTO M 243 | Standard Specification for Field-Applied Coating of Corrugated Metal Structural Plate for Pipe, Pipe-Arches, and Arches | 1996; R 2021
14718 | 33 40 00 | STORMWATER UTILITIES | 11/21 | AMERICAN ASSOCIATION OF STATE HIGHWAY AND TRANSPORTATION OFFICIALS | AASHTO | AASHTO M 288 | Standard Specification for Geosynthetic Specification for Highway Applications | 2021
14719 | 33 40 00 | STORMWATER UTILITIES | 11/21 | AMERICAN ASSOCIATION OF STATE HIGHWAY AND TRANSPORTATION OFFICIALS | AASHTO | AASHTO M 294 | Standard Specification for Corrugated Polyethylene Pipe, 300- to 1500-mm (12- to 60-in.) Diameter | 2021
14720 | 33 40 00 | STORMWATER UTILITIES | 11/21 | ASTM INTERNATIONAL | ASTM | ASTM A48/A48M | Standard Specification for Gray Iron Castings | 2022
14721 | 33 40 00 | STORMWATER UTILITIES | 11/21 | ASTM INTERNATIONAL | ASTM | ASTM A123/A123M | Standard Specification for Zinc (Hot-Dip Galvanized) Coatings on Iron and Steel Products | 2017
14722 | 33 40 00 | STORMWATER UTILITIES | 11/21 | ASTM INTERNATIONAL | ASTM | ASTM A536 | Standard Specification for Ductile Iron Castings | 1984; R 2019; E 2019
14723 | 33 40 00 | STORMWATER UTILITIES | 11/21 | ASTM INTERNATIONAL | ASTM | ASTM A716 | Standard Specification for Ductile Iron Culvert Pipe | 2018; R 2022
14724 | 33 40 00 | STORMWATER UTILITIES | 11/21 | ASTM INTERNATIONAL | ASTM | ASTM A742/A742M | Standard Specification for Steel Sheet, Metallic Coated and Polymer Precoated for Corrugated Steel Pipe | 2023a
14725 | 33 40 00 | STORMWATER UTILITIES | 11/21 | ASTM INTERNATIONAL | ASTM | ASTM A760/A760M | Standard Specification for Corrugated Steel Pipe, Metallic-Coated for Sewers and Drains | 2015, R 2020
14726 | 33 40 00 | STORMWATER UTILITIES | 11/21 | ASTM INTERNATIONAL | ASTM | ASTM A762/A762M | Standard Specification for Corrugated Steel Pipe, Polymer Precoated for Sewers and Drains | 2019
14727 | 33 40 00 | STORMWATER UTILITIES | 11/21 | ASTM INTERNATIONAL | ASTM | ASTM A798/A798M | Standard Practice for Installing Factory-Made Corrugated Steel Pipe for Sewers and Other Applications | 2022
14728 | 33 40 00 | STORMWATER UTILITIES | 11/21 | ASTM INTERNATIONAL | ASTM | ASTM A807/A807M | Standard Practice for Installing Corrugated Steel Structural Plate Pipe for Sewers and Other Applications | 2019
14729 | 33 40 00 | STORMWATER UTILITIES | 11/21 | ASTM INTERNATIONAL | ASTM | ASTM A929/A929M | Standard Specification for Steel Sheet, Metallic-Coated by the Hot-Dip Process for Corrugated Steel Pipe | 2024
14730 | 33 40 00 | STORMWATER UTILITIES | 11/21 | ASTM INTERNATIONAL | ASTM | ASTM A1011/A1011M | Standard Specification for Steel Sheet and Strip, Hot-Rolled, Carbon, Structural, High-Strength Low-Alloy, High-Strength Low-Alloy with Improved Formability, and Ultra-High Strength | 2023
14731 | 33 40 00 | STORMWATER UTILITIES | 11/21 | ASTM INTERNATIONAL | ASTM | ASTM B26/B26M | Standard Specification for Aluminum-Alloy Sand Castings | 2018; E 2018
14732 | 33 40 00 | STORMWATER UTILITIES | 11/21 | ASTM INTERNATIONAL | ASTM | ASTM B745/B745M | Standard Specification for Corrugated Aluminum Pipe for Sewers and Drains | 2015; R 2021
14733 | 33 40 00 | STORMWATER UTILITIES | 11/21 | ASTM INTERNATIONAL | ASTM | ASTM C12 | Standard Practice for Installing Vitrified Clay Pipe Lines | 2022
14734 | 33 40 00 | STORMWATER UTILITIES | 11/21 | ASTM INTERNATIONAL | ASTM | ASTM C14 | Standard Specification for Nonreinforced Concrete Sewer, Storm Drain, and Culvert Pipe | 2020
14735 | 33 40 00 | STORMWATER UTILITIES | 11/21 | ASTM INTERNATIONAL | ASTM | ASTM C14M | Standard Specification for Nonreinforced Concrete Sewer, Storm Drain, and Culvert Pipe (Metric) | 2020
14736 | 33 40 00 | STORMWATER UTILITIES | 11/21 | ASTM INTERNATIONAL | ASTM | ASTM C32 | Standard Specification for Sewer and Manhole Brick (Made from Clay or Shale) | 2023
14737 | 33 40 00 | STORMWATER UTILITIES | 11/21 | ASTM INTERNATIONAL | ASTM | ASTM C55 | Standard Specification for Concrete Building Brick | 2023
14738 | 33 40 00 | STORMWATER UTILITIES | 11/21 | ASTM INTERNATIONAL | ASTM | ASTM C62 | Standard Specification for Building Brick (Solid Masonry Units Made from Clay or Shale) | 2023
14739 | 33 40 00 | STORMWATER UTILITIES | 11/21 | ASTM INTERNATIONAL | ASTM | ASTM C76 | Standard Specification for Reinforced Concrete Culvert, Storm Drain, and Sewer Pipe | 2022a
14740 | 33 40 00 | STORMWATER UTILITIES | 11/21 | ASTM INTERNATIONAL | ASTM | ASTM C76M | Standard Specification for Reinforced Concrete Culvert, Storm Drain, and Sewer Pipe (Metric) | 2022a
14741 | 33 40 00 | STORMWATER UTILITIES | 11/21 | ASTM INTERNATIONAL | ASTM | ASTM C139 | Standard Specification for Concrete Masonry Units for Construction of Catch Basins and Manholes | 2023
14742 | 33 40 00 | STORMWATER UTILITIES | 11/21 | ASTM INTERNATIONAL | ASTM | ASTM C231/C231M | Standard Test Method for Air Content of Freshly Mixed Concrete by the Pressure Method | 2024
14743 | 33 40 00 | STORMWATER UTILITIES | 11/21 | ASTM INTERNATIONAL | ASTM | ASTM C270 | Standard Specification for Mortar for Unit Masonry | 2019a; E 2019
14744 | 33 40 00 | STORMWATER UTILITIES | 11/21 | ASTM INTERNATIONAL | ASTM | ASTM C425 | Standard Specification for Compression Joints for Vitrified Clay Pipe and Fittings | 2021
14745 | 33 40 00 | STORMWATER UTILITIES | 11/21 | ASTM INTERNATIONAL | ASTM | ASTM C443 | Standard Specification for Joints for Concrete Pipe and Manholes, Using Rubber Gaskets | 2021
14746 | 33 40 00 | STORMWATER UTILITIES | 11/21 | ASTM INTERNATIONAL | ASTM | ASTM C443M | Standard Specification for Joints for Concrete Pipe and Manholes, Using Rubber Gaskets (Metric) | 2021
14747 | 33 40 00 | STORMWATER UTILITIES | 11/21 | ASTM INTERNATIONAL | ASTM | ASTM C478/C478M | Standard Specification for Circular Precast Reinforced Concrete Manhole Sections | 2022
14748 | 33 40 00 | STORMWATER UTILITIES | 11/21 | ASTM INTERNATIONAL | ASTM | ASTM C506 | Standard Specification for Reinforced Concrete Arch Culvert, Storm Drain, and Sewer Pipe | 2022a
14749 | 33 40 00 | STORMWATER UTILITIES | 11/21 | ASTM INTERNATIONAL | ASTM | ASTM C506M | Standard Specification for Reinforced Concrete Arch Culvert, Storm Drain, and Sewer Pipe (Metric) | 2022a
14750 | 33 40 00 | STORMWATER UTILITIES | 11/21 | ASTM INTERNATIONAL | ASTM | ASTM C507 | Standard Specification for Reinforced Concrete Elliptical Culvert, Storm Drain, and Sewer Pipe | 2022
14751 | 33 40 00 | STORMWATER UTILITIES | 11/21 | ASTM INTERNATIONAL | ASTM | ASTM C507M | Standard Specification for Reinforced Concrete Elliptical Culvert, Storm Drain, and Sewer Pipe (Metric) | 2022
14752 | 33 40 00 | STORMWATER UTILITIES | 11/21 | ASTM INTERNATIONAL | ASTM | ASTM C655 | Standard Specification for Reinforced Concrete D-Load Culvert, Storm Drain, and Sewer Pipe | 2019a
14753 | 33 40 00 | STORMWATER UTILITIES | 11/21 | ASTM INTERNATIONAL | ASTM | ASTM C655M | Standard Specification for Reinforced Concrete D-Load Culvert, Storm Drain, and Sewer Pipe (Metric) | 2019a
14754 | 33 40 00 | STORMWATER UTILITIES | 11/21 | ASTM INTERNATIONAL | ASTM | ASTM C700 | Standard Specification for Vitrified Clay Pipe, Extra Strength, Standard Strength, and Perforated | 2018; R 2022
14755 | 33 40 00 | STORMWATER UTILITIES | 11/21 | ASTM INTERNATIONAL | ASTM | ASTM C828 | Standard Test Method for Low-Pressure Air Test of Vitrified Clay Pipe Lines | 2023
14756 | 33 40 00 | STORMWATER UTILITIES | 11/21 | ASTM INTERNATIONAL | ASTM | ASTM C923/C923M | Standard Specification for Resilient Connectors Between Reinforced Concrete Manhole Structures, Pipes and Laterals | 2020
14757 | 33 40 00 | STORMWATER UTILITIES | 11/21 | ASTM INTERNATIONAL | ASTM | ASTM C990 | Standard Specification for Joints for Concrete Pipe, Manholes, and Precast Box Sections Using Preformed Flexible Joint Sealants | 2009; R 2019
14758 | 33 40 00 | STORMWATER UTILITIES | 11/21 | ASTM INTERNATIONAL | ASTM | ASTM C990M | Standard Specification for Joints for Concrete Pipe, Manholes, and Precast Box Sections Using Preformed Flexible Joint Sealants (Metric) | 2009; R 2019
14759 | 33 40 00 | STORMWATER UTILITIES | 11/21 | ASTM INTERNATIONAL | ASTM | ASTM C1103 | Standard Practice for Joint Acceptance Testing of Installed Precast Concrete Pipe Sewer Lines | 2022
14760 | 33 40 00 | STORMWATER UTILITIES | 11/21 | ASTM INTERNATIONAL | ASTM | ASTM C1103M | Standard Practice for Joint Acceptance Testing of Installed Precast Concrete Pipe Sewer Lines (Metric) | 2019
14761 | 33 40 00 | STORMWATER UTILITIES | 11/21 | ASTM INTERNATIONAL | ASTM | ASTM C1433 | Standard Specification for Precast Reinforced Concrete Monolithic Box Sections for Culverts, Storm Drains, and Sewers | 2020
14762 | 33 40 00 | STORMWATER UTILITIES | 11/21 | ASTM INTERNATIONAL | ASTM | ASTM C1433M | Standard Specification for Precast Reinforced Concrete Monolithic Box Sections for Culverts, Storm Drains, and Sewers (Metric) | 2022
14763 | 33 40 00 | STORMWATER UTILITIES | 11/21 | ASTM INTERNATIONAL | ASTM | ASTM D1056 | Standard Specification for Flexible Cellular Materials - Sponge or Expanded Rubber | 2020
14764 | 33 40 00 | STORMWATER UTILITIES | 11/21 | ASTM INTERNATIONAL | ASTM | ASTM D1171 | Standard Test Method for Rubber Deterioration - Surface Ozone Cracking Outdoors (Triangular Specimens) | 2018
14765 | 33 40 00 | STORMWATER UTILITIES | 11/21 | ASTM INTERNATIONAL | ASTM | ASTM D1751 | Standard Specification for Preformed Expansion Joint Filler for Concrete Paving and Structural Construction (Nonextruding and Resilient Bituminous Types) | 2018
14766 | 33 40 00 | STORMWATER UTILITIES | 11/21 | ASTM INTERNATIONAL | ASTM | ASTM D1752 | Standard Specification for Preformed Sponge Rubber, Cork and Recycled PVC Expansion Joint Fillers for Concrete Paving and Structural Construction | 2018
14767 | 33 40 00 | STORMWATER UTILITIES | 11/21 | ASTM INTERNATIONAL | ASTM | ASTM D2321 | Standard Practice for Underground Installation of Thermoplastic Pipe for Sewers and Other Gravity-Flow Applications | 2020
14768 | 33 40 00 | STORMWATER UTILITIES | 11/21 | ASTM INTERNATIONAL | ASTM | ASTM D2487 | Standard Practice for Classification of Soils for Engineering Purposes (Unified Soil Classification System) | 2017; E 2020
14769 | 33 40 00 | STORMWATER UTILITIES | 11/21 | ASTM INTERNATIONAL | ASTM | ASTM D2564 | Standard Specification for Solvent Cements for Poly(Vinyl Chloride) (PVC) Plastic Piping Systems | 2020
14770 | 33 40 00 | STORMWATER UTILITIES | 11/21 | ASTM INTERNATIONAL | ASTM | ASTM D3034 | Standard Specification for Type PSM Poly(Vinyl Chloride) (PVC) Sewer Pipe and Fittings | 2016
14771 | 33 40 00 | STORMWATER UTILITIES | 11/21 | ASTM INTERNATIONAL | ASTM | ASTM D3212 | Standard Specification for Joints for Drain and Sewer Plastic Pipes Using Flexible Elastomeric Seals | 2020
14772 | 33 40 00 | STORMWATER UTILITIES | 11/21 | ASTM INTERNATIONAL | ASTM | ASTM F477 | Standard Specification for Elastomeric Seals (Gaskets) for Joining Plastic Pipe | 2014; R 2021
14773 | 33 40 00 | STORMWATER UTILITIES | 11/21 | ASTM INTERNATIONAL | ASTM | ASTM F679 | Standard Specification for Poly(Vinyl Chloride) (PVC) Large-Diameter Plastic Gravity Sewer Pipe and Fittings | 2016
14774 | 33 40 00 | STORMWATER UTILITIES | 11/21 | ASTM INTERNATIONAL | ASTM | ASTM F714 | Standard Specification for Polyethylene (PE) Plastic Pipe (DR-PR) Based on Outside Diameter | 2024
14775 | 33 40 00 | STORMWATER UTILITIES | 11/21 | ASTM INTERNATIONAL | ASTM | ASTM F794 | Standard Specification for Poly(Vinyl Chloride) (PVC) Profile Gravity Sewer Pipe and Fittings Based on Controlled Inside Diameter | 2021
14776 | 33 40 00 | STORMWATER UTILITIES | 11/21 | ASTM INTERNATIONAL | ASTM | ASTM F894 | Standard Specification for Polyethylene (PE) Large Diameter Profile Wall Sewer and Drain Pipe | 2024
14777 | 33 40 00 | STORMWATER UTILITIES | 11/21 | ASTM INTERNATIONAL | ASTM | ASTM F949 | Standard Specification for Poly(Vinyl Chloride) (PVC) Corrugated Sewer Pipe with a Smooth Interior and Fittings | 2020
14778 | 33 40 00 | STORMWATER UTILITIES | 11/21 | ASTM INTERNATIONAL | ASTM | ASTM F1417 | Standard Practice for Installation Acceptance of Plastic Non-pressure Sewer Lines Using Low-Pressure Air | 2011a; E 2020
14779 | 33 40 00 | STORMWATER UTILITIES | 11/21 | ASTM INTERNATIONAL | ASTM | ASTM F2418 | Standard Specification for Polypropylene (PP) Corrugated Wall Stormwater Collection Chambers | 2019
14780 | 33 40 00 | STORMWATER UTILITIES | 11/21 | ASTM INTERNATIONAL | ASTM | ASTM F2562/F2562M | Specification for Steel Reinforced Thermoplastic Ribbed Pipe and Fittings for Non-Pressure Drainage and Sewerage | 2015; R 2019
14781 | 33 40 00 | STORMWATER UTILITIES | 11/21 | ASTM INTERNATIONAL | ASTM | ASTM F2620 | Standard Practice for Heat Fusion Joining of Polyethylene Pipe and Fittings | 2020a; E 2021
14782 | 33 40 00 | STORMWATER UTILITIES | 11/21 | ASTM INTERNATIONAL | ASTM | ASTM F2764/F2764M | Standard Specification for 6 to 60 in. [150 to 1500 mm] Polypropylene (PP) Corrugated Double and Triple Wall Pipe and Fittings for Non-Pressure Sanitary Sewer Applications | 2023
14783 | 33 40 00 | STORMWATER UTILITIES | 11/21 | ASTM INTERNATIONAL | ASTM | ASTM F2881/F2881M | Standard Specification for 12 to 60 in. (300 to 1500 mm) Polypropylene (PP) Dual Wall Pipe and Fittings for Non-Pressure Storm Sewer Applications | 2021; E 2021
14784 | 33 40 00 | STORMWATER UTILITIES | 11/21 | ASTM INTERNATIONAL | ASTM | ASTM F2922 | Standard Specification for Polyethylene (PE) Corrugated Wall Stormwater Collection Chambers | 2013; R 2018
14785 | 33 40 00 | STORMWATER UTILITIES | 11/21 | ASTM INTERNATIONAL | ASTM | ASTM F3219 | Standard Specification for 3 to 30 in. (75 to 750 mm) Polypropylene (PP) Corrugated Single Wall Pipe and Fittings | 2019
14786 | 33 46 13 | FOUNDATION DRAINAGE | 05/20 | AMERICAN ASSOCIATION OF STATE HIGHWAY AND TRANSPORTATION OFFICIALS | AASHTO | AASHTO M 252 | Standard Specification for Corrugated Polyethylene Drainage Pipe | 2009; R 2017
14787 | 33 46 13 | FOUNDATION DRAINAGE | 05/20 | AMERICAN ASSOCIATION OF STATE HIGHWAY AND TRANSPORTATION OFFICIALS | AASHTO | AASHTO M 294 | Standard Specification for Corrugated Polyethylene Pipe, 300- to 1500-mm (12- to 60-in.) Diameter | 2021
14788 | 33 46 13 | FOUNDATION DRAINAGE | 05/20 | ASTM INTERNATIONAL | ASTM | ASTM A74 | Standard Specification for Cast Iron Soil Pipe and Fittings | 2021
14789 | 33 46 13 | FOUNDATION DRAINAGE | 05/20 | ASTM INTERNATIONAL | ASTM | ASTM A760/A760M | Standard Specification for Corrugated Steel Pipe, Metallic-Coated for Sewers and Drains | 2015, R 2020
14790 | 33 46 13 | FOUNDATION DRAINAGE | 05/20 | ASTM INTERNATIONAL | ASTM | ASTM B745/B745M | Standard Specification for Corrugated Aluminum Pipe for Sewers and Drains | 2015; R 2021
14791 | 33 46 13 | FOUNDATION DRAINAGE | 05/20 | ASTM INTERNATIONAL | ASTM | ASTM C4 | Standard Specification for Clay Drain Tile and Perforated Clay Drain Tile | 2004; R 2023
14792 | 33 46 13 | FOUNDATION DRAINAGE | 05/20 | ASTM INTERNATIONAL | ASTM | ASTM C14 | Standard Specification for Nonreinforced Concrete Sewer, Storm Drain, and Culvert Pipe | 2020
14793 | 33 46 13 | FOUNDATION DRAINAGE | 05/20 | ASTM INTERNATIONAL | ASTM | ASTM C14M | Standard Specification for Nonreinforced Concrete Sewer, Storm Drain, and Culvert Pipe (Metric) | 2020
14794 | 33 46 13 | FOUNDATION DRAINAGE | 05/20 | ASTM INTERNATIONAL | ASTM | ASTM C33/C33M | Standard Specification for Concrete Aggregates | 2023
14795 | 33 46 13 | FOUNDATION DRAINAGE | 05/20 | ASTM INTERNATIONAL | ASTM | ASTM C412 | Concrete Drain Tile | 2011
14796 | 33 46 13 | FOUNDATION DRAINAGE | 05/20 | ASTM INTERNATIONAL | ASTM | ASTM C412M | Concrete Drain Tile (Metric) | 2011
14797 | 33 46 13 | FOUNDATION DRAINAGE | 05/20 | ASTM INTERNATIONAL | ASTM | ASTM C425 | Standard Specification for Compression Joints for Vitrified Clay Pipe and Fittings | 2021
14798 | 33 46 13 | FOUNDATION DRAINAGE | 05/20 | ASTM INTERNATIONAL | ASTM | ASTM C444 | Standard Specification for Perforated Concrete Pipe | 2017
14799 | 33 46 13 | FOUNDATION DRAINAGE | 05/20 | ASTM INTERNATIONAL | ASTM | ASTM C444M | Standard Specification for Perforated Concrete Pipe (Metric) | 2017
14800 | 33 46 13 | FOUNDATION DRAINAGE | 05/20 | ASTM INTERNATIONAL | ASTM | ASTM C508/C508M | Asbestos-Cement Underdrain Pipe | 2000; R 2015
14801 | 33 46 13 | FOUNDATION DRAINAGE | 05/20 | ASTM INTERNATIONAL | ASTM | ASTM C654 | Porous Concrete Pipe | 2011
14802 | 33 46 13 | FOUNDATION DRAINAGE | 05/20 | ASTM INTERNATIONAL | ASTM | ASTM C654M | Porous Concrete Pipe (Metric) | 2011
14803 | 33 46 13 | FOUNDATION DRAINAGE | 05/20 | ASTM INTERNATIONAL | ASTM | ASTM C700 | Standard Specification for Vitrified Clay Pipe, Extra Strength, Standard Strength, and Perforated | 2018; R 2022
14804 | 33 46 13 | FOUNDATION DRAINAGE | 05/20 | ASTM INTERNATIONAL | ASTM | ASTM D2751 | Standard Specification for Acrylonitrile-Butadiene-Styrene (ABS) Sewer Pipe and Fittings | 2005
14805 | 33 46 13 | FOUNDATION DRAINAGE | 05/20 | ASTM INTERNATIONAL | ASTM | ASTM D3034 | Standard Specification for Type PSM Poly(Vinyl Chloride) (PVC) Sewer Pipe and Fittings | 2016
14806 | 33 46 13 | FOUNDATION DRAINAGE | 05/20 | ASTM INTERNATIONAL | ASTM | ASTM D3212 | Standard Specification for Joints for Drain and Sewer Plastic Pipes Using Flexible Elastomeric Seals | 2020
14807 | 33 46 13 | FOUNDATION DRAINAGE | 05/20 | ASTM INTERNATIONAL | ASTM | ASTM F667/F667M | Standard Specification for 3 through 24 in. Corrugated Polyethylene Pipe and Fittings | 2016; R 2021
14808 | 33 46 13 | FOUNDATION DRAINAGE | 05/20 | ASTM INTERNATIONAL | ASTM | ASTM F758 | Smooth-Wall Poly(Vinyl Chloride) (PVC) Plastic Underdrain Systems for Highway, Airport, and Similar Drainage | 2014; R 2023
14809 | 33 46 13 | FOUNDATION DRAINAGE | 05/20 | ASTM INTERNATIONAL | ASTM | ASTM F949 | Standard Specification for Poly(Vinyl Chloride) (PVC) Corrugated Sewer Pipe with a Smooth Interior and Fittings | 2020
14810 | 33 46 16 | SUBDRAINAGE PIPING | 05/18 | AMERICAN ASSOCIATION OF STATE HIGHWAY AND TRANSPORTATION OFFICIALS | AASHTO | AASHTO M 190 | Standard Specification for Asphalt-Coated Corrugated Metal Culvert Pipe and Pipe Arches | 2004; R 2019
14811 | 33 46 16 | SUBDRAINAGE PIPING | 05/18 | AMERICAN ASSOCIATION OF STATE HIGHWAY AND TRANSPORTATION OFFICIALS | AASHTO | AASHTO M 252 | Standard Specification for Corrugated Polyethylene Drainage Pipe | 2009; R 2017
14812 | 33 46 16 | SUBDRAINAGE PIPING | 05/18 | AMERICAN ASSOCIATION OF STATE HIGHWAY AND TRANSPORTATION OFFICIALS | AASHTO | AASHTO M 288 | Standard Specification for Geosynthetic Specification for Highway Applications | 2021
14813 | 33 46 16 | SUBDRAINAGE PIPING | 05/18 | ASTM INTERNATIONAL | ASTM | ASTM A27/A27M | Standard Specification for Steel Castings, Carbon, for General Application | 2020
14814 | 33 46 16 | SUBDRAINAGE PIPING | 05/18 | ASTM INTERNATIONAL | ASTM | ASTM A47/A47M | Standard Specification for Ferritic Malleable Iron Castings | 1999; R 2022; E 2022
14815 | 33 46 16 | SUBDRAINAGE PIPING | 05/18 | ASTM INTERNATIONAL | ASTM | ASTM A48/A48M | Standard Specification for Gray Iron Castings | 2022
14816 | 33 46 16 | SUBDRAINAGE PIPING | 05/18 | ASTM INTERNATIONAL | ASTM | ASTM A123/A123M | Standard Specification for Zinc (Hot-Dip Galvanized) Coatings on Iron and Steel Products | 2017
14817 | 33 46 16 | SUBDRAINAGE PIPING | 05/18 | ASTM INTERNATIONAL | ASTM | ASTM A760/A760M | Standard Specification for Corrugated Steel Pipe, Metallic-Coated for Sewers and Drains | 2015, R 2020
14818 | 33 46 16 | SUBDRAINAGE PIPING | 05/18 | ASTM INTERNATIONAL | ASTM | ASTM A762/A762M | Standard Specification for Corrugated Steel Pipe, Polymer Precoated for Sewers and Drains | 2019
14819 | 33 46 16 | SUBDRAINAGE PIPING | 05/18 | ASTM INTERNATIONAL | ASTM | ASTM A798/A798M | Standard Practice for Installing Factory-Made Corrugated Steel Pipe for Sewers and Other Applications | 2022
14820 | 33 46 16 | SUBDRAINAGE PIPING | 05/18 | ASTM INTERNATIONAL | ASTM | ASTM B745/B745M | Standard Specification for Corrugated Aluminum Pipe for Sewers and Drains | 2015; R 2021
14821 | 33 46 16 | SUBDRAINAGE PIPING | 05/18 | ASTM INTERNATIONAL | ASTM | ASTM C33/C33M | Standard Specification for Concrete Aggregates | 2023
14822 | 33 46 16 | SUBDRAINAGE PIPING | 05/18 | ASTM INTERNATIONAL | ASTM | ASTM C136/C136M | Standard Test Method for Sieve Analysis of Fine and Coarse Aggregates | 2019
14823 | 33 46 16 | SUBDRAINAGE PIPING | 05/18 | ASTM INTERNATIONAL | ASTM | ASTM C478 | Standard Specification for Circular Precast Reinforced Concrete Manhole Sections | 2018
14824 | 33 46 16 | SUBDRAINAGE PIPING | 05/18 | ASTM INTERNATIONAL | ASTM | ASTM C478M | Standard Specification for Precast Reinforced Concrete Manhole Sections (Metric) | 2018
14825 | 33 46 16 | SUBDRAINAGE PIPING | 05/18 | ASTM INTERNATIONAL | ASTM | ASTM D2321 | Standard Practice for Underground Installation of Thermoplastic Pipe for Sewers and Other Gravity-Flow Applications | 2020
14826 | 33 46 16 | SUBDRAINAGE PIPING | 05/18 | ASTM INTERNATIONAL | ASTM | ASTM D2487 | Standard Practice for Classification of Soils for Engineering Purposes (Unified Soil Classification System) | 2017; E 2020
14827 | 33 46 16 | SUBDRAINAGE PIPING | 05/18 | ASTM INTERNATIONAL | ASTM | ASTM D3034 | Standard Specification for Type PSM Poly(Vinyl Chloride) (PVC) Sewer Pipe and Fittings | 2016
14828 | 33 46 16 | SUBDRAINAGE PIPING | 05/18 | ASTM INTERNATIONAL | ASTM | ASTM D3753 | Glass-Fiber-Reinforced Polyester Manholes and Wetwells | 2019
14829 | 33 46 16 | SUBDRAINAGE PIPING | 05/18 | ASTM INTERNATIONAL | ASTM | ASTM D4632/D4632M | Grab Breaking Load and Elongation of Geotextiles | 2015a
14830 | 33 46 16 | SUBDRAINAGE PIPING | 05/18 | ASTM INTERNATIONAL | ASTM | ASTM F758 | Smooth-Wall Poly(Vinyl Chloride) (PVC) Plastic Underdrain Systems for Highway, Airport, and Similar Drainage | 2014; R 2023
14831 | 33 46 16 | SUBDRAINAGE PIPING | 05/18 | ASTM INTERNATIONAL | ASTM | ASTM F949 | Standard Specification for Poly(Vinyl Chloride) (PVC) Corrugated Sewer Pipe with a Smooth Interior and Fittings | 2020
14832 | 33 47 13 | POND AND RESERVOIR LINERS | 11/14, CHG 2: 11/15 | ASTM INTERNATIONAL | ASTM | ASTM D413 | Standard Test Methods for Rubber Property - Adhesion to Flexible Substrate | 1998; R 2017
14833 | 33 47 13 | POND AND RESERVOIR LINERS | 11/14, CHG 2: 11/15 | ASTM INTERNATIONAL | ASTM | ASTM D698 | Laboratory Compaction Characteristics of Soil Using Standard Effort (12,400 ft-lbf/cu. ft. (600 kN-m/cu. m.)) | 2012; E 2014; E 2015
14834 | 33 47 13 | POND AND RESERVOIR LINERS | 11/14, CHG 2: 11/15 | ASTM INTERNATIONAL | ASTM | ASTM D751 | Standard Test Methods for Coated Fabrics | 2019
14835 | 33 47 13 | POND AND RESERVOIR LINERS | 11/14, CHG 2: 11/15 | ASTM INTERNATIONAL | ASTM | ASTM D4437/D4437M | Standard Practice for Non-destructive Testing (NDT) for Determining the Integrity of Seams Used in Joining Flexible Polymeric Sheet Geomembranes | 2016; R 2018
14836 | 33 47 13 | POND AND RESERVOIR LINERS | 11/14, CHG 2: 11/15 | ASTM INTERNATIONAL | ASTM | ASTM D6214/D6214M | Determining the Integrity of Field Seams Used in Joining Geomembranes by Chemical Fusion Methods | 2013
14837 | 33 47 13 | POND AND RESERVOIR LINERS | 11/14, CHG 2: 11/15 | ASTM INTERNATIONAL | ASTM | ASTM D6392 | Standard Test Method for Determining the Integrity of Nonreinforced Geomembrane Seams Produced Using Thermo-Fusion Methods | 2012; R 2018
14838 | 33 47 13 | POND AND RESERVOIR LINERS | 11/14, CHG 2: 11/15 | ASTM INTERNATIONAL | ASTM | ASTM D7002 | Standard Practice for Leak Location on Exposed Geomembranes Using the Water Puddle System | 2016
14839 | 33 47 13 | POND AND RESERVOIR LINERS | 11/14, CHG 2: 11/15 | ASTM INTERNATIONAL | ASTM | ASTM D7006 | Standard Practice for Ultrasonic Testing of Geomembranes | 2013
14840 | 33 47 13 | POND AND RESERVOIR LINERS | 11/14, CHG 2: 11/15 | ASTM INTERNATIONAL | ASTM | ASTM D7007 | Standard Practices for Electrical Methods for Locating Leaks in Geomembranes Covered with Water or Earth Materials | 2016
14841 | 33 47 13 | POND AND RESERVOIR LINERS | 11/14, CHG 2: 11/15 | ASTM INTERNATIONAL | ASTM | ASTM D7176 | Non-Reinforced Polyvinyl Chloride (PVC) Geomembranes Used in Buried Applications | 2006; R 2011
14842 | 33 47 13 | POND AND RESERVOIR LINERS | 11/14, CHG 2: 11/15 | ASTM INTERNATIONAL | ASTM | ASTM D7272 | Standard Test Method for Determining the Integrity of Seams Used in Joining Geomembranes by Pre-manufactured Taped Methods | 2006; R 2018
14843 | 33 47 13 | POND AND RESERVOIR LINERS | 11/14, CHG 2: 11/15 | ASTM INTERNATIONAL | ASTM | ASTM D7408 | Non Reinforced PVC (Polyvinyl Chloride) Geomembrane Seams | 2012; R 2020
14844 | 33 47 13 | POND AND RESERVOIR LINERS | 11/14, CHG 2: 11/15 | ASTM INTERNATIONAL | ASTM | ASTM D7700 | Standard Guide for Selecting Test Methods for Geomembrane Seams | 2015
14845 | 33 47 13 | POND AND RESERVOIR LINERS | 11/14, CHG 2: 11/15 | GEOSYNTHETIC INSTITUTE | GSI | GSI GRI GM13 | Test Methods, Test Properties and Testing Frequency for High Density Polyethylene (HDPE) Smooth and Textured Geomembranes | 2016
14846 | 33 47 13 | POND AND RESERVOIR LINERS | 11/14, CHG 2: 11/15 | GEOSYNTHETIC INSTITUTE | GSI | GSI GRI GM17 | Test Methods, Test Properties and Testing Frequency for Linear Low Density Polyethylene (LLDPE) Smooth and Textured Geomembranes | 2015
14847 | 33 47 13 | POND AND RESERVOIR LINERS | 11/14, CHG 2: 11/15 | GEOSYNTHETIC INSTITUTE | GSI | GSI GRI GM18 | Test Methods, Test Properties and Testing Frequencies for Flexible Polypropylene (fPP and fPP-R) Nonreinforced and Reinforced Geomembranes | 2015
14848 | 33 47 13 | POND AND RESERVOIR LINERS | 11/14, CHG 2: 11/15 | GEOSYNTHETIC INSTITUTE | GSI | GSI GRI GM19 | Seam Strength and Related Properties of Thermally Bonded Polyolefin Geomembranes | 2002; R 2013
14849 | 33 47 13 | POND AND RESERVOIR LINERS | 11/14, CHG 2: 11/15 | GEOSYNTHETIC INSTITUTE | GSI | GSI GRI GM21 | Test Methods, Properties and Frequencies for Ethylene Propylene Diene Terpolymer (EPDM) Nonreinforced and Scrim Reinforced Geomembranes | 2016
14850 | 33 47 13 | POND AND RESERVOIR LINERS | 11/14, CHG 2: 11/15 | GEOSYNTHETIC INSTITUTE | GSI | GSI GRI GM25 | Test Methods, Test Properties and Testing Frequency for Reinforced Linear Low Density Polyethylene (LLDPE-R) Geomembranes | 2009; R 2012
14851 | 33 51 13.00 30 | NATURAL-GAS METERING | 05/10 | AMERICAN GAS ASSOCIATION | AGA | AGA ANSI B109.1 | Diaphragm Type Gas Displacement Meters (Under 500 cubic ft./hour Capacity) | 2000
14852 | 33 51 13.00 30 | NATURAL-GAS METERING | 05/10 | AMERICAN GAS ASSOCIATION | AGA | AGA ANSI B109.2 | Diaphragm Type Gas Displacement Meters (500 cubic ft./hour Capacity and Over) | 2000
14853 | 33 51 13.00 30 | NATURAL-GAS METERING | 05/10 | AMERICAN GAS ASSOCIATION | AGA | AGA ANSI B109.3 | Rotary-Type Gas Displacement Meters | 2019
14854 | 33 51 13.00 30 | NATURAL-GAS METERING | 05/10 | AMERICAN SOCIETY OF CIVIL ENGINEERS | ASCE | ASCE 25-16 | Earthquake-Activated Automatic Gas Shutoff Devices | 2016
14855 | 33 51 13.00 30 | NATURAL-GAS METERING | 05/10 | AMERICAN SOCIETY OF MECHANICAL ENGINEERS | ASME | ASME B1.1 | Unified Inch Screw Threads (UN, UNR, and UNJ Thread Form) | 2024
14856 | 33 51 13.00 30 | NATURAL-GAS METERING | 05/10 | AMERICAN SOCIETY OF MECHANICAL ENGINEERS | ASME | ASME B1.20.1 | Pipe Threads, General Purpose (Inch) | 2013; R 2018
14857 | 33 51 13.00 30 | NATURAL-GAS METERING | 05/10 | AMERICAN SOCIETY OF MECHANICAL ENGINEERS | ASME | ASME B16.3 | Malleable Iron Threaded Fittings, Classes 150 and 300 | 2021
14858 | 33 51 13.00 30 | NATURAL-GAS METERING | 05/10 | AMERICAN SOCIETY OF MECHANICAL ENGINEERS | ASME | ASME B16.5 | Pipe Flanges and Flanged Fittings NPS 1/2 Through NPS 24 Metric/Inch Standard | 2020
14859 | 33 51 13.00 30 | NATURAL-GAS METERING | 05/10 | AMERICAN SOCIETY OF MECHANICAL ENGINEERS | ASME | ASME B16.9 | Factory-Made Wrought Buttwelding Fittings | 2018
14860 | 33 51 13.00 30 | NATURAL-GAS METERING | 05/10 | AMERICAN SOCIETY OF MECHANICAL ENGINEERS | ASME | ASME B16.11 | Forged Fittings, Socket-Welding and Threaded | 2022
14861 | 33 51 13.00 30 | NATURAL-GAS METERING | 05/10 | AMERICAN SOCIETY OF MECHANICAL ENGINEERS | ASME | ASME B16.33 | Manually Operated Metallic Gas Valves for Use in Gas Piping Systems Up to 175 psi, (Sizes NPS 1/2 Through NPS 2) | 2024
14862 | 33 51 13.00 30 | NATURAL-GAS METERING | 05/10 | AMERICAN SOCIETY OF MECHANICAL ENGINEERS | ASME | ASME B16.38 | Large Metallic Valves for Gas Distribution Manually Operated, NPS 2 1/2 (DN 65) to NPS 12 (DN 300), 125 psig 8.6 bar) Maximum | 2023
14863 | 33 51 13.00 30 | NATURAL-GAS METERING | 05/10 | AMERICAN SOCIETY OF MECHANICAL ENGINEERS | ASME | ASME B16.39 | Standard for Malleable Iron Threaded Pipe Unions; Classes 150, 250, and 300 | 2020
14864 | 33 51 13.00 30 | NATURAL-GAS METERING | 05/10 | AMERICAN SOCIETY OF MECHANICAL ENGINEERS | ASME | ASME B18.2.1 | Square, Hex, Heavy Hex, and Askew Head Bolts and Hex, Heavy Hex, Hex Flange, Lobed Head, and Lag Screws (Inch Series) | 2012; R 2021
14865 | 33 51 13.00 30 | NATURAL-GAS METERING | 05/10 | AMERICAN SOCIETY OF MECHANICAL ENGINEERS | ASME | ASME B18.2.2 | Nuts for General Applications: Machine Screw Nuts, and Hex, Square, Hex Flange, and Coupling Nuts (Inch Series) | 2022
14866 | 33 51 13.00 30 | NATURAL-GAS METERING | 05/10 | AMERICAN SOCIETY OF MECHANICAL ENGINEERS | ASME | ASME B31.8 | Gas Transmission and Distribution Piping Systems | 2022; Supplement 2022
14867 | 33 51 13.00 30 | NATURAL-GAS METERING | 05/10 | AMERICAN SOCIETY OF MECHANICAL ENGINEERS | ASME | ASME BPVC SEC VIII D1 | BPVC Section VIII-Rules for Construction of Pressure Vessels Division 1 | 2019
14868 | 33 51 13.00 30 | NATURAL-GAS METERING | 05/10 | ASTM INTERNATIONAL | ASTM | ASTM A53/A53M | Standard Specification for Pipe, Steel, Black and Hot-Dipped, Zinc-Coated, Welded and Seamless | 2024
14869 | 33 51 13.00 30 | NATURAL-GAS METERING | 05/10 | ASTM INTERNATIONAL | ASTM | ASTM A193/A193M | Standard Specification for Alloy-Steel and Stainless Steel Bolting Materials for High-Temperature Service and Other Special Purpose Applications | 2024
14870 | 33 51 13.00 30 | NATURAL-GAS METERING | 05/10 | ASTM INTERNATIONAL | ASTM | ASTM A194/A194M | Standard Specification for Carbon Steel, Alloy Steel, and Stainless Steel Nuts for Bolts for High-Pressure or High-Temperature Service, or Both | 2024
14871 | 33 51 13.00 30 | NATURAL-GAS METERING | 05/10 | MANUFACTURERS STANDARDIZATION SOCIETY OF THE VALVE AND FITTINGS INDUSTRY | MSS | MSS SP-58 | Pipe Hangers and Supports - Materials, Design and Manufacture, Selection, Application, and Installation | 2018
14872 | 33 51 13.00 30 | NATURAL-GAS METERING | 05/10 | MANUFACTURERS STANDARDIZATION SOCIETY OF THE VALVE AND FITTINGS INDUSTRY | MSS | MSS SP-69 | Pipe Hangers and Supports - Selection and Application (ANSI Approved American National Standard) | 2003; Notice 2012
14873 | 33 51 13.00 30 | NATURAL-GAS METERING | 05/10 | MASTER PAINTERS INSTITUTE | MPI | MPI 9 | Alkyd, Exterior Gloss (MPI Gloss Level 6) | 2016
14874 | 33 51 13.00 30 | NATURAL-GAS METERING | 05/10 | NATIONAL FIRE PROTECTION ASSOCIATION | NFPA | NFPA 54 | National Fuel Gas Code | 2024
14875 | 33 51 13.00 30 | NATURAL-GAS METERING | 05/10 | SHEET METAL AND AIR CONDITIONING CONTRACTORS' NATIONAL ASSOCIATION | SMACNA | SMACNA 1981 | Seismic Restraint Manual Guidelines for Mechanical Systems, 3rd Edition | 2008
14876 | 33 51 13.00 30 | NATURAL-GAS METERING | 05/10 | SOCIETY FOR PROTECTIVE COATINGS | SSPC | SSPC 7/NACE No.4 | Brush-Off Blast Cleaning | 2007
14877 | 33 51 13.00 30 | NATURAL-GAS METERING | 05/10 | SOCIETY FOR PROTECTIVE COATINGS | SSPC | SSPC Paint 25 | Zinc Oxide, Alkyd, Linseed Oil Primer for Use Over Hand Cleaned Steel, Type I and Type II | 1997; E 2004
14878 | 33 51 13.00 30 | NATURAL-GAS METERING | 05/10 | SOCIETY FOR PROTECTIVE COATINGS | SSPC | SSPC SP 1 | Solvent Cleaning | 2015
14879 | 33 51 13.00 30 | NATURAL-GAS METERING | 05/10 | SOCIETY FOR PROTECTIVE COATINGS | SSPC | SSPC SP 3 | Power Tool Cleaning | 2018
14880 | 33 51 13.00 30 | NATURAL-GAS METERING | 05/10 | U.S. DEPARTMENT OF DEFENSE | DOD | MIL-STD-101 | Color Code for Pipelines and for Compressed Gas Cylinders | 2014; Rev C
14881 | 33 51 13.00 30 | NATURAL-GAS METERING | 05/10 | U.S. NATIONAL ARCHIVES AND RECORDS ADMINISTRATION | NARA | 49 CFR 192 | Transportation of Natural and Other Gas by Pipeline: Minimum Federal Safety Standards
14882 | 33 51 13.00 30 | NATURAL-GAS METERING | 05/10 | U.S. NATIONAL ARCHIVES AND RECORDS ADMINISTRATION | NARA | 49 CFR 195 | Transportation of Hazardous Liquids by Pipeline
14883 | 33 51 15 | NATURAL-GAS / LIQUEFIED PETROLEUM GAS DISTRIBUTION PIPELINES | 08/19 | AMERICAN GAS ASSOCIATION | AGA | AGA ANSI B109.1 | Diaphragm Type Gas Displacement Meters (Under 500 cubic ft./hour Capacity) | 2000
14884 | 33 51 15 | NATURAL-GAS / LIQUEFIED PETROLEUM GAS DISTRIBUTION PIPELINES | 08/19 | AMERICAN GAS ASSOCIATION | AGA | AGA ANSI B109.2 | Diaphragm Type Gas Displacement Meters (500 cubic ft./hour Capacity and Over) | 2000
14885 | 33 51 15 | NATURAL-GAS / LIQUEFIED PETROLEUM GAS DISTRIBUTION PIPELINES | 08/19 | AMERICAN GAS ASSOCIATION | AGA | AGA ANSI B109.3 | Rotary-Type Gas Displacement Meters | 2019
14886 | 33 51 15 | NATURAL-GAS / LIQUEFIED PETROLEUM GAS DISTRIBUTION PIPELINES | 08/19 | AMERICAN GAS ASSOCIATION | AGA | AGA ANSI B109.4 | Self-Operated Diaphragm-Type Natural Gas Service Regulators for Nominal Pipe Size 1¼ inches (32 mm) and Smaller with Outlet Pressures of 2 psig (13.8 kPa) and Less | 2016
14887 | 33 51 15 | NATURAL-GAS / LIQUEFIED PETROLEUM GAS DISTRIBUTION PIPELINES | 08/19 | AMERICAN GAS ASSOCIATION | AGA | AGA XR0603 | AGA Plastic Pipe Manual for Gas Service | 2006; 8th Ed
14888 | 33 51 15 | NATURAL-GAS / LIQUEFIED PETROLEUM GAS DISTRIBUTION PIPELINES | 08/19 | AMERICAN NATIONAL STANDARDS INSTITUTE | ANSI | ANSI Z21.18/CSA 6.3 | Gas Appliance Pressure Regulators | 2007; R 2017
14889 | 33 51 15 | NATURAL-GAS / LIQUEFIED PETROLEUM GAS DISTRIBUTION PIPELINES | 08/19 | AMERICAN NATIONAL STANDARDS INSTITUTE | ANSI | ANSI Z21.80/CSA 6.22 | Line Pressure Regulators | 2019
14890 | 33 51 15 | NATURAL-GAS / LIQUEFIED PETROLEUM GAS DISTRIBUTION PIPELINES | 08/19 | AMERICAN PETROLEUM INSTITUTE | API | API API-ASME CODE | Unfired Pressure Vessels for Petroleum Liquids and Gases | 1951
14891 | 33 51 15 | NATURAL-GAS / LIQUEFIED PETROLEUM GAS DISTRIBUTION PIPELINES | 08/19 | AMERICAN PETROLEUM INSTITUTE | API | API RP 686 | Recommended Practice for Machinery Installation and Installation Design | 2009
14892 | 33 51 15 | NATURAL-GAS / LIQUEFIED PETROLEUM GAS DISTRIBUTION PIPELINES | 08/19 | AMERICAN PETROLEUM INSTITUTE | API | API Spec 5L | Line Pipe | 2018; 46th Ed; ERTA 2018
14893 | 33 51 15 | NATURAL-GAS / LIQUEFIED PETROLEUM GAS DISTRIBUTION PIPELINES | 08/19 | AMERICAN PETROLEUM INSTITUTE | API | API Spec 6D | Specification for Pipeline and Piping Valves | June 2018, 4th Ed; Errata 1 July 2018; Errata 2 August 2018
14894 | 33 51 15 | NATURAL-GAS / LIQUEFIED PETROLEUM GAS DISTRIBUTION PIPELINES | 08/19 | AMERICAN PETROLEUM INSTITUTE | API | API Std 617 | Axial and Centrifugal Compressors and Expander-Compressors | 2014; 8th Ed; ERTA 1 August 2016
14895 | 33 51 15 | NATURAL-GAS / LIQUEFIED PETROLEUM GAS DISTRIBUTION PIPELINES | 08/19 | AMERICAN PETROLEUM INSTITUTE | API | API Std 618 | Reciprocating Compressors for Petroleum, Chemical, and Gas Industry Services | 2007; R 2016
14896 | 33 51 15 | NATURAL-GAS / LIQUEFIED PETROLEUM GAS DISTRIBUTION PIPELINES | 08/19 | AMERICAN PETROLEUM INSTITUTE | API | API Std 619 | Rotary-Type Positive Displacement Compressors for Petroleum, Petrochemical, and Natural Gas Industries | 2010
14897 | 33 51 15 | NATURAL-GAS / LIQUEFIED PETROLEUM GAS DISTRIBUTION PIPELINES | 08/19 | AMERICAN PETROLEUM INSTITUTE | API | API Std 1104 | Welding of Pipeline and Related Facilities | 2013; Errata 1-3 2014; Addendum 1 2014; Errata 4 2015; Addendum 2 2016
14898 | 33 51 15 | NATURAL-GAS / LIQUEFIED PETROLEUM GAS DISTRIBUTION PIPELINES | 08/19 | AMERICAN SOCIETY OF CIVIL ENGINEERS | ASCE | ASCE 7-16 | Minimum Design Loads and Associated Criteria for Buildings and Other Structures | 2017; Errata 2018; Supp 1 2018
14899 | 33 51 15 | NATURAL-GAS / LIQUEFIED PETROLEUM GAS DISTRIBUTION PIPELINES | 08/19 | AMERICAN SOCIETY OF MECHANICAL ENGINEERS | ASME | ASME B1.20.1 | Pipe Threads, General Purpose (Inch) | 2013; R 2018
14900 | 33 51 15 | NATURAL-GAS / LIQUEFIED PETROLEUM GAS DISTRIBUTION PIPELINES | 08/19 | AMERICAN SOCIETY OF MECHANICAL ENGINEERS | ASME | ASME B1.20.2M | Pipe Threads, 60 Deg. General Purpose (Metric) | 2006; R 2011
14901 | 33 51 15 | NATURAL-GAS / LIQUEFIED PETROLEUM GAS DISTRIBUTION PIPELINES | 08/19 | AMERICAN SOCIETY OF MECHANICAL ENGINEERS | ASME | ASME B16.5 | Pipe Flanges and Flanged Fittings NPS 1/2 Through NPS 24 Metric/Inch Standard | 2020
14902 | 33 51 15 | NATURAL-GAS / LIQUEFIED PETROLEUM GAS DISTRIBUTION PIPELINES | 08/19 | AMERICAN SOCIETY OF MECHANICAL ENGINEERS | ASME | ASME B16.9 | Factory-Made Wrought Buttwelding Fittings | 2018
14903 | 33 51 15 | NATURAL-GAS / LIQUEFIED PETROLEUM GAS DISTRIBUTION PIPELINES | 08/19 | AMERICAN SOCIETY OF MECHANICAL ENGINEERS | ASME | ASME B16.11 | Forged Fittings, Socket-Welding and Threaded | 2022
14904 | 33 51 15 | NATURAL-GAS / LIQUEFIED PETROLEUM GAS DISTRIBUTION PIPELINES | 08/19 | AMERICAN SOCIETY OF MECHANICAL ENGINEERS | ASME | ASME B16.21 | Nonmetallic Flat Gaskets for Pipe Flanges | 2021
14905 | 33 51 15 | NATURAL-GAS / LIQUEFIED PETROLEUM GAS DISTRIBUTION PIPELINES | 08/19 | AMERICAN SOCIETY OF MECHANICAL ENGINEERS | ASME | ASME B16.25 | Buttwelding Ends | 2022
14906 | 33 51 15 | NATURAL-GAS / LIQUEFIED PETROLEUM GAS DISTRIBUTION PIPELINES | 08/19 | AMERICAN SOCIETY OF MECHANICAL ENGINEERS | ASME | ASME B16.40 | Manually Operated Thermoplastic Gas Shutoffs and Valves in Gas Distribution Systems | 2019
14907 | 33 51 15 | NATURAL-GAS / LIQUEFIED PETROLEUM GAS DISTRIBUTION PIPELINES | 08/19 | AMERICAN SOCIETY OF MECHANICAL ENGINEERS | ASME | ASME B31.8 | Gas Transmission and Distribution Piping Systems | 2022; Supplement 2022
14908 | 33 51 15 | NATURAL-GAS / LIQUEFIED PETROLEUM GAS DISTRIBUTION PIPELINES | 08/19 | AMERICAN SOCIETY OF MECHANICAL ENGINEERS | ASME | ASME BPVC SEC IX | BPVC Section IX-Welding, Brazing and Fusing Qualifications | 2017; Errata 2018
14909 | 33 51 15 | NATURAL-GAS / LIQUEFIED PETROLEUM GAS DISTRIBUTION PIPELINES | 08/19 | AMERICAN SOCIETY OF MECHANICAL ENGINEERS | ASME | ASME BPVC SEC VIII | Boiler and Pressure Vessel Codes: Section VIII Rules for Construction of Pressure Vessel | 2010
14910 | 33 51 15 | NATURAL-GAS / LIQUEFIED PETROLEUM GAS DISTRIBUTION PIPELINES | 08/19 | AMERICAN SOCIETY OF MECHANICAL ENGINEERS | ASME | ASME BPVC SEC VIII D1 | BPVC Section VIII-Rules for Construction of Pressure Vessels Division 1 | 2019
14911 | 33 51 15 | NATURAL-GAS / LIQUEFIED PETROLEUM GAS DISTRIBUTION PIPELINES | 08/19 | AMERICAN SOCIETY OF MECHANICAL ENGINEERS | ASME | ASME PTC 25 | Pressure Relief Devices | 2023
14912 | 33 51 15 | NATURAL-GAS / LIQUEFIED PETROLEUM GAS DISTRIBUTION PIPELINES | 08/19 | ASTM INTERNATIONAL | ASTM | ASTM A47/A47M | Standard Specification for Ferritic Malleable Iron Castings | 1999; R 2022; E 2022
14913 | 33 51 15 | NATURAL-GAS / LIQUEFIED PETROLEUM GAS DISTRIBUTION PIPELINES | 08/19 | ASTM INTERNATIONAL | ASTM | ASTM A53/A53M | Standard Specification for Pipe, Steel, Black and Hot-Dipped, Zinc-Coated, Welded and Seamless | 2024
14914 | 33 51 15 | NATURAL-GAS / LIQUEFIED PETROLEUM GAS DISTRIBUTION PIPELINES | 08/19 | ASTM INTERNATIONAL | ASTM | ASTM A106/A106M | Standard Specification for Seamless Carbon Steel Pipe for High-Temperature Service | 2019a
14915 | 33 51 15 | NATURAL-GAS / LIQUEFIED PETROLEUM GAS DISTRIBUTION PIPELINES | 08/19 | ASTM INTERNATIONAL | ASTM | ASTM A181/A181M | Standard Specification for Carbon Steel Forgings, for General-Purpose Piping | 2014; R 2020
14916 | 33 51 15 | NATURAL-GAS / LIQUEFIED PETROLEUM GAS DISTRIBUTION PIPELINES | 08/19 | ASTM INTERNATIONAL | ASTM | ASTM A333/A333M | Standard Specification for Seamless and Welded Steel Pipe for Low-Temperature Service and Other Applications with Required Notch Toughness | 2016
14917 | 33 51 15 | NATURAL-GAS / LIQUEFIED PETROLEUM GAS DISTRIBUTION PIPELINES | 08/19 | ASTM INTERNATIONAL | ASTM | ASTM A395/A395M | Standard Specification for Ferritic Ductile Iron Pressure-Retaining Castings for Use at Elevated Temperatures | 1999; R 2022
14918 | 33 51 15 | NATURAL-GAS / LIQUEFIED PETROLEUM GAS DISTRIBUTION PIPELINES | 08/19 | ASTM INTERNATIONAL | ASTM | ASTM D2513 | Standard Specification for Polyethylene (PE) Gas Pressure Pipe, Tubing, and Fittings | 2018a
14919 | 33 51 15 | NATURAL-GAS / LIQUEFIED PETROLEUM GAS DISTRIBUTION PIPELINES | 08/19 | ASTM INTERNATIONAL | ASTM | ASTM D2513-99 | Standard Specification for Thermoplastic Gas Pressure Pipe, Tubing, and Fittings | 1999
14920 | 33 51 15 | NATURAL-GAS / LIQUEFIED PETROLEUM GAS DISTRIBUTION PIPELINES | 08/19 | ASTM INTERNATIONAL | ASTM | ASTM D2517 | Standard Specification for Reinforced Epoxy Resin Gas Pressure Pipe and Fittings | 2018
14921 | 33 51 15 | NATURAL-GAS / LIQUEFIED PETROLEUM GAS DISTRIBUTION PIPELINES | 08/19 | ASTM INTERNATIONAL | ASTM | ASTM D2683 | Standard Specification for Socket-Type Polyethylene Fittings for Outside Diameter-Controlled Polyethylene Pipe and Tubing | 2020
14922 | 33 51 15 | NATURAL-GAS / LIQUEFIED PETROLEUM GAS DISTRIBUTION PIPELINES | 08/19 | ASTM INTERNATIONAL | ASTM | ASTM D2774 | Standard Practice for Underground Installation of Thermoplastic Pressure Piping | 2021a
14923 | 33 51 15 | NATURAL-GAS / LIQUEFIED PETROLEUM GAS DISTRIBUTION PIPELINES | 08/19 | ASTM INTERNATIONAL | ASTM | ASTM D3261 | Standard Specification for Butt Heat Fusion Polyethylene (PE) Plastic Fittings for Polyethylene (PE) Plastic Pipe and Tubing | 2016
14924 | 33 51 15 | NATURAL-GAS / LIQUEFIED PETROLEUM GAS DISTRIBUTION PIPELINES | 08/19 | ASTM INTERNATIONAL | ASTM | ASTM D3308 | Standard Specification for PTFE Resin Skived Tape | 2012; R 2017
14925 | 33 51 15 | NATURAL-GAS / LIQUEFIED PETROLEUM GAS DISTRIBUTION PIPELINES | 08/19 | ASTM INTERNATIONAL | ASTM | ASTM D3350 | Polyethylene Plastics Pipe and Fittings Materials | 2021
14926 | 33 51 15 | NATURAL-GAS / LIQUEFIED PETROLEUM GAS DISTRIBUTION PIPELINES | 08/19 | ASTM INTERNATIONAL | ASTM | ASTM D3839 | Standard Guide for Underground Installation of "Fiberglass" (Glass-Fiber-Reinforced Thermosetting-Resin) Pipe | 2014; R 2019
14927 | 33 51 15 | NATURAL-GAS / LIQUEFIED PETROLEUM GAS DISTRIBUTION PIPELINES | 08/19 | ASTM INTERNATIONAL | ASTM | ASTM D3892 | Standard Practice for Packaging/Packing of Plastics | 2015
14928 | 33 51 15 | NATURAL-GAS / LIQUEFIED PETROLEUM GAS DISTRIBUTION PIPELINES | 08/19 | ASTM INTERNATIONAL | ASTM | ASTM D4066 | Standard Classification System for Nylon Injection and Extrusion Materials (PA) | 2013
14929 | 33 51 15 | NATURAL-GAS / LIQUEFIED PETROLEUM GAS DISTRIBUTION PIPELINES | 08/19 | ASTM INTERNATIONAL | ASTM | ASTM D5685 | Standard Specification for "Fiberglass" (Glass-Fiber-Reinforced Thermosetting-Resin) Pressure Pipe Fittings | 2019
14930 | 33 51 15 | NATURAL-GAS / LIQUEFIED PETROLEUM GAS DISTRIBUTION PIPELINES | 08/19 | ASTM INTERNATIONAL | ASTM | ASTM F1055 | Standard Specification for Electrofusion Type Polyethylene Fittings for Outside Diameter Controlled Polyethylene and Crosslinked Polyethylene (PEX)Pipe and Tubing | 2016; R 2022a
14931 | 33 51 15 | NATURAL-GAS / LIQUEFIED PETROLEUM GAS DISTRIBUTION PIPELINES | 08/19 | ASTM INTERNATIONAL | ASTM | ASTM F1802 | Standard Test Method for Performance Testing of Excess Flow Valves | 2022
14932 | 33 51 15 | NATURAL-GAS / LIQUEFIED PETROLEUM GAS DISTRIBUTION PIPELINES | 08/19 | ASTM INTERNATIONAL | ASTM | ASTM F1948 | Standard Specification for Metallic Fittings for Use on Outside Diameter Controlled Thermoplastic Gas Distribution Pipe and Tubing | 2015
14933 | 33 51 15 | NATURAL-GAS / LIQUEFIED PETROLEUM GAS DISTRIBUTION PIPELINES | 08/19 | ASTM INTERNATIONAL | ASTM | ASTM F1973 | Standard Specification for Factory Assembled Anodeless Risers and Transition Fittings in Polyethylene (PE) and Polyamide 11 (PA11) and Polyamide 12 (PA12) Fuel Gas Distribution Systems | 2013; R 2018
14934 | 33 51 15 | NATURAL-GAS / LIQUEFIED PETROLEUM GAS DISTRIBUTION PIPELINES | 08/19 | ASTM INTERNATIONAL | ASTM | ASTM F2138 | Standard Specification for Excess Flow Valves for Natural Gas Service | 2012; R 2017
14935 | 33 51 15 | NATURAL-GAS / LIQUEFIED PETROLEUM GAS DISTRIBUTION PIPELINES | 08/19 | ASTM INTERNATIONAL | ASTM | ASTM F2145 | Standard Specification for Polyamide 11 (PA 11) and Polyamide 12 (PA 12) Mechanical Fittings for Use on Outside Diameter Controlled Polyamide 11 and Polyamide 12 Pipe and Tubing | 2013; R 2018
14936 | 33 51 15 | NATURAL-GAS / LIQUEFIED PETROLEUM GAS DISTRIBUTION PIPELINES | 08/19 | ASTM INTERNATIONAL | ASTM | ASTM F2164 | Standard Practice for Field Leak Testing of Polyethylene (PE) and Crosslinked Polyethylene (PEX) Pressure Piping Systems Using Hydrostatic Pressure | 2021
14937 | 33 51 15 | NATURAL-GAS / LIQUEFIED PETROLEUM GAS DISTRIBUTION PIPELINES | 08/19 | ASTM INTERNATIONAL | ASTM | ASTM F2600 | Standard Specification for Electrofusion Type Polyamide-11 Fittings for Outside Diameter Controlled Polyamide-11 Pipe and Tubing | 2009; R 2018
14938 | 33 51 15 | NATURAL-GAS / LIQUEFIED PETROLEUM GAS DISTRIBUTION PIPELINES | 08/19 | ASTM INTERNATIONAL | ASTM | ASTM F2620 | Standard Practice for Heat Fusion Joining of Polyethylene Pipe and Fittings | 2020a; E 2021
14939 | 33 51 15 | NATURAL-GAS / LIQUEFIED PETROLEUM GAS DISTRIBUTION PIPELINES | 08/19 | ASTM INTERNATIONAL | ASTM | ASTM F2786 | Standard Practice for Field Leak Testing of Polyethylene (PE) Pressure Piping Systems Using Gaseous Media Under Pressure (Pneumatic Leak Testing) | 2010
14940 | 33 51 15 | NATURAL-GAS / LIQUEFIED PETROLEUM GAS DISTRIBUTION PIPELINES | 08/19 | ASTM INTERNATIONAL | ASTM | ASTM F2897 | Standard Specification for Tracking and Traceability Encoding System of Natural Gas Distribution Components (Pipe, Tubing, Fittings, Valves, and Appurtenances) | 2015a
14941 | 33 51 15 | NATURAL-GAS / LIQUEFIED PETROLEUM GAS DISTRIBUTION PIPELINES | 08/19 | ASTM INTERNATIONAL | ASTM | ASTM F2945 | Standard Specification for Polyamide 11 Gas Pressure Pipe, Tubing, and Fittings | 2018
14942 | 33 51 15 | NATURAL-GAS / LIQUEFIED PETROLEUM GAS DISTRIBUTION PIPELINES | 08/19 | MANUFACTURERS STANDARDIZATION SOCIETY OF THE VALVE AND FITTINGS INDUSTRY | MSS | MSS SP-25 | Standard Marking System for Valves, Fittings, Flanges and Unions | 2018
14943 | 33 51 15 | NATURAL-GAS / LIQUEFIED PETROLEUM GAS DISTRIBUTION PIPELINES | 08/19 | MANUFACTURERS STANDARDIZATION SOCIETY OF THE VALVE AND FITTINGS INDUSTRY | MSS | MSS SP-142 | Excess Flow Valves for Fuel Gas Service, NPS 1 1/2 through 12 | 2012
14944 | 33 51 15 | NATURAL-GAS / LIQUEFIED PETROLEUM GAS DISTRIBUTION PIPELINES | 08/19 | MASTER PAINTERS INSTITUTE | MPI | MPI 9 | Alkyd, Exterior Gloss (MPI Gloss Level 6) | 2016
14945 | 33 51 15 | NATURAL-GAS / LIQUEFIED PETROLEUM GAS DISTRIBUTION PIPELINES | 08/19 | MASTER PAINTERS INSTITUTE | MPI | MPI 10 | Latex, Exterior Flat (MPI Gloss Level 1) | 2016
14946 | 33 51 15 | NATURAL-GAS / LIQUEFIED PETROLEUM GAS DISTRIBUTION PIPELINES | 08/19 | MASTER PAINTERS INSTITUTE | MPI | MPI 11 | Latex, Exterior Semi-Gloss, MPI Gloss Level 5 | 2016
14947 | 33 51 15 | NATURAL-GAS / LIQUEFIED PETROLEUM GAS DISTRIBUTION PIPELINES | 08/19 | MASTER PAINTERS INSTITUTE | MPI | MPI 119 | Latex, Exterior, Gloss (MPI Gloss Level 6) | 2016
14948 | 33 51 15 | NATURAL-GAS / LIQUEFIED PETROLEUM GAS DISTRIBUTION PIPELINES | 08/19 | NACE INTERNATIONAL | NACE | NACE SP0169 | Control of External Corrosion on Underground or Submerged Metallic Piping Systems | 2013
14949 | 33 51 15 | NATURAL-GAS / LIQUEFIED PETROLEUM GAS DISTRIBUTION PIPELINES | 08/19 | NACE INTERNATIONAL | NACE | NACE SP0185 | Extruded Polyolefin Resin Coating Systems with Soft Adhesives for Underground or Submerged Pipe | 2024
14950 | 33 51 15 | NATURAL-GAS / LIQUEFIED PETROLEUM GAS DISTRIBUTION PIPELINES | 08/19 | NACE INTERNATIONAL | NACE | NACE SP0274 | High Voltage Electrical Inspection of Pipeline Coatings | 1974; R 2011
14951 | 33 51 15 | NATURAL-GAS / LIQUEFIED PETROLEUM GAS DISTRIBUTION PIPELINES | 08/19 | NATIONAL FIRE PROTECTION ASSOCIATION | NFPA | NFPA 54 | National Fuel Gas Code | 2024
14952 | 33 51 15 | NATURAL-GAS / LIQUEFIED PETROLEUM GAS DISTRIBUTION PIPELINES | 08/19 | NATIONAL FIRE PROTECTION ASSOCIATION | NFPA | NFPA 58 | Liquefied Petroleum Gas Code | 2024; TIA 23-1
14953 | 33 51 15 | NATURAL-GAS / LIQUEFIED PETROLEUM GAS DISTRIBUTION PIPELINES | 08/19 | SOCIETY FOR PROTECTIVE COATINGS | SSPC | SSPC 7/NACE No.4 | Brush-Off Blast Cleaning | 2007
14954 | 33 51 15 | NATURAL-GAS / LIQUEFIED PETROLEUM GAS DISTRIBUTION PIPELINES | 08/19 | SOCIETY FOR PROTECTIVE COATINGS | SSPC | SSPC Paint 25 | Zinc Oxide, Alkyd, Linseed Oil Primer for Use Over Hand Cleaned Steel, Type I and Type II | 1997; E 2004
14955 | 33 51 15 | NATURAL-GAS / LIQUEFIED PETROLEUM GAS DISTRIBUTION PIPELINES | 08/19 | SOCIETY FOR PROTECTIVE COATINGS | SSPC | SSPC SP 1 | Solvent Cleaning | 2015
14956 | 33 51 15 | NATURAL-GAS / LIQUEFIED PETROLEUM GAS DISTRIBUTION PIPELINES | 08/19 | SOCIETY FOR PROTECTIVE COATINGS | SSPC | SSPC SP 3 | Power Tool Cleaning | 2018
14957 | 33 51 15 | NATURAL-GAS / LIQUEFIED PETROLEUM GAS DISTRIBUTION PIPELINES | 08/19 | SOCIETY FOR PROTECTIVE COATINGS | SSPC | SSPC SP 6/NACE No.3 | Commercial Blast Cleaning | 2007
14958 | 33 51 15 | NATURAL-GAS / LIQUEFIED PETROLEUM GAS DISTRIBUTION PIPELINES | 08/19 | U.S. NATIONAL ARCHIVES AND RECORDS ADMINISTRATION | NARA | 49 CFR 192 | Transportation of Natural and Other Gas by Pipeline: Minimum Federal Safety Standards
14959 | 33 51 15 | NATURAL-GAS / LIQUEFIED PETROLEUM GAS DISTRIBUTION PIPELINES | 08/19 | U.S. NATIONAL ARCHIVES AND RECORDS ADMINISTRATION | NARA | 49 CFR 192.105 | Design Formula for Steel Pipe
14960 | 33 51 15 | NATURAL-GAS / LIQUEFIED PETROLEUM GAS DISTRIBUTION PIPELINES | 08/19 | U.S. NATIONAL ARCHIVES AND RECORDS ADMINISTRATION | NARA | 49 CFR 192.197 | Control of the Pressure of Gas Delivered from High-Pressure Distribution Systems
14961 | 33 51 15 | NATURAL-GAS / LIQUEFIED PETROLEUM GAS DISTRIBUTION PIPELINES | 08/19 | UNDERWRITERS LABORATORIES | UL | UL 125 | UL Standard for Safety Flow Control Valves for Anhydrous Ammonia and LP-Gas | 2020
14962 | 33 51 15 | NATURAL-GAS / LIQUEFIED PETROLEUM GAS DISTRIBUTION PIPELINES | 08/19 | UNDERWRITERS LABORATORIES | UL | UL 132 | UL Standard for Safety Relief Valves for Anhydrous Ammonia and LP-Gas | 2015; Reprint Jan 2018
14963 | 33 51 15 | NATURAL-GAS / LIQUEFIED PETROLEUM GAS DISTRIBUTION PIPELINES | 08/19 | UNDERWRITERS LABORATORIES | UL | UL 144 | UL Standard for Safety LP-Gas Regulators | 2012; Reprint Nov 2014
14964 | 33 51 15 | NATURAL-GAS / LIQUEFIED PETROLEUM GAS DISTRIBUTION PIPELINES | 08/19 | UNDERWRITERS LABORATORIES | UL | UL 569 | UL Standard for Safety Pigtails and Flexible Hose Connectors for LP-Gas | 2013; Repring Jul 2017
14965 | 33 51 39 | MONITORING WELLS | 08/17 | AMERICAN ASSOCIATION OF STATE HIGHWAY AND TRANSPORTATION OFFICIALS | AASHTO | AASHTO M 306 | Standard Specification for Drainage, Sewer, Utility, and Related Castings | 2010; R 2015
14966 | 33 51 39 | MONITORING WELLS | 08/17 | AMERICAN WATER WORKS ASSOCIATION | AWWA | AWWA 10084 | Standard Methods for the Examination of Water and Wastewater | 2017
14967 | 33 51 39 | MONITORING WELLS | 08/17 | ASTM INTERNATIONAL | ASTM | ASTM A53/A53M | Standard Specification for Pipe, Steel, Black and Hot-Dipped, Zinc-Coated, Welded and Seamless | 2024
14968 | 33 51 39 | MONITORING WELLS | 08/17 | ASTM INTERNATIONAL | ASTM | ASTM A312/A312M | Standard Specification for Seamless, Welded, and Heavily Cold Worked Austenitic Stainless Steel Pipes | 2022a
14969 | 33 51 39 | MONITORING WELLS | 08/17 | ASTM INTERNATIONAL | ASTM | ASTM C117 | Standard Test Method for Materials Finer than 75-um (No. 200) Sieve in Mineral Aggregates by Washing | 2023
14970 | 33 51 39 | MONITORING WELLS | 08/17 | ASTM INTERNATIONAL | ASTM | ASTM C136/C136M | Standard Test Method for Sieve Analysis of Fine and Coarse Aggregates | 2019
14971 | 33 51 39 | MONITORING WELLS | 08/17 | ASTM INTERNATIONAL | ASTM | ASTM C150/C150M | Standard Specification for Portland Cement | 2022
14972 | 33 51 39 | MONITORING WELLS | 08/17 | ASTM INTERNATIONAL | ASTM | ASTM C387/C387M | Standard Specification for Packaged, Dry, Combined Materials for Concrete and High Strength Mortar | 2023
14973 | 33 51 39 | MONITORING WELLS | 08/17 | ASTM INTERNATIONAL | ASTM | ASTM D1452/D1452M | Standard Practice for Soil Exploration and Sampling by Auger Borings | 2016
14974 | 33 51 39 | MONITORING WELLS | 08/17 | ASTM INTERNATIONAL | ASTM | ASTM D1586/D1586M | Standard Test Method for Standard Penetration Test (SPT) and Split-Barrel Sampling of Soils | 2018
14975 | 33 51 39 | MONITORING WELLS | 08/17 | ASTM INTERNATIONAL | ASTM | ASTM D1587/D1587M | Thin-Walled Tube Sampling of Soils for Geotechnical Purposes | 2015
14976 | 33 51 39 | MONITORING WELLS | 08/17 | ASTM INTERNATIONAL | ASTM | ASTM D1785 | Standard Specification for Poly(Vinyl Chloride) (PVC), Plastic Pipe, Schedules 40, 80, and 120 | 2021
14977 | 33 51 39 | MONITORING WELLS | 08/17 | ASTM INTERNATIONAL | ASTM | ASTM D2216 | Standard Test Methods for Laboratory Determination of Water (Moisture) Content of Soil and Rock by Mass | 2019
14978 | 33 51 39 | MONITORING WELLS | 08/17 | ASTM INTERNATIONAL | ASTM | ASTM D2487 | Standard Practice for Classification of Soils for Engineering Purposes (Unified Soil Classification System) | 2017; E 2020
14979 | 33 51 39 | MONITORING WELLS | 08/17 | ASTM INTERNATIONAL | ASTM | ASTM D2488 | Standard Practice for Description and Identification of Soils (Visual-Manual Procedure) | 2017; E 2018
14980 | 33 51 39 | MONITORING WELLS | 08/17 | ASTM INTERNATIONAL | ASTM | ASTM D4318 | Standard Test Methods for Liquid Limit, Plastic Limit, and Plasticity Index of Soils | 2017; E 2018
14981 | 33 51 39 | MONITORING WELLS | 08/17 | ASTM INTERNATIONAL | ASTM | ASTM D4397 | Standard Specification for Polyethylene Sheeting for Construction, Industrial, and Agricultural Applications | 2016
14982 | 33 51 39 | MONITORING WELLS | 08/17 | ASTM INTERNATIONAL | ASTM | ASTM D5088 | Decontamination of Field Equipment Used at Nonradioactive Waste Sites | 2020
14983 | 33 51 39 | MONITORING WELLS | 08/17 | ASTM INTERNATIONAL | ASTM | ASTM D5092 | Standard Practice for Design and Installation of Ground Water Monitoring Wells in Aquifers | 2016
14984 | 33 51 39 | MONITORING WELLS | 08/17 | ASTM INTERNATIONAL | ASTM | ASTM D5521/D5521M | Standard Guide for Development of Ground-Water Monitoring Wells in Granular Aquifers | 2013
14985 | 33 51 39 | MONITORING WELLS | 08/17 | ASTM INTERNATIONAL | ASTM | ASTM D5608 | Decontamination of Field Equipment Used at Low Level Radioactive Waste Sites | 2016
14986 | 33 51 39 | MONITORING WELLS | 08/17 | ASTM INTERNATIONAL | ASTM | ASTM D6725/D6725M | Standard Practice for Direct Push Installation of Prepacked Screen Monitoring Wells in Unconsolidated Aquifers | 2016
14987 | 33 51 39 | MONITORING WELLS | 08/17 | ASTM INTERNATIONAL | ASTM | ASTM F480 | Standard Specification for Thermoplastic Well Casing Pipe and Couplings Made in Standard Dimension Ratios (SDR), SCH 40 and SCH 80 | 2014; R 2022
14988 | 33 51 39 | MONITORING WELLS | 08/17 | ASTM INTERNATIONAL | ASTM | ASTM F883 | Standard Performance Specification for Padlocks | 2013; R 2022
14989 | 33 51 39 | MONITORING WELLS | 08/17 | FORESTRY SUPPLIERS INC. | FSUP | FSUP 77341 | Munsell (R) Soil Color Book | 2009
14990 | 33 51 39 | MONITORING WELLS | 08/17 | GEOLOGICAL SOCIETY OF AMERICA | GeoSA | GSA RCC00100R | Geological Rock Color Chart (Munsell) | 2009
14991 | 33 51 39 | MONITORING WELLS | 08/17 | U.S. ARMY CORPS OF ENGINEERS | USACE | EM 385-1-1 | Safety -- Safety and Occupational Health (SOH) Requirements | 2024
14992 | 33 51 39 | MONITORING WELLS | 08/17 | U.S. ENVIRONMENTAL PROTECTION AGENCY | EPA | EPA 530/F-93/004 | Test Methods for Evaluating Solid Waste (Vol IA, IB, IC, and II) (SW-846) | 1993; Rev O; Updates I, II, IIA, IIB, and III
14993 | 33 51 39 | MONITORING WELLS | 08/17 | U.S. ENVIRONMENTAL PROTECTION AGENCY | EPA | EPA 600-4-89-034 | Handbook of Suggested Practices for the Design and Installation of Groundwater Monitoring Wells | 1990
14994 | 33 51 39 | MONITORING WELLS | 08/17 | U.S. ENVIRONMENTAL PROTECTION AGENCY | EPA | EPA 600/4-79/020 | Methods for Chemical Analysis of Water and Wastes | 1983
14995 | 33 51 39 | MONITORING WELLS | 08/17 | U.S. ENVIRONMENTAL PROTECTION AGENCY | EPA | EPA SW-846 | Test Methods for Evaluating Solid Waste: Physical/Chemical Methods | Third Edition; Update IV
14996 | 33 51 39 | MONITORING WELLS | 08/17 | U.S. NATIONAL ARCHIVES AND RECORDS ADMINISTRATION | NARA | 29 CFR 1910 | Occupational Safety and Health Standards
14997 | 33 51 39 | MONITORING WELLS | 08/17 | U.S. NATIONAL ARCHIVES AND RECORDS ADMINISTRATION | NARA | 49 CFR 172 | Hazardous Materials Table, Special Provisions, Hazardous Materials Communications, Emergency Response Information, and Training Requirements
14998 | 33 51 43 | INSTRUMENTATION AND PERFORMANCE MONITORING OF STRUCTURES | 05/22 | AMERICAN SOCIETY OF MECHANICAL ENGINEERS | ASME | ASME B40.100 | Pressure Gauges and Gauge Attachments | 2022
14999 | 33 51 43 | INSTRUMENTATION AND PERFORMANCE MONITORING OF STRUCTURES | 05/22 | ASTM INTERNATIONAL | ASTM | ASTM D1785 | Standard Specification for Poly(Vinyl Chloride) (PVC), Plastic Pipe, Schedules 40, 80, and 120 | 2021
15000 | 33 51 43 | INSTRUMENTATION AND PERFORMANCE MONITORING OF STRUCTURES | 05/22 | ASTM INTERNATIONAL | ASTM | ASTM D5640 | Standard Guide for Selection of Weirs and Flumes for Open-Channel Flow Measurement of Water | 1995; R 2008
15001 | 33 51 43 | INSTRUMENTATION AND PERFORMANCE MONITORING OF STRUCTURES | 05/22 | ASTM INTERNATIONAL | ASTM | ASTM F480 | Standard Specification for Thermoplastic Well Casing Pipe and Couplings Made in Standard Dimension Ratios (SDR), SCH 40 and SCH 80 | 2014; R 2022
15002 | 33 51 43 | INSTRUMENTATION AND PERFORMANCE MONITORING OF STRUCTURES | 05/22 | NATIONAL FIRE PROTECTION ASSOCIATION | NFPA | NFPA 70 | National Electrical Code | 2023
15003 | 33 51 43 | INSTRUMENTATION AND PERFORMANCE MONITORING OF STRUCTURES | 05/22 | U.S. ARMY CORPS OF ENGINEERS | USACE | EM 1110-1-1002 | Survey Markers and Monumentations | 2012
15004 | 33 51 43 | INSTRUMENTATION AND PERFORMANCE MONITORING OF STRUCTURES | 05/22 | U.S. ARMY CORPS OF ENGINEERS | USACE | EM 1110-2-1908 | Instrumentation of Embankment Dams and Levees | 2020
15005 | 33 51 43 | INSTRUMENTATION AND PERFORMANCE MONITORING OF STRUCTURES | 05/22 | U.S. ARMY CORPS OF ENGINEERS | USACE | ER 1110-1-1807 | Drilling in Earth Embankment Dams and Levees | 2014
15006 | 33 52 10 | FUEL SYSTEMS PIPING (SERVICE STATION) | 11/18, CHG 1: 11/20 | AMERICAN PETROLEUM INSTITUTE | API | API RP 540 | Electrical Installations in Petroleum Processing Plants | 1999; R 2004
15007 | 33 52 10 | FUEL SYSTEMS PIPING (SERVICE STATION) | 11/18, CHG 1: 11/20 | AMERICAN PETROLEUM INSTITUTE | API | API RP 1110 | Recommended Practice for the Pressure Testing of Steel Pipelines for the Transportation of Gas, Petroleum Gas, Hazardous Liquids, Highly Volatile Liquids, or Carbon Dioxide | 2013; R 2018
15008 | 33 52 10 | FUEL SYSTEMS PIPING (SERVICE STATION) | 11/18, CHG 1: 11/20 | AMERICAN PETROLEUM INSTITUTE | API | API RP 2003 | Protection Against Ignitions Arising out of Static, Lightning, and Stray Currents | 2015; 8th Ed
15009 | 33 52 10 | FUEL SYSTEMS PIPING (SERVICE STATION) | 11/18, CHG 1: 11/20 | AMERICAN PETROLEUM INSTITUTE | API | API STD 600 | Steel Gate Valves-Flanged and Butt-welding Ends, Bolted Bonnets | 2015
15010 | 33 52 10 | FUEL SYSTEMS PIPING (SERVICE STATION) | 11/18, CHG 1: 11/20 | AMERICAN PETROLEUM INSTITUTE | API | API STD 608 | Metal Ball Valves - Flanged, Threaded, And Welding End | 2012
15011 | 33 52 10 | FUEL SYSTEMS PIPING (SERVICE STATION) | 11/18, CHG 1: 11/20 | AMERICAN PETROLEUM INSTITUTE | API | API Spec 5L | Line Pipe | 2018; 46th Ed; ERTA 2018
15012 | 33 52 10 | FUEL SYSTEMS PIPING (SERVICE STATION) | 11/18, CHG 1: 11/20 | AMERICAN PETROLEUM INSTITUTE | API | API Spec 6D | Specification for Pipeline and Piping Valves | June 2018, 4th Ed; Errata 1 July 2018; Errata 2 August 2018
15013 | 33 52 10 | FUEL SYSTEMS PIPING (SERVICE STATION) | 11/18, CHG 1: 11/20 | AMERICAN PETROLEUM INSTITUTE | API | API Spec 6FA | Specification for Fire Test for Valves | 1999; R 2006; Errata 2006; Errata 2008; R 2011
15014 | 33 52 10 | FUEL SYSTEMS PIPING (SERVICE STATION) | 11/18, CHG 1: 11/20 | AMERICAN PETROLEUM INSTITUTE | API | API Spec 17J | Specification for Unbonded Flexible Pipe | 2016; Errata 2 2017; ADD 1 2017
15015 | 33 52 10 | FUEL SYSTEMS PIPING (SERVICE STATION) | 11/18, CHG 1: 11/20 | AMERICAN PETROLEUM INSTITUTE | API | API Std 594 | Check Valves: Flanged, Lug, Wafer and Butt-Welding | 2017
15016 | 33 52 10 | FUEL SYSTEMS PIPING (SERVICE STATION) | 11/18, CHG 1: 11/20 | AMERICAN PETROLEUM INSTITUTE | API | API Std 607 | Fire Test for Quarter-turn Valves and Valves Equipped with Non-metallic Seats | 2016
15017 | 33 52 10 | FUEL SYSTEMS PIPING (SERVICE STATION) | 11/18, CHG 1: 11/20 | AMERICAN SOCIETY OF MECHANICAL ENGINEERS | ASME | ASME B1.1 | Unified Inch Screw Threads (UN, UNR, and UNJ Thread Form) | 2024
15018 | 33 52 10 | FUEL SYSTEMS PIPING (SERVICE STATION) | 11/18, CHG 1: 11/20 | AMERICAN SOCIETY OF MECHANICAL ENGINEERS | ASME | ASME B16.3 | Malleable Iron Threaded Fittings, Classes 150 and 300 | 2021
15019 | 33 52 10 | FUEL SYSTEMS PIPING (SERVICE STATION) | 11/18, CHG 1: 11/20 | AMERICAN SOCIETY OF MECHANICAL ENGINEERS | ASME | ASME B16.5 | Pipe Flanges and Flanged Fittings NPS 1/2 Through NPS 24 Metric/Inch Standard | 2020
15020 | 33 52 10 | FUEL SYSTEMS PIPING (SERVICE STATION) | 11/18, CHG 1: 11/20 | AMERICAN SOCIETY OF MECHANICAL ENGINEERS | ASME | ASME B16.9 | Factory-Made Wrought Buttwelding Fittings | 2018
15021 | 33 52 10 | FUEL SYSTEMS PIPING (SERVICE STATION) | 11/18, CHG 1: 11/20 | AMERICAN SOCIETY OF MECHANICAL ENGINEERS | ASME | ASME B16.11 | Forged Fittings, Socket-Welding and Threaded | 2022
15022 | 33 52 10 | FUEL SYSTEMS PIPING (SERVICE STATION) | 11/18, CHG 1: 11/20 | AMERICAN SOCIETY OF MECHANICAL ENGINEERS | ASME | ASME B16.18 | Cast Copper Alloy Solder Joint Pressure Fittings | 2021
15023 | 33 52 10 | FUEL SYSTEMS PIPING (SERVICE STATION) | 11/18, CHG 1: 11/20 | AMERICAN SOCIETY OF MECHANICAL ENGINEERS | ASME | ASME B16.21 | Nonmetallic Flat Gaskets for Pipe Flanges | 2021
15024 | 33 52 10 | FUEL SYSTEMS PIPING (SERVICE STATION) | 11/18, CHG 1: 11/20 | AMERICAN SOCIETY OF MECHANICAL ENGINEERS | ASME | ASME B16.22 | Wrought Copper and Copper Alloy Solder Joint Pressure Fittings | 2021
15025 | 33 52 10 | FUEL SYSTEMS PIPING (SERVICE STATION) | 11/18, CHG 1: 11/20 | AMERICAN SOCIETY OF MECHANICAL ENGINEERS | ASME | ASME B16.26 | Standard for Cast Copper Alloy Fittings for Flared Copper Tubes | 2018
15026 | 33 52 10 | FUEL SYSTEMS PIPING (SERVICE STATION) | 11/18, CHG 1: 11/20 | AMERICAN SOCIETY OF MECHANICAL ENGINEERS | ASME | ASME B16.34 | Valves - Flanged, Threaded and Welding End | 2021
15027 | 33 52 10 | FUEL SYSTEMS PIPING (SERVICE STATION) | 11/18, CHG 1: 11/20 | AMERICAN SOCIETY OF MECHANICAL ENGINEERS | ASME | ASME B16.39 | Standard for Malleable Iron Threaded Pipe Unions; Classes 150, 250, and 300 | 2020
15028 | 33 52 10 | FUEL SYSTEMS PIPING (SERVICE STATION) | 11/18, CHG 1: 11/20 | AMERICAN SOCIETY OF MECHANICAL ENGINEERS | ASME | ASME B18.2.1 | Square, Hex, Heavy Hex, and Askew Head Bolts and Hex, Heavy Hex, Hex Flange, Lobed Head, and Lag Screws (Inch Series) | 2012; R 2021
15029 | 33 52 10 | FUEL SYSTEMS PIPING (SERVICE STATION) | 11/18, CHG 1: 11/20 | AMERICAN SOCIETY OF MECHANICAL ENGINEERS | ASME | ASME B18.2.2 | Nuts for General Applications: Machine Screw Nuts, and Hex, Square, Hex Flange, and Coupling Nuts (Inch Series) | 2022
15030 | 33 52 10 | FUEL SYSTEMS PIPING (SERVICE STATION) | 11/18, CHG 1: 11/20 | AMERICAN SOCIETY OF MECHANICAL ENGINEERS | ASME | ASME B31.3 | Process Piping | 2022; Errata 2023
15031 | 33 52 10 | FUEL SYSTEMS PIPING (SERVICE STATION) | 11/18, CHG 1: 11/20 | AMERICAN SOCIETY OF MECHANICAL ENGINEERS | ASME | ASME B40.200 | Thermometers, Direct Reading and Remote Reading | 2008; R 2013
15032 | 33 52 10 | FUEL SYSTEMS PIPING (SERVICE STATION) | 11/18, CHG 1: 11/20 | AMERICAN SOCIETY OF MECHANICAL ENGINEERS | ASME | ASME BPVC SEC VIII D1 | BPVC Section VIII-Rules for Construction of Pressure Vessels Division 1 | 2019
15033 | 33 52 10 | FUEL SYSTEMS PIPING (SERVICE STATION) | 11/18, CHG 1: 11/20 | AMERICAN WATER WORKS ASSOCIATION | AWWA | AWWA C209 | Cold-Applied Tape Coatings for the Exterior of Special Sections, Connections and Fitting for Steel Water Pipelines | 2019
15034 | 33 52 10 | FUEL SYSTEMS PIPING (SERVICE STATION) | 11/18, CHG 1: 11/20 | AMERICAN WATER WORKS ASSOCIATION | AWWA | AWWA C215 | Extruded Polyolefin Coatings for Steel Water Pipe | 2022
15035 | 33 52 10 | FUEL SYSTEMS PIPING (SERVICE STATION) | 11/18, CHG 1: 11/20 | AMERICAN WATER WORKS ASSOCIATION | AWWA | AWWA C216 | Heat-Shrinkable Cross-Linked Polyolefin Coatings for the Exterior of Special Sections, Connections, and Fittings for Steel Water Pipelines | 2022
15036 | 33 52 10 | FUEL SYSTEMS PIPING (SERVICE STATION) | 11/18, CHG 1: 11/20 | AMERICAN WATER WORKS ASSOCIATION | AWWA | AWWA C217 | Microcrystalline Wax and Petrolatum Tape Coating Systems for Steel Water Pipe and Fittings | 2023
15037 | 33 52 10 | FUEL SYSTEMS PIPING (SERVICE STATION) | 11/18, CHG 1: 11/20 | AMERICAN WELDING SOCIETY | AWS | AWS A5.8/A5.8M | Specification for Filler Metals for Brazing and Braze Welding | 2019
15038 | 33 52 10 | FUEL SYSTEMS PIPING (SERVICE STATION) | 11/18, CHG 1: 11/20 | AMERICAN WELDING SOCIETY | AWS | AWS BRH | Brazing Handbook | 2007; 5th Ed
15039 | 33 52 10 | FUEL SYSTEMS PIPING (SERVICE STATION) | 11/18, CHG 1: 11/20 | ASTM INTERNATIONAL | ASTM | ASTM A36/A36M | Standard Specification for Carbon Structural Steel | 2019
15040 | 33 52 10 | FUEL SYSTEMS PIPING (SERVICE STATION) | 11/18, CHG 1: 11/20 | ASTM INTERNATIONAL | ASTM | ASTM A53/A53M | Standard Specification for Pipe, Steel, Black and Hot-Dipped, Zinc-Coated, Welded and Seamless | 2024
15041 | 33 52 10 | FUEL SYSTEMS PIPING (SERVICE STATION) | 11/18, CHG 1: 11/20 | ASTM INTERNATIONAL | ASTM | ASTM A105/A105M | Standard Specification for Carbon Steel Forgings for Piping Applications | 2023
15042 | 33 52 10 | FUEL SYSTEMS PIPING (SERVICE STATION) | 11/18, CHG 1: 11/20 | ASTM INTERNATIONAL | ASTM | ASTM A182/A182M | Standard Specification for Forged or Rolled Alloy and Stainless Steel Pipe Flanges, Forged Fittings, and Valves and Parts for High-Temperature Service | 2024
15043 | 33 52 10 | FUEL SYSTEMS PIPING (SERVICE STATION) | 11/18, CHG 1: 11/20 | ASTM INTERNATIONAL | ASTM | ASTM A193/A193M | Standard Specification for Alloy-Steel and Stainless Steel Bolting Materials for High-Temperature Service and Other Special Purpose Applications | 2024
15044 | 33 52 10 | FUEL SYSTEMS PIPING (SERVICE STATION) | 11/18, CHG 1: 11/20 | ASTM INTERNATIONAL | ASTM | ASTM A194/A194M | Standard Specification for Carbon Steel, Alloy Steel, and Stainless Steel Nuts for Bolts for High-Pressure or High-Temperature Service, or Both | 2024
15045 | 33 52 10 | FUEL SYSTEMS PIPING (SERVICE STATION) | 11/18, CHG 1: 11/20 | ASTM INTERNATIONAL | ASTM | ASTM A234/A234M | Standard Specification for Piping Fittings of Wrought Carbon Steel and Alloy Steel for Moderate and High Temperature Service | 2024
15046 | 33 52 10 | FUEL SYSTEMS PIPING (SERVICE STATION) | 11/18, CHG 1: 11/20 | ASTM INTERNATIONAL | ASTM | ASTM A240/A240M | Standard Specification for Chromium and Chromium-Nickel Stainless Steel Plate, Sheet, and Strip for Pressure Vessels and for General Applications | 2024
15047 | 33 52 10 | FUEL SYSTEMS PIPING (SERVICE STATION) | 11/18, CHG 1: 11/20 | ASTM INTERNATIONAL | ASTM | ASTM A269/A269M | Standard Specification for Seamless and Welded Austenitic Stainless Steel Tubing for General Service | 2024
15048 | 33 52 10 | FUEL SYSTEMS PIPING (SERVICE STATION) | 11/18, CHG 1: 11/20 | ASTM INTERNATIONAL | ASTM | ASTM A307 | Standard Specification for Carbon Steel Bolts, Studs, and Threaded Rod 60 000 PSI Tensile Strength | 2021
15049 | 33 52 10 | FUEL SYSTEMS PIPING (SERVICE STATION) | 11/18, CHG 1: 11/20 | ASTM INTERNATIONAL | ASTM | ASTM A312/A312M | Standard Specification for Seamless, Welded, and Heavily Cold Worked Austenitic Stainless Steel Pipes | 2022a
15050 | 33 52 10 | FUEL SYSTEMS PIPING (SERVICE STATION) | 11/18, CHG 1: 11/20 | ASTM INTERNATIONAL | ASTM | ASTM A358/A358M | Standard Specification for Electric-Fusion-Welded Austenitic Chromium-Nickel Stainless Steel Pipe for High-Temperature Service and General Applications | 2024
15051 | 33 52 10 | FUEL SYSTEMS PIPING (SERVICE STATION) | 11/18, CHG 1: 11/20 | ASTM INTERNATIONAL | ASTM | ASTM A403/A403M | Standard Specification for Wrought Austenitic Stainless Steel Piping Fittings | 2022b
15052 | 33 52 10 | FUEL SYSTEMS PIPING (SERVICE STATION) | 11/18, CHG 1: 11/20 | ASTM INTERNATIONAL | ASTM | ASTM A563 | Standard Specification for Carbon and Alloy Steel Nuts | 2021; E 2022a
15053 | 33 52 10 | FUEL SYSTEMS PIPING (SERVICE STATION) | 11/18, CHG 1: 11/20 | ASTM INTERNATIONAL | ASTM | ASTM A733 | Standard Specification for Welded and Seamless Carbon Steel and Austenitic Stainless Steel Pipe Nipples | 2016; R 2022
15054 | 33 52 10 | FUEL SYSTEMS PIPING (SERVICE STATION) | 11/18, CHG 1: 11/20 | ASTM INTERNATIONAL | ASTM | ASTM B32 | Standard Specification for Solder Metal | 2020
15055 | 33 52 10 | FUEL SYSTEMS PIPING (SERVICE STATION) | 11/18, CHG 1: 11/20 | ASTM INTERNATIONAL | ASTM | ASTM B62 | Standard Specification for Composition Bronze or Ounce Metal Castings | 2017
15056 | 33 52 10 | FUEL SYSTEMS PIPING (SERVICE STATION) | 11/18, CHG 1: 11/20 | ASTM INTERNATIONAL | ASTM | ASTM B75/B75M | Standard Specification for Seamless Copper Tube | 2020
15057 | 33 52 10 | FUEL SYSTEMS PIPING (SERVICE STATION) | 11/18, CHG 1: 11/20 | ASTM INTERNATIONAL | ASTM | ASTM B88 | Standard Specification for Seamless Copper Water Tube | 2022
15058 | 33 52 10 | FUEL SYSTEMS PIPING (SERVICE STATION) | 11/18, CHG 1: 11/20 | ASTM INTERNATIONAL | ASTM | ASTM B88M | Standard Specification for Seamless Copper Water Tube (Metric) | 2020
15059 | 33 52 10 | FUEL SYSTEMS PIPING (SERVICE STATION) | 11/18, CHG 1: 11/20 | ASTM INTERNATIONAL | ASTM | ASTM B117 | Standard Practice for Operating Salt Spray (Fog) Apparatus | 2019
15060 | 33 52 10 | FUEL SYSTEMS PIPING (SERVICE STATION) | 11/18, CHG 1: 11/20 | ASTM INTERNATIONAL | ASTM | ASTM B247 | Standard Specification for Aluminum and Aluminum-Alloy Die Forgings, Hand Forgings, and Rolled Ring Forgings | 2020
15061 | 33 52 10 | FUEL SYSTEMS PIPING (SERVICE STATION) | 11/18, CHG 1: 11/20 | ASTM INTERNATIONAL | ASTM | ASTM B687 | Standard Specification for Brass, Copper, and Chromium-Plated Pipe Nipples | 1999; R 2023
15062 | 33 52 10 | FUEL SYSTEMS PIPING (SERVICE STATION) | 11/18, CHG 1: 11/20 | ASTM INTERNATIONAL | ASTM | ASTM B813 | Standard Specification for Liquid and Paste Fluxes for Soldering of Copper and Copper Alloy Tube | 2016
15063 | 33 52 10 | FUEL SYSTEMS PIPING (SERVICE STATION) | 11/18, CHG 1: 11/20 | ASTM INTERNATIONAL | ASTM | ASTM D229 | Standard Test Methods for Rigid Sheet and Plate Materials Used for Electrical Insulation | 2019
15064 | 33 52 10 | FUEL SYSTEMS PIPING (SERVICE STATION) | 11/18, CHG 1: 11/20 | ASTM INTERNATIONAL | ASTM | ASTM D3308 | Standard Specification for PTFE Resin Skived Tape | 2012; R 2017
15065 | 33 52 10 | FUEL SYSTEMS PIPING (SERVICE STATION) | 11/18, CHG 1: 11/20 | ASTM INTERNATIONAL | ASTM | ASTM F436 | Hardened Steel Washers | 2011
15066 | 33 52 10 | FUEL SYSTEMS PIPING (SERVICE STATION) | 11/18, CHG 1: 11/20 | ASTM INTERNATIONAL | ASTM | ASTM F844 | Standard Specification for Washers, Steel, Plain (Flat), Unhardened for General Use | 2019; R 2024
15067 | 33 52 10 | FUEL SYSTEMS PIPING (SERVICE STATION) | 11/18, CHG 1: 11/20 | ASTM INTERNATIONAL | ASTM | ASTM F1172 | Standard Specification for Fuel Oil Meters of the Volumetric Positive Displacement Type | 1988; R 2019
15068 | 33 52 10 | FUEL SYSTEMS PIPING (SERVICE STATION) | 11/18, CHG 1: 11/20 | INSTITUTE OF ELECTRICAL AND ELECTRONICS ENGINEERS | IEEE | IEEE 142 | Recommended Practice for Grounding of Industrial and Commercial Power Systems - IEEE Green Book | 2007; Errata 2014
15069 | 33 52 10 | FUEL SYSTEMS PIPING (SERVICE STATION) | 11/18, CHG 1: 11/20 | INSTITUTE OF ELECTRICAL AND ELECTRONICS ENGINEERS | IEEE | IEEE 1100 | Emerald Book IEEE Recommended Practice for Powering and Grounding Electronic Equipment | 2005
15070 | 33 52 10 | FUEL SYSTEMS PIPING (SERVICE STATION) | 11/18, CHG 1: 11/20 | INSTITUTE OF ELECTRICAL AND ELECTRONICS ENGINEERS | IEEE | IEEE C62.41.2 | Recommended Practice on Characterization of Surges in Low-Voltage (1000 V and Less) AC Power Circuits | 2002
15071 | 33 52 10 | FUEL SYSTEMS PIPING (SERVICE STATION) | 11/18, CHG 1: 11/20 | MANUFACTURERS STANDARDIZATION SOCIETY OF THE VALVE AND FITTINGS INDUSTRY | MSS | MSS SP-58 | Pipe Hangers and Supports - Materials, Design and Manufacture, Selection, Application, and Installation | 2018
15072 | 33 52 10 | FUEL SYSTEMS PIPING (SERVICE STATION) | 11/18, CHG 1: 11/20 | NACE INTERNATIONAL | NACE | NACE SP0185 | Extruded Polyolefin Resin Coating Systems with Soft Adhesives for Underground or Submerged Pipe | 2024
15073 | 33 52 10 | FUEL SYSTEMS PIPING (SERVICE STATION) | 11/18, CHG 1: 11/20 | NACE INTERNATIONAL | NACE | NACE SP0188 | Discontinuity (Holiday) Testing of New Protective Coatings on Conductive Substrates | 2024
15074 | 33 52 10 | FUEL SYSTEMS PIPING (SERVICE STATION) | 11/18, CHG 1: 11/20 | NATIONAL FIRE PROTECTION ASSOCIATION | NFPA | NFPA 30 | Flammable and Combustible Liquids Code | 2024
15075 | 33 52 10 | FUEL SYSTEMS PIPING (SERVICE STATION) | 11/18, CHG 1: 11/20 | NATIONAL FIRE PROTECTION ASSOCIATION | NFPA | NFPA 30A | Code for Motor Fuel Dispensing Facilities and Repair Garages | 2024; ERTA 1 2023
15076 | 33 52 10 | FUEL SYSTEMS PIPING (SERVICE STATION) | 11/18, CHG 1: 11/20 | NATIONAL FIRE PROTECTION ASSOCIATION | NFPA | NFPA 70 | National Electrical Code | 2023
15077 | 33 52 10 | FUEL SYSTEMS PIPING (SERVICE STATION) | 11/18, CHG 1: 11/20 | NATIONAL FIRE PROTECTION ASSOCIATION | NFPA | NFPA 77 | Recommended Practice on Static Electricity | 2024; ERTA 1 2023
15078 | 33 52 10 | FUEL SYSTEMS PIPING (SERVICE STATION) | 11/18, CHG 1: 11/20 | NATIONAL FIRE PROTECTION ASSOCIATION | NFPA | NFPA 407 | Standard for Aircraft Fuel Servicing | 2022; TIA 21-1
15079 | 33 52 10 | FUEL SYSTEMS PIPING (SERVICE STATION) | 11/18, CHG 1: 11/20 | NATIONAL FIRE PROTECTION ASSOCIATION | NFPA | NFPA 780 | Standard for the Installation of Lightning Protection Systems | 2023
15080 | 33 52 10 | FUEL SYSTEMS PIPING (SERVICE STATION) | 11/18, CHG 1: 11/20 | SOCIETY FOR PROTECTIVE COATINGS | SSPC | SSPC PA 1 | Shop, Field, and Maintenance Coating of Metals | 2024
15081 | 33 52 10 | FUEL SYSTEMS PIPING (SERVICE STATION) | 11/18, CHG 1: 11/20 | SOCIETY OF AUTOMOTIVE ENGINEERS INTERNATIONAL | SAE | SAE J514 | Hydraulic Tube Fittings | 2012
15082 | 33 52 10 | FUEL SYSTEMS PIPING (SERVICE STATION) | 11/18, CHG 1: 11/20 | U.S. DEPARTMENT OF DEFENSE | DOD | MIL-PRF-13789 | Strainers, Sediment: Pipeline, Basket Type | 1999; Rev E; Notice 1 2008; Notice 2 1016; Notice 3 2021
15083 | 33 52 10 | FUEL SYSTEMS PIPING (SERVICE STATION) | 11/18, CHG 1: 11/20 | UNDERWRITERS LABORATORIES | UL | UL 971 | UL Standard for Safety Nonmetallic Underground Piping for Flammable Liquids | 1995; Reprint Mar 2006
15084 | 33 52 23.15 | POL SERVICE PIPING WELDING | 11/18 | AMERICAN PETROLEUM INSTITUTE | API | API Std 650 | Welded Tanks for Oil Storage | 2013; Errata 1 2013; Addendum 1 2014; Errata 2 2014; Addendum 2 2016; Addendum 3 2018
15085 | 33 52 23.15 | POL SERVICE PIPING WELDING | 11/18 | AMERICAN SOCIETY FOR NONDESTRUCTIVE TESTING | ASNT | ASNT SNT-TC-1A | Recommended Practice for Personnel Qualification and Certification in Nondestructive Testing | 2020
15086 | 33 52 23.15 | POL SERVICE PIPING WELDING | 11/18 | AMERICAN SOCIETY OF MECHANICAL ENGINEERS | ASME | ASME B31.3 | Process Piping | 2022; Errata 2023
15087 | 33 52 23.15 | POL SERVICE PIPING WELDING | 11/18 | AMERICAN SOCIETY OF MECHANICAL ENGINEERS | ASME | ASME BPVC SEC V | BPVC Section V-Nondestructive Examination | 2017
15088 | 33 52 23.15 | POL SERVICE PIPING WELDING | 11/18 | AMERICAN WELDING SOCIETY | AWS | AWS A2.4 | Standard Symbols for Welding, Brazing and Nondestructive Examination | 2012
15089 | 33 52 23.15 | POL SERVICE PIPING WELDING | 11/18 | AMERICAN WELDING SOCIETY | AWS | AWS A3.0M/A3.0 | Standard Welding Terms and Definitions | 2020
15090 | 33 52 23.15 | POL SERVICE PIPING WELDING | 11/18 | AMERICAN WELDING SOCIETY | AWS | AWS A5.1/A5.1M | Specification for Carbon Steel Electrodes for Shielded Metal Arc Welding | 2012
15091 | 33 52 23.15 | POL SERVICE PIPING WELDING | 11/18 | AMERICAN WELDING SOCIETY | AWS | AWS A5.3/A5.3M | Specification for Aluminum and Aluminum-Alloy Electrodes for Shielded Metal Arc Welding | 2023
15092 | 33 52 23.15 | POL SERVICE PIPING WELDING | 11/18 | AMERICAN WELDING SOCIETY | AWS | AWS A5.4/A5.4M | Specification for Stainless Steel Electrodes for Shielded Metal Arc Welding | 2012; R 2022
15093 | 33 52 23.15 | POL SERVICE PIPING WELDING | 11/18 | AMERICAN WELDING SOCIETY | AWS | AWS A5.9/A5.9M | Welding Consumables-Wire Electrodes, Strip Electrodes, Wires, and Rods for Arc Welding of Stainless and Heat Resisting Steels- Classification | 2022
15094 | 33 52 23.15 | POL SERVICE PIPING WELDING | 11/18 | AMERICAN WELDING SOCIETY | AWS | AWS A5.10/A5.10M | Welding Consumables - Wire Electrodes, Wires and Rods for Welding of Aluminum and Aluminum-Alloys - Classification | 2023
15095 | 33 52 23.15 | POL SERVICE PIPING WELDING | 11/18 | AMERICAN WELDING SOCIETY | AWS | AWS A5.18/A5.18M | Specification for Carbon Steel Electrodes and Rods for Gas Shielded Arc Welding | 2023
15096 | 33 52 23.15 | POL SERVICE PIPING WELDING | 11/18 | AMERICAN WELDING SOCIETY | AWS | AWS A5.22/A5.22M | Specification for Stainless Steel Flux Cored and Metal Cored Welding Electrodes and Rods | 2024
15097 | 33 52 23.15 | POL SERVICE PIPING WELDING | 11/18 | AMERICAN WELDING SOCIETY | AWS | AWS A5.32/A5.32M | Welding Consumables-Gases and Gas Mixtures for Fusion Welding and Allied Processess | 2021
15098 | 33 52 23.15 | POL SERVICE PIPING WELDING | 11/18 | AMERICAN WELDING SOCIETY | AWS | AWS C5.5/C5.5M | Recommended Practices for Gas Tungsten Arc Welding | 2003
15099 | 33 52 23.15 | POL SERVICE PIPING WELDING | 11/18 | AMERICAN WELDING SOCIETY | AWS | AWS D1.1/D1.1M | Structural Welding Code - Steel | 2020; Errata 1 2021
15100 | 33 52 23.15 | POL SERVICE PIPING WELDING | 11/18 | AMERICAN WELDING SOCIETY | AWS | AWS D10.4 | Recommended Practices for Welding Austenitic Chromium-Nickel Stainless Steel Piping and Tubing | 1986; R 2000
15101 | 33 52 23.15 | POL SERVICE PIPING WELDING | 11/18 | AMERICAN WELDING SOCIETY | AWS | AWS D10.7/D10.7M | Guide for the Gas Shielded Arc Welding of Aluminum and Aluminum Alloy Pipe | 2008
15102 | 33 52 23.15 | POL SERVICE PIPING WELDING | 11/18 | AMERICAN WELDING SOCIETY | AWS | AWS D10.10/D10.10M | Recommended Practices for Local Heating of Welds in Piping and Tubing | 2021
15103 | 33 52 23.15 | POL SERVICE PIPING WELDING | 11/18 | AMERICAN WELDING SOCIETY | AWS | AWS D10.11M/D10.11 | Guide for Root Pass Welding of Pipe Without Backing | 2007
15104 | 33 52 23.15 | POL SERVICE PIPING WELDING | 11/18 | AMERICAN WELDING SOCIETY | AWS | AWS D10.12M/D10.12 | Guideline for Welding Mild Steel Pipe | 2000
15105 | 33 52 23.15 | POL SERVICE PIPING WELDING | 11/18 | AMERICAN WELDING SOCIETY | AWS | AWS QC1 | Specification for AWS Certification of Welding Inspectors | 2016
15106 | 33 52 23.15 | POL SERVICE PIPING WELDING | 11/18 | AMERICAN WELDING SOCIETY | AWS | AWS WHB-4.9 | Welding Handbook, Volume 4 - Materials and Applications Part 1 | 2010
15107 | 33 52 23.15 | POL SERVICE PIPING WELDING | 11/18 | AMERICAN WELDING SOCIETY | AWS | AWS Z49.1 | Safety in Welding and Cutting and Allied Processes | 2021
15108 | 33 52 23.15 | POL SERVICE PIPING WELDING | 11/18 | ASTM INTERNATIONAL | ASTM | ASTM E2700 | Standard Practice for Contact Ultrasonic Testing of Welds Using Phased Arrays | 2014
15109 | 33 52 40 | FUEL SYSTEMS PIPING (NON-HYDRANT) | 11/18, CHG 2: 11/20 | AMERICAN PETROLEUM INSTITUTE | API | API 570 | Piping Inspection Code: In-Service Inspection, Rating, Repair, and Alteration of Piping Systems | 2016; Addendum 1 2017; Addendum 2 2018; ERTA 1 2018
15110 | 33 52 40 | FUEL SYSTEMS PIPING (NON-HYDRANT) | 11/18, CHG 2: 11/20 | AMERICAN PETROLEUM INSTITUTE | API | API RP 540 | Electrical Installations in Petroleum Processing Plants | 1999; R 2004
15111 | 33 52 40 | FUEL SYSTEMS PIPING (NON-HYDRANT) | 11/18, CHG 2: 11/20 | AMERICAN PETROLEUM INSTITUTE | API | API RP 1110 | Recommended Practice for the Pressure Testing of Steel Pipelines for the Transportation of Gas, Petroleum Gas, Hazardous Liquids, Highly Volatile Liquids, or Carbon Dioxide | 2013; R 2018
15112 | 33 52 40 | FUEL SYSTEMS PIPING (NON-HYDRANT) | 11/18, CHG 2: 11/20 | AMERICAN PETROLEUM INSTITUTE | API | API RP 1595 | Design, Construction, Operation, Maintenance, and Inspection of Aviation Pre-Airfield Storage Terminals | 2012; R 2019; 2nd Ed
15113 | 33 52 40 | FUEL SYSTEMS PIPING (NON-HYDRANT) | 11/18, CHG 2: 11/20 | AMERICAN PETROLEUM INSTITUTE | API | API RP 2003 | Protection Against Ignitions Arising out of Static, Lightning, and Stray Currents | 2015; 8th Ed
15114 | 33 52 40 | FUEL SYSTEMS PIPING (NON-HYDRANT) | 11/18, CHG 2: 11/20 | AMERICAN PETROLEUM INSTITUTE | API | API RP 2009 | Safe Welding, Cutting, and Hot Work Practices in Refineries, Gasoline Plants, and Petrochemical Plants | 2002; R 2007; 7th Ed
15115 | 33 52 40 | FUEL SYSTEMS PIPING (NON-HYDRANT) | 11/18, CHG 2: 11/20 | AMERICAN PETROLEUM INSTITUTE | API | API RP 2200 | Electrical Installations in Petroleum Processing Plants | 1999; R 2004
15116 | 33 52 40 | FUEL SYSTEMS PIPING (NON-HYDRANT) | 11/18, CHG 2: 11/20 | AMERICAN PETROLEUM INSTITUTE | API | API STD 600 | Steel Gate Valves-Flanged and Butt-welding Ends, Bolted Bonnets | 2015
15117 | 33 52 40 | FUEL SYSTEMS PIPING (NON-HYDRANT) | 11/18, CHG 2: 11/20 | AMERICAN PETROLEUM INSTITUTE | API | API STD 608 | Metal Ball Valves - Flanged, Threaded, And Welding End | 2012
15118 | 33 52 40 | FUEL SYSTEMS PIPING (NON-HYDRANT) | 11/18, CHG 2: 11/20 | AMERICAN PETROLEUM INSTITUTE | API | API Spec 5L | Line Pipe | 2018; 46th Ed; ERTA 2018
15119 | 33 52 40 | FUEL SYSTEMS PIPING (NON-HYDRANT) | 11/18, CHG 2: 11/20 | AMERICAN PETROLEUM INSTITUTE | API | API Spec 6D | Specification for Pipeline and Piping Valves | June 2018, 4th Ed; Errata 1 July 2018; Errata 2 August 2018
15120 | 33 52 40 | FUEL SYSTEMS PIPING (NON-HYDRANT) | 11/18, CHG 2: 11/20 | AMERICAN PETROLEUM INSTITUTE | API | API Spec 6FA | Specification for Fire Test for Valves | 1999; R 2006; Errata 2006; Errata 2008; R 2011
15121 | 33 52 40 | FUEL SYSTEMS PIPING (NON-HYDRANT) | 11/18, CHG 2: 11/20 | AMERICAN PETROLEUM INSTITUTE | API | API Spec 17J | Specification for Unbonded Flexible Pipe | 2016; Errata 2 2017; ADD 1 2017
15122 | 33 52 40 | FUEL SYSTEMS PIPING (NON-HYDRANT) | 11/18, CHG 2: 11/20 | AMERICAN PETROLEUM INSTITUTE | API | API Std 594 | Check Valves: Flanged, Lug, Wafer and Butt-Welding | 2017
15123 | 33 52 40 | FUEL SYSTEMS PIPING (NON-HYDRANT) | 11/18, CHG 2: 11/20 | AMERICAN PETROLEUM INSTITUTE | API | API Std 607 | Fire Test for Quarter-turn Valves and Valves Equipped with Non-metallic Seats | 2016
15124 | 33 52 40 | FUEL SYSTEMS PIPING (NON-HYDRANT) | 11/18, CHG 2: 11/20 | AMERICAN PETROLEUM INSTITUTE | API | API Std 609 | Butterfly Valves: Double Flanged, Lug-and-Wafer Type | 2016; ERTA 2017
15125 | 33 52 40 | FUEL SYSTEMS PIPING (NON-HYDRANT) | 11/18, CHG 2: 11/20 | AMERICAN SOCIETY OF MECHANICAL ENGINEERS | ASME | ASME B1.1 | Unified Inch Screw Threads (UN, UNR, and UNJ Thread Form) | 2024
15126 | 33 52 40 | FUEL SYSTEMS PIPING (NON-HYDRANT) | 11/18, CHG 2: 11/20 | AMERICAN SOCIETY OF MECHANICAL ENGINEERS | ASME | ASME B16.5 | Pipe Flanges and Flanged Fittings NPS 1/2 Through NPS 24 Metric/Inch Standard | 2020
15127 | 33 52 40 | FUEL SYSTEMS PIPING (NON-HYDRANT) | 11/18, CHG 2: 11/20 | AMERICAN SOCIETY OF MECHANICAL ENGINEERS | ASME | ASME B16.9 | Factory-Made Wrought Buttwelding Fittings | 2018
15128 | 33 52 40 | FUEL SYSTEMS PIPING (NON-HYDRANT) | 11/18, CHG 2: 11/20 | AMERICAN SOCIETY OF MECHANICAL ENGINEERS | ASME | ASME B16.11 | Forged Fittings, Socket-Welding and Threaded | 2022
15129 | 33 52 40 | FUEL SYSTEMS PIPING (NON-HYDRANT) | 11/18, CHG 2: 11/20 | AMERICAN SOCIETY OF MECHANICAL ENGINEERS | ASME | ASME B16.20 | Metallic Gaskets for Pipe Flanges | 2023
15130 | 33 52 40 | FUEL SYSTEMS PIPING (NON-HYDRANT) | 11/18, CHG 2: 11/20 | AMERICAN SOCIETY OF MECHANICAL ENGINEERS | ASME | ASME B16.21 | Nonmetallic Flat Gaskets for Pipe Flanges | 2021
15131 | 33 52 40 | FUEL SYSTEMS PIPING (NON-HYDRANT) | 11/18, CHG 2: 11/20 | AMERICAN SOCIETY OF MECHANICAL ENGINEERS | ASME | ASME B16.34 | Valves - Flanged, Threaded and Welding End | 2021
15132 | 33 52 40 | FUEL SYSTEMS PIPING (NON-HYDRANT) | 11/18, CHG 2: 11/20 | AMERICAN SOCIETY OF MECHANICAL ENGINEERS | ASME | ASME B18.2.1 | Square, Hex, Heavy Hex, and Askew Head Bolts and Hex, Heavy Hex, Hex Flange, Lobed Head, and Lag Screws (Inch Series) | 2012; R 2021
15133 | 33 52 40 | FUEL SYSTEMS PIPING (NON-HYDRANT) | 11/18, CHG 2: 11/20 | AMERICAN SOCIETY OF MECHANICAL ENGINEERS | ASME | ASME B18.2.2 | Nuts for General Applications: Machine Screw Nuts, and Hex, Square, Hex Flange, and Coupling Nuts (Inch Series) | 2022
15134 | 33 52 40 | FUEL SYSTEMS PIPING (NON-HYDRANT) | 11/18, CHG 2: 11/20 | AMERICAN SOCIETY OF MECHANICAL ENGINEERS | ASME | ASME B31.3 | Process Piping | 2022; Errata 2023
15135 | 33 52 40 | FUEL SYSTEMS PIPING (NON-HYDRANT) | 11/18, CHG 2: 11/20 | AMERICAN SOCIETY OF MECHANICAL ENGINEERS | ASME | ASME BPVC SEC VIII D1 | BPVC Section VIII-Rules for Construction of Pressure Vessels Division 1 | 2019
15136 | 33 52 40 | FUEL SYSTEMS PIPING (NON-HYDRANT) | 11/18, CHG 2: 11/20 | AMERICAN WATER WORKS ASSOCIATION | AWWA | AWWA C210 | Standard for Liquid Epoxy Coating Systems for the Interior and Exterior of Steel Water Pipelines | 2015
15137 | 33 52 40 | FUEL SYSTEMS PIPING (NON-HYDRANT) | 11/18, CHG 2: 11/20 | ASTM INTERNATIONAL | ASTM | ASTM A36/A36M | Standard Specification for Carbon Structural Steel | 2019
15138 | 33 52 40 | FUEL SYSTEMS PIPING (NON-HYDRANT) | 11/18, CHG 2: 11/20 | ASTM INTERNATIONAL | ASTM | ASTM A53/A53M | Standard Specification for Pipe, Steel, Black and Hot-Dipped, Zinc-Coated, Welded and Seamless | 2024
15139 | 33 52 40 | FUEL SYSTEMS PIPING (NON-HYDRANT) | 11/18, CHG 2: 11/20 | ASTM INTERNATIONAL | ASTM | ASTM A105/A105M | Standard Specification for Carbon Steel Forgings for Piping Applications | 2023
15140 | 33 52 40 | FUEL SYSTEMS PIPING (NON-HYDRANT) | 11/18, CHG 2: 11/20 | ASTM INTERNATIONAL | ASTM | ASTM A123/A123M | Standard Specification for Zinc (Hot-Dip Galvanized) Coatings on Iron and Steel Products | 2017
15141 | 33 52 40 | FUEL SYSTEMS PIPING (NON-HYDRANT) | 11/18, CHG 2: 11/20 | ASTM INTERNATIONAL | ASTM | ASTM A153/A153M | Standard Specification for Zinc Coating (Hot-Dip) on Iron and Steel Hardware | 2023
15142 | 33 52 40 | FUEL SYSTEMS PIPING (NON-HYDRANT) | 11/18, CHG 2: 11/20 | ASTM INTERNATIONAL | ASTM | ASTM A182/A182M | Standard Specification for Forged or Rolled Alloy and Stainless Steel Pipe Flanges, Forged Fittings, and Valves and Parts for High-Temperature Service | 2024
15143 | 33 52 40 | FUEL SYSTEMS PIPING (NON-HYDRANT) | 11/18, CHG 2: 11/20 | ASTM INTERNATIONAL | ASTM | ASTM A193/A193M | Standard Specification for Alloy-Steel and Stainless Steel Bolting Materials for High-Temperature Service and Other Special Purpose Applications | 2024
15144 | 33 52 40 | FUEL SYSTEMS PIPING (NON-HYDRANT) | 11/18, CHG 2: 11/20 | ASTM INTERNATIONAL | ASTM | ASTM A194/A194M | Standard Specification for Carbon Steel, Alloy Steel, and Stainless Steel Nuts for Bolts for High-Pressure or High-Temperature Service, or Both | 2024
15145 | 33 52 40 | FUEL SYSTEMS PIPING (NON-HYDRANT) | 11/18, CHG 2: 11/20 | ASTM INTERNATIONAL | ASTM | ASTM A234/A234M | Standard Specification for Piping Fittings of Wrought Carbon Steel and Alloy Steel for Moderate and High Temperature Service | 2024
15146 | 33 52 40 | FUEL SYSTEMS PIPING (NON-HYDRANT) | 11/18, CHG 2: 11/20 | ASTM INTERNATIONAL | ASTM | ASTM A240/A240M | Standard Specification for Chromium and Chromium-Nickel Stainless Steel Plate, Sheet, and Strip for Pressure Vessels and for General Applications | 2024
15147 | 33 52 40 | FUEL SYSTEMS PIPING (NON-HYDRANT) | 11/18, CHG 2: 11/20 | ASTM INTERNATIONAL | ASTM | ASTM A269/A269M | Standard Specification for Seamless and Welded Austenitic Stainless Steel Tubing for General Service | 2024
15148 | 33 52 40 | FUEL SYSTEMS PIPING (NON-HYDRANT) | 11/18, CHG 2: 11/20 | ASTM INTERNATIONAL | ASTM | ASTM A276/A276M | Standard Specification for Stainless Steel Bars and Shapes | 2024
15149 | 33 52 40 | FUEL SYSTEMS PIPING (NON-HYDRANT) | 11/18, CHG 2: 11/20 | ASTM INTERNATIONAL | ASTM | ASTM A312/A312M | Standard Specification for Seamless, Welded, and Heavily Cold Worked Austenitic Stainless Steel Pipes | 2022a
15150 | 33 52 40 | FUEL SYSTEMS PIPING (NON-HYDRANT) | 11/18, CHG 2: 11/20 | ASTM INTERNATIONAL | ASTM | ASTM A358/A358M | Standard Specification for Electric-Fusion-Welded Austenitic Chromium-Nickel Stainless Steel Pipe for High-Temperature Service and General Applications | 2024
15151 | 33 52 40 | FUEL SYSTEMS PIPING (NON-HYDRANT) | 11/18, CHG 2: 11/20 | ASTM INTERNATIONAL | ASTM | ASTM A403/A403M | Standard Specification for Wrought Austenitic Stainless Steel Piping Fittings | 2022b
15152 | 33 52 40 | FUEL SYSTEMS PIPING (NON-HYDRANT) | 11/18, CHG 2: 11/20 | ASTM INTERNATIONAL | ASTM | ASTM A564/A564M | Standard Specification for Hot-Rolled and Cold-Finished Age-Hardening Stainless Steel Bars and Shapes | 2019
15153 | 33 52 40 | FUEL SYSTEMS PIPING (NON-HYDRANT) | 11/18, CHG 2: 11/20 | ASTM INTERNATIONAL | ASTM | ASTM A653/A653M | Standard Specification for Steel Sheet, Zinc-Coated (Galvanized) or Zinc-Iron Alloy-Coated (Galvannealed) by the Hot-Dip Process | 2023
15154 | 33 52 40 | FUEL SYSTEMS PIPING (NON-HYDRANT) | 11/18, CHG 2: 11/20 | ASTM INTERNATIONAL | ASTM | ASTM A924/A924M | Standard Specification for General Requirements for Steel Sheet, Metallic-Coated by the Hot-Dip Process | 2022a
15155 | 33 52 40 | FUEL SYSTEMS PIPING (NON-HYDRANT) | 11/18, CHG 2: 11/20 | ASTM INTERNATIONAL | ASTM | ASTM A961/A961M | Standard Specification for Common Requirements for Steel Flanges, Forged Fittings, Valves, and Parts for Piping Applications | 2024
15156 | 33 52 40 | FUEL SYSTEMS PIPING (NON-HYDRANT) | 11/18, CHG 2: 11/20 | ASTM INTERNATIONAL | ASTM | ASTM B117 | Standard Practice for Operating Salt Spray (Fog) Apparatus | 2019
15157 | 33 52 40 | FUEL SYSTEMS PIPING (NON-HYDRANT) | 11/18, CHG 2: 11/20 | ASTM INTERNATIONAL | ASTM | ASTM B696 | Standard Specification for Coatings of Cadmium Mechanically Deposited | 2000; R 2023
15158 | 33 52 40 | FUEL SYSTEMS PIPING (NON-HYDRANT) | 11/18, CHG 2: 11/20 | ASTM INTERNATIONAL | ASTM | ASTM B766 | Standard Specification for Electrodeposited Coatings of Cadmium | 2023
15159 | 33 52 40 | FUEL SYSTEMS PIPING (NON-HYDRANT) | 11/18, CHG 2: 11/20 | ASTM INTERNATIONAL | ASTM | ASTM D229 | Standard Test Methods for Rigid Sheet and Plate Materials Used for Electrical Insulation | 2019
15160 | 33 52 40 | FUEL SYSTEMS PIPING (NON-HYDRANT) | 11/18, CHG 2: 11/20 | ASTM INTERNATIONAL | ASTM | ASTM D1418 | Standard Practice for Rubber and Rubber Lattices - Nomenclature | 2010; R 2016
15161 | 33 52 40 | FUEL SYSTEMS PIPING (NON-HYDRANT) | 11/18, CHG 2: 11/20 | ASTM INTERNATIONAL | ASTM | ASTM D1655 | Standard Specification for Aviation Turbine Fuels | 2018a
15162 | 33 52 40 | FUEL SYSTEMS PIPING (NON-HYDRANT) | 11/18, CHG 2: 11/20 | ASTM INTERNATIONAL | ASTM | ASTM D3308 | Standard Specification for PTFE Resin Skived Tape | 2012; R 2017
15163 | 33 52 40 | FUEL SYSTEMS PIPING (NON-HYDRANT) | 11/18, CHG 2: 11/20 | ASTM INTERNATIONAL | ASTM | ASTM F336 | Standard Practice for Design and Construction of Nonmetallic Enveloped Gaskets for Corrosive Service | 2002; R 2023
15164 | 33 52 40 | FUEL SYSTEMS PIPING (NON-HYDRANT) | 11/18, CHG 2: 11/20 | ASTM INTERNATIONAL | ASTM | ASTM F436 | Hardened Steel Washers | 2011
15165 | 33 52 40 | FUEL SYSTEMS PIPING (NON-HYDRANT) | 11/18, CHG 2: 11/20 | BRITISH STANDARDS INSTITUTION | BSI | BS EN ISO 10497 | Testing of Valves Fire Type-Testing Requirements | 2022
15166 | 33 52 40 | FUEL SYSTEMS PIPING (NON-HYDRANT) | 11/18, CHG 2: 11/20 | INSTITUTE OF ELECTRICAL AND ELECTRONICS ENGINEERS | IEEE | IEEE 142 | Recommended Practice for Grounding of Industrial and Commercial Power Systems - IEEE Green Book | 2007; Errata 2014
15167 | 33 52 40 | FUEL SYSTEMS PIPING (NON-HYDRANT) | 11/18, CHG 2: 11/20 | INSTITUTE OF ELECTRICAL AND ELECTRONICS ENGINEERS | IEEE | IEEE 1100 | Emerald Book IEEE Recommended Practice for Powering and Grounding Electronic Equipment | 2005
15168 | 33 52 40 | FUEL SYSTEMS PIPING (NON-HYDRANT) | 11/18, CHG 2: 11/20 | INSTITUTE OF ELECTRICAL AND ELECTRONICS ENGINEERS | IEEE | IEEE C62.41.2 | Recommended Practice on Characterization of Surges in Low-Voltage (1000 V and Less) AC Power Circuits | 2002
15169 | 33 52 40 | FUEL SYSTEMS PIPING (NON-HYDRANT) | 11/18, CHG 2: 11/20 | INTERNATIONAL ORGANIZATION FOR STANDARDIZATION | ISO | ISO 1629 | Rubber and Latices - Nomenclature | 2013
15170 | 33 52 40 | FUEL SYSTEMS PIPING (NON-HYDRANT) | 11/18, CHG 2: 11/20 | MANUFACTURERS STANDARDIZATION SOCIETY OF THE VALVE AND FITTINGS INDUSTRY | MSS | MSS SP-58 | Pipe Hangers and Supports - Materials, Design and Manufacture, Selection, Application, and Installation | 2018
15171 | 33 52 40 | FUEL SYSTEMS PIPING (NON-HYDRANT) | 11/18, CHG 2: 11/20 | NACE INTERNATIONAL | NACE | NACE SP0188 | Discontinuity (Holiday) Testing of New Protective Coatings on Conductive Substrates | 2024
15172 | 33 52 40 | FUEL SYSTEMS PIPING (NON-HYDRANT) | 11/18, CHG 2: 11/20 | NATIONAL FIRE PROTECTION ASSOCIATION | NFPA | NFPA 30 | Flammable and Combustible Liquids Code | 2024
15173 | 33 52 40 | FUEL SYSTEMS PIPING (NON-HYDRANT) | 11/18, CHG 2: 11/20 | NATIONAL FIRE PROTECTION ASSOCIATION | NFPA | NFPA 70 | National Electrical Code | 2023
15174 | 33 52 40 | FUEL SYSTEMS PIPING (NON-HYDRANT) | 11/18, CHG 2: 11/20 | NATIONAL FIRE PROTECTION ASSOCIATION | NFPA | NFPA 77 | Recommended Practice on Static Electricity | 2024; ERTA 1 2023
15175 | 33 52 40 | FUEL SYSTEMS PIPING (NON-HYDRANT) | 11/18, CHG 2: 11/20 | NATIONAL FIRE PROTECTION ASSOCIATION | NFPA | NFPA 407 | Standard for Aircraft Fuel Servicing | 2022; TIA 21-1
15176 | 33 52 40 | FUEL SYSTEMS PIPING (NON-HYDRANT) | 11/18, CHG 2: 11/20 | NATIONAL FIRE PROTECTION ASSOCIATION | NFPA | NFPA 780 | Standard for the Installation of Lightning Protection Systems | 2023
15177 | 33 52 40 | FUEL SYSTEMS PIPING (NON-HYDRANT) | 11/18, CHG 2: 11/20 | SOCIETY FOR PROTECTIVE COATINGS | SSPC | SSPC SP 5/NACE No. 1 | White Metal Blast Cleaning | 2007
15178 | 33 52 40 | FUEL SYSTEMS PIPING (NON-HYDRANT) | 11/18, CHG 2: 11/20 | SOCIETY OF AUTOMOTIVE ENGINEERS INTERNATIONAL | SAE | SAE AMS3275 | Sheet, Acrylonitrile Butadiene (NBR) Rubber and Non-Asbestos Fiber Fuel and Oil Resistant | 2009; Rev C
15179 | 33 52 40 | FUEL SYSTEMS PIPING (NON-HYDRANT) | 11/18, CHG 2: 11/20 | SOCIETY OF AUTOMOTIVE ENGINEERS INTERNATIONAL | SAE | SAE J514 | Hydraulic Tube Fittings | 2012
15180 | 33 52 40 | FUEL SYSTEMS PIPING (NON-HYDRANT) | 11/18, CHG 2: 11/20 | U.S. DEPARTMENT OF DEFENSE | DOD | MIL-DTL-5624 | Turbine Fuel, Aviation, Grades JP-4 and JP-5 | 2024; Rev X
15181 | 33 52 40 | FUEL SYSTEMS PIPING (NON-HYDRANT) | 11/18, CHG 2: 11/20 | U.S. DEPARTMENT OF DEFENSE | DOD | MIL-PRF-4556 | Coating Kit, Epoxy, for Interior of Steel Fuel Tanks | 1998; Rev F; Am 1 1999; CANC Notice 1 2011
15182 | 33 52 40 | FUEL SYSTEMS PIPING (NON-HYDRANT) | 11/18, CHG 2: 11/20 | U.S. DEPARTMENT OF DEFENSE | DOD | MIL-PRF-13789 | Strainers, Sediment: Pipeline, Basket Type | 1999; Rev E; Notice 1 2008; Notice 2 1016; Notice 3 2021
15183 | 33 52 40 | FUEL SYSTEMS PIPING (NON-HYDRANT) | 11/18, CHG 2: 11/20 | U.S. DEPARTMENT OF DEFENSE | DOD | MIL-STD-161 | Identification Methods for Bulk Petroleum Products Systems Including Hydrocarbon Missile Fuels | 2005; Rev G; Notice 1 2010
15184 | 33 52 40 | FUEL SYSTEMS PIPING (NON-HYDRANT) | 11/18, CHG 2: 11/20 | U.S. DEPARTMENT OF DEFENSE | DOD | MIL-STD-3004-1 | Quality Assurance for Bulk Fuels, Lubricants and Related Products | 2018
15185 | 33 52 43.11 | AVIATION FUEL MECHANICAL EQUIPMENT | 08/18 | AMERICAN PETROLEUM INSTITUTE | API | API RP 1615 | Installation of Underground Petroleum Storage Systems | 2011
15186 | 33 52 43.11 | AVIATION FUEL MECHANICAL EQUIPMENT | 08/18 | AMERICAN SOCIETY OF MECHANICAL ENGINEERS | ASME | ASME B16.5 | Pipe Flanges and Flanged Fittings NPS 1/2 Through NPS 24 Metric/Inch Standard | 2020
15187 | 33 52 43.11 | AVIATION FUEL MECHANICAL EQUIPMENT | 08/18 | AMERICAN SOCIETY OF MECHANICAL ENGINEERS | ASME | ASME B40.100 | Pressure Gauges and Gauge Attachments | 2022
15188 | 33 52 43.11 | AVIATION FUEL MECHANICAL EQUIPMENT | 08/18 | AMERICAN SOCIETY OF MECHANICAL ENGINEERS | ASME | ASME BPVC SEC VIII D1 | BPVC Section VIII-Rules for Construction of Pressure Vessels Division 1 | 2019
15189 | 33 52 43.11 | AVIATION FUEL MECHANICAL EQUIPMENT | 08/18 | ASTM INTERNATIONAL | ASTM | ASTM C827/C827M | Standard Test Method for Change in Height at Early Ages of Cylindrical Specimens of Cementitious Mixtures | 2023
15190 | 33 52 43.11 | AVIATION FUEL MECHANICAL EQUIPMENT | 08/18 | ASTM INTERNATIONAL | ASTM | ASTM D1655 | Standard Specification for Aviation Turbine Fuels | 2018a
15191 | 33 52 43.11 | AVIATION FUEL MECHANICAL EQUIPMENT | 08/18 | NATIONAL FIRE PROTECTION ASSOCIATION | NFPA | NFPA 30 | Flammable and Combustible Liquids Code | 2024
15192 | 33 52 43.11 | AVIATION FUEL MECHANICAL EQUIPMENT | 08/18 | NATIONAL FIRE PROTECTION ASSOCIATION | NFPA | NFPA 70 | National Electrical Code | 2023
15193 | 33 52 43.11 | AVIATION FUEL MECHANICAL EQUIPMENT | 08/18 | SOCIETY OF AUTOMOTIVE ENGINEERS INTERNATIONAL | SAE | SAE AMS3275 | Sheet, Acrylonitrile Butadiene (NBR) Rubber and Non-Asbestos Fiber Fuel and Oil Resistant | 2009; Rev C
15194 | 33 52 43.11 | AVIATION FUEL MECHANICAL EQUIPMENT | 08/18 | STEEL TANK INSTITUTE | STI | STI 010-50-1000 | Specification and Manual for External Corrosion Protection of Underground Steel Storage Tanks | 2011
15195 | 33 52 43.11 | AVIATION FUEL MECHANICAL EQUIPMENT | 08/18 | U.S. DEPARTMENT OF DEFENSE | DOD | MIL-DTL-5624 | Turbine Fuel, Aviation, Grades JP-4 and JP-5 | 2024; Rev X
15196 | 33 52 43.11 | AVIATION FUEL MECHANICAL EQUIPMENT | 08/18 | U.S. DEPARTMENT OF DEFENSE | DOD | MIL-DTL-83413 | Connectors and Assemblies, Electrical, Aircraft Grounding, General Specification for | 2012; Rev C; AMD 1 2017; AMD 2 2019
15197 | 33 52 43.11 | AVIATION FUEL MECHANICAL EQUIPMENT | 08/18 | U.S. DEPARTMENT OF DEFENSE | DOD | MIL-DTL-83413/4 | Connectors and Assemblies, Electrical, Aircraft Grounding: Plugs, for Types I and II Grounding Assemblies | 2019; Rev E; AMD 2 2019; Notice 1 2024
15198 | 33 52 43.11 | AVIATION FUEL MECHANICAL EQUIPMENT | 08/18 | U.S. DEPARTMENT OF DEFENSE | DOD | MIL-DTL-83413/7 | Connectors and Assemblies, Electrical, Aircraft Grounding: Clamp Connector for Types I and III Grounding Assemblies, Clip, Electrical | 2018; Rev F; AMD 1 2018; Notice 1
15199 | 33 52 43.11 | AVIATION FUEL MECHANICAL EQUIPMENT | 08/18 | U.S. DEPARTMENT OF DEFENSE | DOD | MIL-PRF-4556 | Coating Kit, Epoxy, for Interior of Steel Fuel Tanks | 1998; Rev F; Am 1 1999; CANC Notice 1 2011
15200 | 33 52 43.11 | AVIATION FUEL MECHANICAL EQUIPMENT | 08/18 | U.S. DEPARTMENT OF DEFENSE | DOD | MIL-STD-130 | Identification Marking of U.S. Military Property | 2007; Rev N; Change 1 2012
15201 | 33 52 43.11 | AVIATION FUEL MECHANICAL EQUIPMENT | 08/18 | U.S. DEPARTMENT OF DEFENSE | DOD | MIL-STD-161 | Identification Methods for Bulk Petroleum Products Systems Including Hydrocarbon Missile Fuels | 2005; Rev G; Notice 1 2010
15202 | 33 52 43.11 | AVIATION FUEL MECHANICAL EQUIPMENT | 08/18 | U.S. GENERAL SERVICES ADMINISTRATION | GSA | CID A-A-50696 | Reels, Static Discharge, Grounding, 50 and 75 Foot Cable Lengths | 2016; Rev D
15203 | 33 52 43.11 | AVIATION FUEL MECHANICAL EQUIPMENT | 08/18 | U.S. NATIONAL ARCHIVES AND RECORDS ADMINISTRATION | NARA | 29 CFR 1910 | Occupational Safety and Health Standards
15204 | 33 52 43.11 | AVIATION FUEL MECHANICAL EQUIPMENT | 08/18 | U.S. NATIONAL ARCHIVES AND RECORDS ADMINISTRATION | NARA | 40 CFR 280 | Technical Standards and Corrective Action Requirements for Owners and Operators of Underground Storage Tanks (UST)
15205 | 33 52 43.11 | AVIATION FUEL MECHANICAL EQUIPMENT | 08/18 | UNDERWRITERS LABORATORIES | UL | UL 58 | UL Standard for Safety Steel Underground Tanks for Flammable and Combustible Liquids | 2018
15206 | 33 52 43.11 | AVIATION FUEL MECHANICAL EQUIPMENT | 08/18 | UNDERWRITERS LABORATORIES | UL | UL 142 | UL Standard for Safety Steel Aboveground Tanks for Flammable and Combustible Liquids | 2006; Reprint Jan 2021
15207 | 33 52 43.11 | AVIATION FUEL MECHANICAL EQUIPMENT | 08/18 | UNDERWRITERS LABORATORIES | UL | UL 2085 | Protected Aboveground Tanks for Flammable and Combustible Liquids | 1997; Reprint Sep 2010
15208 | 33 52 43.12 | AVIATION FUEL PANTOGRAPHS | 08/18 | AMERICAN SOCIETY OF MECHANICAL ENGINEERS | ASME | ASME B16.5 | Pipe Flanges and Flanged Fittings NPS 1/2 Through NPS 24 Metric/Inch Standard | 2020
15209 | 33 52 43.12 | AVIATION FUEL PANTOGRAPHS | 08/18 | AMERICAN SOCIETY OF MECHANICAL ENGINEERS | ASME | ASME B40.100 | Pressure Gauges and Gauge Attachments | 2022
15210 | 33 52 43.12 | AVIATION FUEL PANTOGRAPHS | 08/18 | ASTM INTERNATIONAL | ASTM | ASTM A36/A36M | Standard Specification for Carbon Structural Steel | 2019
15211 | 33 52 43.12 | AVIATION FUEL PANTOGRAPHS | 08/18 | ASTM INTERNATIONAL | ASTM | ASTM A312/A312M | Standard Specification for Seamless, Welded, and Heavily Cold Worked Austenitic Stainless Steel Pipes | 2022a
15212 | 33 52 43.12 | AVIATION FUEL PANTOGRAPHS | 08/18 | ENERGY INSTITUTE | EI | EI 1529 | Aviation Fueling Hose and Hose Assemblies | 2014; 7th Ed
15213 | 33 52 43.12 | AVIATION FUEL PANTOGRAPHS | 08/18 | ENERGY INSTITUTE | EI | EI 1584 | Four-Inch Hydrant System Components and Arrangements | 2017; 4th Ed
15214 | 33 52 43.12 | AVIATION FUEL PANTOGRAPHS | 08/18 | SOCIETY OF AUTOMOTIVE ENGINEERS INTERNATIONAL | SAE | SAE AS5877 | Detailed Specification for Aircraft Pressure Refueling Nozzle | 2016; Rev B
15215 | 33 52 43.12 | AVIATION FUEL PANTOGRAPHS | 08/18 | SOCIETY OF AUTOMOTIVE ENGINEERS INTERNATIONAL | SAE | SAE J517 | Hydraulic Hose | 2020
15216 | 33 52 43.12 | AVIATION FUEL PANTOGRAPHS | 08/18 | U.S. AIR FORCE | USAF | AFI 91-202 | US Air Force Mishap Prevention Program | 2020
15217 | 33 52 43.12 | AVIATION FUEL PANTOGRAPHS | 08/18 | U.S. DEPARTMENT OF DEFENSE | DOD | MIL-C-83260 | Coupler, Hydrant Valve GRU-16/e | 1972; Rev A; Notice 1 1996
15218 | 33 52 43.12 | AVIATION FUEL PANTOGRAPHS | 08/18 | U.S. DEPARTMENT OF DEFENSE | DOD | MIL-DTL-24788 | Coupling Assembly, Semi-Dry-Break, Quick-Disconnect Fuel With or Without Continuity Switch | 2017; Rev B; Notice 1 2023
15219 | 33 52 43.12 | AVIATION FUEL PANTOGRAPHS | 08/18 | U.S. GENERAL SERVICES ADMINISTRATION | GSA | CID A-A-50696 | Reels, Static Discharge, Grounding, 50 and 75 Foot Cable Lengths | 2016; Rev D
15220 | 33 52 43.13 | AVIATION FUEL PIPING | 08/18, CHG 1: 02/21 | AMERICAN PETROLEUM INSTITUTE | API | API RP 1110 | Recommended Practice for the Pressure Testing of Steel Pipelines for the Transportation of Gas, Petroleum Gas, Hazardous Liquids, Highly Volatile Liquids, or Carbon Dioxide | 2013; R 2018
15221 | 33 52 43.13 | AVIATION FUEL PIPING | 08/18, CHG 1: 02/21 | AMERICAN PETROLEUM INSTITUTE | API | API STD 600 | Steel Gate Valves-Flanged and Butt-welding Ends, Bolted Bonnets | 2015
15222 | 33 52 43.13 | AVIATION FUEL PIPING | 08/18, CHG 1: 02/21 | AMERICAN PETROLEUM INSTITUTE | API | API STD 608 | Metal Ball Valves - Flanged, Threaded, And Welding End | 2012
15223 | 33 52 43.13 | AVIATION FUEL PIPING | 08/18, CHG 1: 02/21 | AMERICAN PETROLEUM INSTITUTE | API | API Spec 5L | Line Pipe | 2018; 46th Ed; ERTA 2018
15224 | 33 52 43.13 | AVIATION FUEL PIPING | 08/18, CHG 1: 02/21 | AMERICAN PETROLEUM INSTITUTE | API | API Spec 6D | Specification for Pipeline and Piping Valves | June 2018, 4th Ed; Errata 1 July 2018; Errata 2 August 2018
15225 | 33 52 43.13 | AVIATION FUEL PIPING | 08/18, CHG 1: 02/21 | AMERICAN PETROLEUM INSTITUTE | API | API Spec 6FA | Specification for Fire Test for Valves | 1999; R 2006; Errata 2006; Errata 2008; R 2011
15226 | 33 52 43.13 | AVIATION FUEL PIPING | 08/18, CHG 1: 02/21 | AMERICAN PETROLEUM INSTITUTE | API | API Std 594 | Check Valves: Flanged, Lug, Wafer and Butt-Welding | 2017
15227 | 33 52 43.13 | AVIATION FUEL PIPING | 08/18, CHG 1: 02/21 | AMERICAN PETROLEUM INSTITUTE | API | API Std 607 | Fire Test for Quarter-turn Valves and Valves Equipped with Non-metallic Seats | 2016
15228 | 33 52 43.13 | AVIATION FUEL PIPING | 08/18, CHG 1: 02/21 | AMERICAN PETROLEUM INSTITUTE | API | API Std 609 | Butterfly Valves: Double Flanged, Lug-and-Wafer Type | 2016; ERTA 2017
15229 | 33 52 43.13 | AVIATION FUEL PIPING | 08/18, CHG 1: 02/21 | AMERICAN SOCIETY OF MECHANICAL ENGINEERS | ASME | ASME B1.1 | Unified Inch Screw Threads (UN, UNR, and UNJ Thread Form) | 2024
15230 | 33 52 43.13 | AVIATION FUEL PIPING | 08/18, CHG 1: 02/21 | AMERICAN SOCIETY OF MECHANICAL ENGINEERS | ASME | ASME B16.5 | Pipe Flanges and Flanged Fittings NPS 1/2 Through NPS 24 Metric/Inch Standard | 2020
15231 | 33 52 43.13 | AVIATION FUEL PIPING | 08/18, CHG 1: 02/21 | AMERICAN SOCIETY OF MECHANICAL ENGINEERS | ASME | ASME B16.9 | Factory-Made Wrought Buttwelding Fittings | 2018
15232 | 33 52 43.13 | AVIATION FUEL PIPING | 08/18, CHG 1: 02/21 | AMERICAN SOCIETY OF MECHANICAL ENGINEERS | ASME | ASME B16.11 | Forged Fittings, Socket-Welding and Threaded | 2022
15233 | 33 52 43.13 | AVIATION FUEL PIPING | 08/18, CHG 1: 02/21 | AMERICAN SOCIETY OF MECHANICAL ENGINEERS | ASME | ASME B16.21 | Nonmetallic Flat Gaskets for Pipe Flanges | 2021
15234 | 33 52 43.13 | AVIATION FUEL PIPING | 08/18, CHG 1: 02/21 | AMERICAN SOCIETY OF MECHANICAL ENGINEERS | ASME | ASME B16.34 | Valves - Flanged, Threaded and Welding End | 2021
15235 | 33 52 43.13 | AVIATION FUEL PIPING | 08/18, CHG 1: 02/21 | AMERICAN SOCIETY OF MECHANICAL ENGINEERS | ASME | ASME B18.2.1 | Square, Hex, Heavy Hex, and Askew Head Bolts and Hex, Heavy Hex, Hex Flange, Lobed Head, and Lag Screws (Inch Series) | 2012; R 2021
15236 | 33 52 43.13 | AVIATION FUEL PIPING | 08/18, CHG 1: 02/21 | AMERICAN SOCIETY OF MECHANICAL ENGINEERS | ASME | ASME B18.2.2 | Nuts for General Applications: Machine Screw Nuts, and Hex, Square, Hex Flange, and Coupling Nuts (Inch Series) | 2022
15237 | 33 52 43.13 | AVIATION FUEL PIPING | 08/18, CHG 1: 02/21 | AMERICAN SOCIETY OF MECHANICAL ENGINEERS | ASME | ASME B31.3 | Process Piping | 2022; Errata 2023
15238 | 33 52 43.13 | AVIATION FUEL PIPING | 08/18, CHG 1: 02/21 | AMERICAN SOCIETY OF MECHANICAL ENGINEERS | ASME | ASME BPVC SEC VIII D1 | BPVC Section VIII-Rules for Construction of Pressure Vessels Division 1 | 2019
15239 | 33 52 43.13 | AVIATION FUEL PIPING | 08/18, CHG 1: 02/21 | AMERICAN WATER WORKS ASSOCIATION | AWWA | AWWA C209 | Cold-Applied Tape Coatings for the Exterior of Special Sections, Connections and Fitting for Steel Water Pipelines | 2019
15240 | 33 52 43.13 | AVIATION FUEL PIPING | 08/18, CHG 1: 02/21 | AMERICAN WATER WORKS ASSOCIATION | AWWA | AWWA C215 | Extruded Polyolefin Coatings for Steel Water Pipe | 2022
15241 | 33 52 43.13 | AVIATION FUEL PIPING | 08/18, CHG 1: 02/21 | AMERICAN WELDING SOCIETY | AWS | AWS A5.1/A5.1M | Specification for Carbon Steel Electrodes for Shielded Metal Arc Welding | 2012
15242 | 33 52 43.13 | AVIATION FUEL PIPING | 08/18, CHG 1: 02/21 | AMERICAN WELDING SOCIETY | AWS | AWS A5.5/A5.5M | Specification for Low-Alloy Steel Electrodes for Shielded Metal Arc Welding | 2022
15243 | 33 52 43.13 | AVIATION FUEL PIPING | 08/18, CHG 1: 02/21 | AMERICAN WELDING SOCIETY | AWS | AWS A5.9/A5.9M | Welding Consumables-Wire Electrodes, Strip Electrodes, Wires, and Rods for Arc Welding of Stainless and Heat Resisting Steels- Classification | 2022
15244 | 33 52 43.13 | AVIATION FUEL PIPING | 08/18, CHG 1: 02/21 | ASTM INTERNATIONAL | ASTM | ASTM A53/A53M | Standard Specification for Pipe, Steel, Black and Hot-Dipped, Zinc-Coated, Welded and Seamless | 2024
15245 | 33 52 43.13 | AVIATION FUEL PIPING | 08/18, CHG 1: 02/21 | ASTM INTERNATIONAL | ASTM | ASTM A105/A105M | Standard Specification for Carbon Steel Forgings for Piping Applications | 2023
15246 | 33 52 43.13 | AVIATION FUEL PIPING | 08/18, CHG 1: 02/21 | ASTM INTERNATIONAL | ASTM | ASTM A182/A182M | Standard Specification for Forged or Rolled Alloy and Stainless Steel Pipe Flanges, Forged Fittings, and Valves and Parts for High-Temperature Service | 2024
15247 | 33 52 43.13 | AVIATION FUEL PIPING | 08/18, CHG 1: 02/21 | ASTM INTERNATIONAL | ASTM | ASTM A193/A193M | Standard Specification for Alloy-Steel and Stainless Steel Bolting Materials for High-Temperature Service and Other Special Purpose Applications | 2024
15248 | 33 52 43.13 | AVIATION FUEL PIPING | 08/18, CHG 1: 02/21 | ASTM INTERNATIONAL | ASTM | ASTM A194/A194M | Standard Specification for Carbon Steel, Alloy Steel, and Stainless Steel Nuts for Bolts for High-Pressure or High-Temperature Service, or Both | 2024
15249 | 33 52 43.13 | AVIATION FUEL PIPING | 08/18, CHG 1: 02/21 | ASTM INTERNATIONAL | ASTM | ASTM A234/A234M | Standard Specification for Piping Fittings of Wrought Carbon Steel and Alloy Steel for Moderate and High Temperature Service | 2024
15250 | 33 52 43.13 | AVIATION FUEL PIPING | 08/18, CHG 1: 02/21 | ASTM INTERNATIONAL | ASTM | ASTM A269/A269M | Standard Specification for Seamless and Welded Austenitic Stainless Steel Tubing for General Service | 2024
15251 | 33 52 43.13 | AVIATION FUEL PIPING | 08/18, CHG 1: 02/21 | ASTM INTERNATIONAL | ASTM | ASTM A276/A276M | Standard Specification for Stainless Steel Bars and Shapes | 2024
15252 | 33 52 43.13 | AVIATION FUEL PIPING | 08/18, CHG 1: 02/21 | ASTM INTERNATIONAL | ASTM | ASTM A312/A312M | Standard Specification for Seamless, Welded, and Heavily Cold Worked Austenitic Stainless Steel Pipes | 2022a
15253 | 33 52 43.13 | AVIATION FUEL PIPING | 08/18, CHG 1: 02/21 | ASTM INTERNATIONAL | ASTM | ASTM A358/A358M | Standard Specification for Electric-Fusion-Welded Austenitic Chromium-Nickel Stainless Steel Pipe for High-Temperature Service and General Applications | 2024
15254 | 33 52 43.13 | AVIATION FUEL PIPING | 08/18, CHG 1: 02/21 | ASTM INTERNATIONAL | ASTM | ASTM A403/A403M | Standard Specification for Wrought Austenitic Stainless Steel Piping Fittings | 2022b
15255 | 33 52 43.13 | AVIATION FUEL PIPING | 08/18, CHG 1: 02/21 | ASTM INTERNATIONAL | ASTM | ASTM A564/A564M | Standard Specification for Hot-Rolled and Cold-Finished Age-Hardening Stainless Steel Bars and Shapes | 2019
15256 | 33 52 43.13 | AVIATION FUEL PIPING | 08/18, CHG 1: 02/21 | ASTM INTERNATIONAL | ASTM | ASTM A960/A960M | Standard Specification for Common Requirements for Wrought Steel Pipe Fittings | 2018a
15257 | 33 52 43.13 | AVIATION FUEL PIPING | 08/18, CHG 1: 02/21 | ASTM INTERNATIONAL | ASTM | ASTM A961/A961M | Standard Specification for Common Requirements for Steel Flanges, Forged Fittings, Valves, and Parts for Piping Applications | 2024
15258 | 33 52 43.13 | AVIATION FUEL PIPING | 08/18, CHG 1: 02/21 | ASTM INTERNATIONAL | ASTM | ASTM D229 | Standard Test Methods for Rigid Sheet and Plate Materials Used for Electrical Insulation | 2019
15259 | 33 52 43.13 | AVIATION FUEL PIPING | 08/18, CHG 1: 02/21 | ASTM INTERNATIONAL | ASTM | ASTM F436 | Hardened Steel Washers | 2011
15260 | 33 52 43.13 | AVIATION FUEL PIPING | 08/18, CHG 1: 02/21 | BRITISH STANDARDS INSTITUTION | BSI | BS EN ISO 10497 | Testing of Valves Fire Type-Testing Requirements | 2022
15261 | 33 52 43.13 | AVIATION FUEL PIPING | 08/18, CHG 1: 02/21 | ENERGY INSTITUTE | EI | EI 1529 | Aviation Fueling Hose and Hose Assemblies | 2014; 7th Ed
15262 | 33 52 43.13 | AVIATION FUEL PIPING | 08/18, CHG 1: 02/21 | INSTITUTE OF ELECTRICAL AND ELECTRONICS ENGINEERS | IEEE | IEEE C62.41 | Recommended Practice on Surge Voltages in Low-Voltage AC Power Circuits | 1991; R 1995
15263 | 33 52 43.13 | AVIATION FUEL PIPING | 08/18, CHG 1: 02/21 | MANUFACTURERS STANDARDIZATION SOCIETY OF THE VALVE AND FITTINGS INDUSTRY | MSS | MSS SP-58 | Pipe Hangers and Supports - Materials, Design and Manufacture, Selection, Application, and Installation | 2018
15264 | 33 52 43.13 | AVIATION FUEL PIPING | 08/18, CHG 1: 02/21 | NATIONAL FIRE PROTECTION ASSOCIATION | NFPA | NFPA 30 | Flammable and Combustible Liquids Code | 2024
15265 | 33 52 43.13 | AVIATION FUEL PIPING | 08/18, CHG 1: 02/21 | SOCIETY FOR PROTECTIVE COATINGS | SSPC | SSPC SP 1 | Solvent Cleaning | 2015
15266 | 33 52 43.13 | AVIATION FUEL PIPING | 08/18, CHG 1: 02/21 | SOCIETY OF AUTOMOTIVE ENGINEERS INTERNATIONAL | SAE | SAE AS5877 | Detailed Specification for Aircraft Pressure Refueling Nozzle | 2016; Rev B
15267 | 33 52 43.13 | AVIATION FUEL PIPING | 08/18, CHG 1: 02/21 | SOCIETY OF AUTOMOTIVE ENGINEERS INTERNATIONAL | SAE | SAE J514 | Hydraulic Tube Fittings | 2012
15268 | 33 52 43.13 | AVIATION FUEL PIPING | 08/18, CHG 1: 02/21 | U.S. DEPARTMENT OF DEFENSE | DOD | MIL-A-25896 | Adapter, Pressure Fuel Servicing, Nominal 2.5 inch diameter | 1983; Rev E; Notice 1 1989; Notice 3 2003
15269 | 33 52 43.13 | AVIATION FUEL PIPING | 08/18, CHG 1: 02/21 | U.S. DEPARTMENT OF DEFENSE | DOD | MIL-PRF-4556 | Coating Kit, Epoxy, for Interior of Steel Fuel Tanks | 1998; Rev F; Am 1 1999; CANC Notice 1 2011
15270 | 33 52 43.13 | AVIATION FUEL PIPING | 08/18, CHG 1: 02/21 | U.S. DEPARTMENT OF DEFENSE | DOD | MIL-PRF-13789 | Strainers, Sediment: Pipeline, Basket Type | 1999; Rev E; Notice 1 2008; Notice 2 1016; Notice 3 2021
15271 | 33 52 43.13 | AVIATION FUEL PIPING | 08/18, CHG 1: 02/21 | U.S. DEPARTMENT OF DEFENSE | DOD | MIL-STD-161 | Identification Methods for Bulk Petroleum Products Systems Including Hydrocarbon Missile Fuels | 2005; Rev G; Notice 1 2010
15272 | 33 52 43.14 | AVIATION FUEL CONTROL VALVES | 08/18, CHG 1: 02/21 | AMERICAN SOCIETY OF MECHANICAL ENGINEERS | ASME | ASME B16.5 | Pipe Flanges and Flanged Fittings NPS 1/2 Through NPS 24 Metric/Inch Standard | 2020
15273 | 33 52 43.14 | AVIATION FUEL CONTROL VALVES | 08/18, CHG 1: 02/21 | AMERICAN SOCIETY OF MECHANICAL ENGINEERS | ASME | ASME B16.24 | Cast Copper Alloy Pipe Flanges, Flanged Fittings, and Valves Classes 150, 300, 600, 900, 1500, and 2500 | 2022
15274 | 33 52 43.14 | AVIATION FUEL CONTROL VALVES | 08/18, CHG 1: 02/21 | AMERICAN SOCIETY OF MECHANICAL ENGINEERS | ASME | ASME BPVC SEC VIII D1 | BPVC Section VIII-Rules for Construction of Pressure Vessels Division 1 | 2019
15275 | 33 52 43.14 | AVIATION FUEL CONTROL VALVES | 08/18, CHG 1: 02/21 | ASTM INTERNATIONAL | ASTM | ASTM A194/A194M | Standard Specification for Carbon Steel, Alloy Steel, and Stainless Steel Nuts for Bolts for High-Pressure or High-Temperature Service, or Both | 2024
15276 | 33 52 43.14 | AVIATION FUEL CONTROL VALVES | 08/18, CHG 1: 02/21 | ASTM INTERNATIONAL | ASTM | ASTM A216/A216M | Standard Specification for Steel Castings, Carbon, Suitable for Fusion Welding, for High-Temperature Service | 2021
15277 | 33 52 43.14 | AVIATION FUEL CONTROL VALVES | 08/18, CHG 1: 02/21 | ASTM INTERNATIONAL | ASTM | ASTM A269/A269M | Standard Specification for Seamless and Welded Austenitic Stainless Steel Tubing for General Service | 2024
15278 | 33 52 43.14 | AVIATION FUEL CONTROL VALVES | 08/18, CHG 1: 02/21 | ASTM INTERNATIONAL | ASTM | ASTM A320/A320M | Standard Specification for Alloy-Steel and Stainless Steel Bolting for Low-Temperature Service | 2024
15279 | 33 52 43.14 | AVIATION FUEL CONTROL VALVES | 08/18, CHG 1: 02/21 | ASTM INTERNATIONAL | ASTM | ASTM A352/A352M | Standard Specification for Steel Castings, Ferritic and Martensitic, for Pressure-Containing Parts, Suitable for Low-Temperature Service | 2021
15280 | 33 52 43.14 | AVIATION FUEL CONTROL VALVES | 08/18, CHG 1: 02/21 | ASTM INTERNATIONAL | ASTM | ASTM A743/A743M | Standard Specification for Castings, Iron-Chromium, Iron-Chromium-Nickel, Corrosion Resistant, for General Application | 2021
15281 | 33 52 43.14 | AVIATION FUEL CONTROL VALVES | 08/18, CHG 1: 02/21 | ASTM INTERNATIONAL | ASTM | ASTM B26/B26M | Standard Specification for Aluminum-Alloy Sand Castings | 2018; E 2018
15282 | 33 52 43.14 | AVIATION FUEL CONTROL VALVES | 08/18, CHG 1: 02/21 | ASTM INTERNATIONAL | ASTM | ASTM D751 | Standard Test Methods for Coated Fabrics | 2019
15283 | 33 52 43.14 | AVIATION FUEL CONTROL VALVES | 08/18, CHG 1: 02/21 | ASTM INTERNATIONAL | ASTM | ASTM D2000 | Standard Classification System for Rubber Products in Automotive Applications | 2018
15284 | 33 52 43.14 | AVIATION FUEL CONTROL VALVES | 08/18, CHG 1: 02/21 | ENERGY INSTITUTE | EI | EI 1570 | Handbook on Electronic Sensors for the Detection of Particulate Matter and/or Free Water During Aircraft Refueling | 2012
15285 | 33 52 43.14 | AVIATION FUEL CONTROL VALVES | 08/18, CHG 1: 02/21 | ENERGY INSTITUTE | EI | EI 1598 | Design Functional Requirements and Laboratory Testing Protocols for Electronic Sensors to Monitor Free Water And/or Particulate Matter in Aviation Fuel | 2012
15286 | 33 52 43.14 | AVIATION FUEL CONTROL VALVES | 08/18, CHG 1: 02/21 | NATIONAL FIRE PROTECTION ASSOCIATION | NFPA | NFPA 70 | National Electrical Code | 2023
15287 | 33 52 43.14 | AVIATION FUEL CONTROL VALVES | 08/18, CHG 1: 02/21 | SOCIETY OF AUTOMOTIVE ENGINEERS INTERNATIONAL | SAE | SAE AMS 3216 | Fluorocarbon (FKM) Rubber High-Temperature - Fluid Resistant Low Compression Set 70 To 80 | 2023; Rev J
15288 | 33 52 43.14 | AVIATION FUEL CONTROL VALVES | 08/18, CHG 1: 02/21 | SOCIETY OF AUTOMOTIVE ENGINEERS INTERNATIONAL | SAE | SAE J200 | Classification System for Rubber Materials | 2023
15289 | 33 52 43.14 | AVIATION FUEL CONTROL VALVES | 08/18, CHG 1: 02/21 | SOCIETY OF AUTOMOTIVE ENGINEERS INTERNATIONAL | SAE | SAE J429 | Mechanical and Material Requirements for Externally Threaded Fasteners | 2014
15290 | 33 52 43.14 | AVIATION FUEL CONTROL VALVES | 08/18, CHG 1: 02/21 | U.S. DEPARTMENT OF DEFENSE | DOD | MIL-A-8625 | Anodic Coatings, for Aluminum and Aluminum Alloys | 1993; Rev F; Am 1 2003
15291 | 33 52 43.23 | AVIATION FUEL PUMPS | 08/18, CHG 1: 02/21 | AMERICAN BEARING MANUFACTURERS ASSOCIATION | ABMA | ABMA 7 | 2013) Shaft and Housing Fits for Metric Radial Ball and Roller Bearings (Except Tapered Roller Bearings) Conforming to Basic Boundary Plan | 1995; Stabilized (S
15292 | 33 52 43.23 | AVIATION FUEL PUMPS | 08/18, CHG 1: 02/21 | AMERICAN PETROLEUM INSTITUTE | API | API STD 610 | Centrifugal Pumps for Petroleum, Petrochemical, and Natural Gas Industries | 2010; Errata 2011
15293 | 33 52 43.23 | AVIATION FUEL PUMPS | 08/18, CHG 1: 02/21 | AMERICAN PETROLEUM INSTITUTE | API | API STD 682 | Pumps Shaft Sealing Systems For Centrifugal and Rotary Pumps | 2014
15294 | 33 52 43.23 | AVIATION FUEL PUMPS | 08/18, CHG 1: 02/21 | AMERICAN SOCIETY OF MECHANICAL ENGINEERS | ASME | ASME B16.5 | Pipe Flanges and Flanged Fittings NPS 1/2 Through NPS 24 Metric/Inch Standard | 2020
15295 | 33 52 43.23 | AVIATION FUEL PUMPS | 08/18, CHG 1: 02/21 | AMERICAN SOCIETY OF MECHANICAL ENGINEERS | ASME | ASME BPVC SEC IX | BPVC Section IX-Welding, Brazing and Fusing Qualifications | 2017; Errata 2018
15296 | 33 52 43.23 | AVIATION FUEL PUMPS | 08/18, CHG 1: 02/21 | AMERICAN SOCIETY OF MECHANICAL ENGINEERS | ASME | ASME BPVC SEC VIII D1 | BPVC Section VIII-Rules for Construction of Pressure Vessels Division 1 | 2019
15297 | 33 52 43.23 | AVIATION FUEL PUMPS | 08/18, CHG 1: 02/21 | ASTM INTERNATIONAL | ASTM | ASTM A182/A182M | Standard Specification for Forged or Rolled Alloy and Stainless Steel Pipe Flanges, Forged Fittings, and Valves and Parts for High-Temperature Service | 2024
15298 | 33 52 43.23 | AVIATION FUEL PUMPS | 08/18, CHG 1: 02/21 | ASTM INTERNATIONAL | ASTM | ASTM A276/A276M | Standard Specification for Stainless Steel Bars and Shapes | 2024
15299 | 33 52 43.23 | AVIATION FUEL PUMPS | 08/18, CHG 1: 02/21 | ASTM INTERNATIONAL | ASTM | ASTM A487/A487M | Standard Specification for Steel Castings Suitable for Pressure Service | 2024
15300 | 33 52 43.23 | AVIATION FUEL PUMPS | 08/18, CHG 1: 02/21 | ASTM INTERNATIONAL | ASTM | ASTM A582/A582M | Standard Specification for Free-Machining Stainless Steel Bars | 2022
15301 | 33 52 43.23 | AVIATION FUEL PUMPS | 08/18, CHG 1: 02/21 | ASTM INTERNATIONAL | ASTM | ASTM A743/A743M | Standard Specification for Castings, Iron-Chromium, Iron-Chromium-Nickel, Corrosion Resistant, for General Application | 2021
15302 | 33 52 43.23 | AVIATION FUEL PUMPS | 08/18, CHG 1: 02/21 | ASTM INTERNATIONAL | ASTM | ASTM C827/C827M | Standard Test Method for Change in Height at Early Ages of Cylindrical Specimens of Cementitious Mixtures | 2023
15303 | 33 52 43.23 | AVIATION FUEL PUMPS | 08/18, CHG 1: 02/21 | HYDRAULIC INSTITUTE | HI | HI M100 | HI Pump Standards Set | 2009
15304 | 33 52 43.23 | AVIATION FUEL PUMPS | 08/18, CHG 1: 02/21 | INSTITUTE OF ELECTRICAL AND ELECTRONICS ENGINEERS | IEEE | IEEE 112 | Standard Test Procedure for Polyphase Induction Motors and Generators | 2017
15305 | 33 52 43.23 | AVIATION FUEL PUMPS | 08/18, CHG 1: 02/21 | NATIONAL ELECTRICAL MANUFACTURERS ASSOCIATION | NEMA | NEMA MG 1 | Motors and Generators | 2021
15306 | 33 52 43.23 | AVIATION FUEL PUMPS | 08/18, CHG 1: 02/21 | NATIONAL FIRE PROTECTION ASSOCIATION | NFPA | NFPA 70 | National Electrical Code | 2023
15307 | 33 52 43.23 | AVIATION FUEL PUMPS | 08/18, CHG 1: 02/21 | SOCIETY FOR PROTECTIVE COATINGS | SSPC | SSPC PA 1 | Shop, Field, and Maintenance Coating of Metals | 2024
15308 | 33 52 43.23 | AVIATION FUEL PUMPS | 08/18, CHG 1: 02/21 | SOCIETY FOR PROTECTIVE COATINGS | SSPC | SSPC SP 10/NACE No. 2 | Near-White Blast Cleaning | 2015
15309 | 33 52 43.23 | AVIATION FUEL PUMPS | 08/18, CHG 1: 02/21 | U.S. DEPARTMENT OF DEFENSE | DOD | MIL-DTL-24441 | Paint, Epoxy-Polyamide, General Specification for | 2009; Rev D; Notice 1 2021
15310 | 33 52 43.23 | AVIATION FUEL PUMPS | 08/18, CHG 1: 02/21 | U.S. DEPARTMENT OF DEFENSE | DOD | MIL-PRF-4556 | Coating Kit, Epoxy, for Interior of Steel Fuel Tanks | 1998; Rev F; Am 1 1999; CANC Notice 1 2011
15311 | 33 52 43.28 | FILTER SEPARATOR, AVIATION FUELING SYSTEM | 08/18 | AMERICAN SOCIETY OF MECHANICAL ENGINEERS | ASME | ASME B16.5 | Pipe Flanges and Flanged Fittings NPS 1/2 Through NPS 24 Metric/Inch Standard | 2020
15312 | 33 52 43.28 | FILTER SEPARATOR, AVIATION FUELING SYSTEM | 08/18 | AMERICAN SOCIETY OF MECHANICAL ENGINEERS | ASME | ASME B31.3 | Process Piping | 2022; Errata 2023
15313 | 33 52 43.28 | FILTER SEPARATOR, AVIATION FUELING SYSTEM | 08/18 | AMERICAN SOCIETY OF MECHANICAL ENGINEERS | ASME | ASME BPVC SEC VIII D1 | BPVC Section VIII-Rules for Construction of Pressure Vessels Division 1 | 2019
15314 | 33 52 43.28 | FILTER SEPARATOR, AVIATION FUELING SYSTEM | 08/18 | ASTM INTERNATIONAL | ASTM | ASTM C827/C827M | Standard Test Method for Change in Height at Early Ages of Cylindrical Specimens of Cementitious Mixtures | 2023
15315 | 33 52 43.28 | FILTER SEPARATOR, AVIATION FUELING SYSTEM | 08/18 | ENERGY INSTITUTE | EI | EI 1541 | Requirements for Internal Protective Coating Systems Used in Aviation Fuel Handling Systems | 2016
15316 | 33 52 43.28 | FILTER SEPARATOR, AVIATION FUELING SYSTEM | 08/18 | ENERGY INSTITUTE | EI | EI 1581 | Specifications and Laboratory Qualification Procedures for Aviation Jet Fuel Filter/Separators | 2016
15317 | 33 52 43.28 | FILTER SEPARATOR, AVIATION FUELING SYSTEM | 08/18 | ENERGY INSTITUTE | EI | EI 1590 | Specifications And Qualification Procedures For Aviation Fuel Microfilters | 2014
15318 | 33 52 43.28 | FILTER SEPARATOR, AVIATION FUELING SYSTEM | 08/18 | SOCIETY OF AUTOMOTIVE ENGINEERS INTERNATIONAL | SAE | SAE AMS-P-5315 | Butadiene - Acrylonitrile (NBR) Rubber For Fuel-Resistant Seals 60 To 70 | 2022, Rev B
15319 | 33 52 43.28 | FILTER SEPARATOR, AVIATION FUELING SYSTEM | 08/18 | U.S. DEPARTMENT OF DEFENSE | DOD | MIL-HDBK-831 | Preparation of Test Reports | 2013; Rev A; Notice 1 2018
15320 | 33 52 43.28 | FILTER SEPARATOR, AVIATION FUELING SYSTEM | 08/18 | U.S. DEPARTMENT OF DEFENSE | DOD | MIL-PRF-4556 | Coating Kit, Epoxy, for Interior of Steel Fuel Tanks | 1998; Rev F; Am 1 1999; CANC Notice 1 2011
15321 | 33 52 43.28 | FILTER SEPARATOR, AVIATION FUELING SYSTEM | 08/18 | U.S. DEPARTMENT OF DEFENSE | DOD | MIL-STD-130 | Identification Marking of U.S. Military Property | 2007; Rev N; Change 1 2012
15322 | 33 52 43.28 | FILTER SEPARATOR, AVIATION FUELING SYSTEM | 08/18 | U.S. GENERAL SERVICES ADMINISTRATION | GSA | CID A-A-1923 | Shield, Expansion (Lag, Machine and Externally Threaded Wedge Bolt Anchors) | Rev A; Notice 1; Notice 2; Notice 3; Notice 4
15323 | 33 52 80 | LIQUID FUELS PIPELINE COATING SYSTEMS | 08/22 | AMERICAN WATER WORKS ASSOCIATION | AWWA | AWWA C203 | Coal-Tar Protective Coatings and Linings for Steel Water Pipelines - Enamel and Tape - Hot-Applied | 2020
15324 | 33 52 80 | LIQUID FUELS PIPELINE COATING SYSTEMS | 08/22 | AMERICAN WATER WORKS ASSOCIATION | AWWA | AWWA C209 | Cold-Applied Tape Coatings for the Exterior of Special Sections, Connections and Fitting for Steel Water Pipelines | 2019
15325 | 33 52 80 | LIQUID FUELS PIPELINE COATING SYSTEMS | 08/22 | AMERICAN WATER WORKS ASSOCIATION | AWWA | AWWA C210 | Standard for Liquid Epoxy Coating Systems for the Interior and Exterior of Steel Water Pipelines | 2015
15326 | 33 52 80 | LIQUID FUELS PIPELINE COATING SYSTEMS | 08/22 | AMERICAN WATER WORKS ASSOCIATION | AWWA | AWWA C213 | Fusion-Bonded Epoxy Coatings and Linings for Steel Water Pipe and Fittings | 2022
15327 | 33 52 80 | LIQUID FUELS PIPELINE COATING SYSTEMS | 08/22 | AMERICAN WATER WORKS ASSOCIATION | AWWA | AWWA C215 | Extruded Polyolefin Coatings for Steel Water Pipe | 2022
15328 | 33 52 80 | LIQUID FUELS PIPELINE COATING SYSTEMS | 08/22 | AMERICAN WATER WORKS ASSOCIATION | AWWA | AWWA C216 | Heat-Shrinkable Cross-Linked Polyolefin Coatings for the Exterior of Special Sections, Connections, and Fittings for Steel Water Pipelines | 2022
15329 | 33 52 80 | LIQUID FUELS PIPELINE COATING SYSTEMS | 08/22 | AMERICAN WATER WORKS ASSOCIATION | AWWA | AWWA C217 | Microcrystalline Wax and Petrolatum Tape Coating Systems for Steel Water Pipe and Fittings | 2023
15330 | 33 52 80 | LIQUID FUELS PIPELINE COATING SYSTEMS | 08/22 | ASTM INTERNATIONAL | ASTM | ASTM D3276 | Standard Guide for Painting Inspectors (Metal Substrates) | 2015; E 2016
15331 | 33 52 80 | LIQUID FUELS PIPELINE COATING SYSTEMS | 08/22 | ASTM INTERNATIONAL | ASTM | ASTM D3335 | Low Concentrations of Lead, Cadmium, and Cobalt in Paint by Atomic Absorption Spectroscopy | 1985a; R 2020
15332 | 33 52 80 | LIQUID FUELS PIPELINE COATING SYSTEMS | 08/22 | ASTM INTERNATIONAL | ASTM | ASTM D3718 | Low Concentrations of Chromium in Paint by Atomic Absorption Spectroscopy | 1985a; R 2015
15333 | 33 52 80 | LIQUID FUELS PIPELINE COATING SYSTEMS | 08/22 | ASTM INTERNATIONAL | ASTM | ASTM D3925 | Sampling Liquid Paints and Related Pigmented Coatings | 2002; R 2015
15334 | 33 52 80 | LIQUID FUELS PIPELINE COATING SYSTEMS | 08/22 | ASTM INTERNATIONAL | ASTM | ASTM D4285 | Indicating Oil or Water in Compressed Air | 1983; R 2018
15335 | 33 52 80 | LIQUID FUELS PIPELINE COATING SYSTEMS | 08/22 | ASTM INTERNATIONAL | ASTM | ASTM D4417 | Standard Test Methods for Field Measurement of Surface Profile of Blast Cleaned Steel | 2021
15336 | 33 52 80 | LIQUID FUELS PIPELINE COATING SYSTEMS | 08/22 | INTERNATIONAL ORGANIZATION FOR STANDARDIZATION | ISO | ISO 8502-3 | Preparation of Steel Substrates Before Application of Paints and Related Products - Tests for the Assessment of Surface Cleanliness - Part 3: Assessment of Dust on Steel Surfaces Prepared for Painting (Pressure-Sensitive Tape Method) | 2017
15337 | 33 52 80 | LIQUID FUELS PIPELINE COATING SYSTEMS | 08/22 | INTERNATIONAL ORGANIZATION FOR STANDARDIZATION | ISO | ISO 9001 | Quality Management Systems- Requirements | 2015
15338 | 33 52 80 | LIQUID FUELS PIPELINE COATING SYSTEMS | 08/22 | MASTER PAINTERS INSTITUTE | MPI | MPI 500 | Epoxy, Interior Steel Fuel Tank Coating, Primer | 2020
15339 | 33 52 80 | LIQUID FUELS PIPELINE COATING SYSTEMS | 08/22 | MASTER PAINTERS INSTITUTE | MPI | MPI 501 | Epoxy, Interior Steel Fuel Tank Coating, Contrast Topcoat | 2020
15340 | 33 52 80 | LIQUID FUELS PIPELINE COATING SYSTEMS | 08/22 | NACE INTERNATIONAL | NACE | NACE RP0402 | Field-Applied Fusion-Bonded Epoxy (FBE) Pipe Coating Systems for Girth Weld Joints: Application, Performance, and Quality Control | 2002
15341 | 33 52 80 | LIQUID FUELS PIPELINE COATING SYSTEMS | 08/22 | SOCIETY FOR PROTECTIVE COATINGS | SSPC | SSPC AB 1 | Mineral and Slag Abrasives | 2015; E 2017
15342 | 33 52 80 | LIQUID FUELS PIPELINE COATING SYSTEMS | 08/22 | SOCIETY FOR PROTECTIVE COATINGS | SSPC | SSPC AB 2 | Cleanliness of Recycled Ferrous Metallic Abrasive | 2015; E 2016
15343 | 33 52 80 | LIQUID FUELS PIPELINE COATING SYSTEMS | 08/22 | SOCIETY FOR PROTECTIVE COATINGS | SSPC | SSPC AB 3 | Ferrous Metallic Abrasive | 2023; R 2023
15344 | 33 52 80 | LIQUID FUELS PIPELINE COATING SYSTEMS | 08/22 | SOCIETY FOR PROTECTIVE COATINGS | SSPC | SSPC Guide 6 | Guide for Containing Surface Preparation Debris Generated During Paint Removal Operations | 2021
15345 | 33 52 80 | LIQUID FUELS PIPELINE COATING SYSTEMS | 08/22 | SOCIETY FOR PROTECTIVE COATINGS | SSPC | SSPC Guide 12 | Guide for Illumination of Industrial Painting Projects | 2023
15346 | 33 52 80 | LIQUID FUELS PIPELINE COATING SYSTEMS | 08/22 | SOCIETY FOR PROTECTIVE COATINGS | SSPC | SSPC PA 1 | Shop, Field, and Maintenance Coating of Metals | 2024
15347 | 33 52 80 | LIQUID FUELS PIPELINE COATING SYSTEMS | 08/22 | SOCIETY FOR PROTECTIVE COATINGS | SSPC | SSPC PA 2 | Procedure for Determining Conformance to Dry Coating Thickness Requirements | 2015; E 2018
15348 | 33 52 80 | LIQUID FUELS PIPELINE COATING SYSTEMS | 08/22 | SOCIETY FOR PROTECTIVE COATINGS | SSPC | SSPC QP 1 | Standard Procedure for Evaluating the Qualifications of Industrial/Marine Painting Contractors (Field Application to Complex Industrial Steel Structures and Other Metal Components) | 2019
15349 | 33 52 80 | LIQUID FUELS PIPELINE COATING SYSTEMS | 08/22 | SOCIETY FOR PROTECTIVE COATINGS | SSPC | SSPC QP 3 | Standard Procedure for Evaluating Qualifications of Shop Painting Applicators | 2010
15350 | 33 52 80 | LIQUID FUELS PIPELINE COATING SYSTEMS | 08/22 | SOCIETY FOR PROTECTIVE COATINGS | SSPC | SSPC QP 5 | Standard Procedure for Evaluating the Qualifications of Coating and Lining Inspection Companies | 2022
15351 | 33 52 80 | LIQUID FUELS PIPELINE COATING SYSTEMS | 08/22 | SOCIETY FOR PROTECTIVE COATINGS | SSPC | SSPC QS 1 | Standard Procedure for Evaluating a Contractor's Advanced Quality Management System | 2015
15352 | 33 52 80 | LIQUID FUELS PIPELINE COATING SYSTEMS | 08/22 | SOCIETY FOR PROTECTIVE COATINGS | SSPC | SSPC SP 1 | Solvent Cleaning | 2015
15353 | 33 52 80 | LIQUID FUELS PIPELINE COATING SYSTEMS | 08/22 | SOCIETY FOR PROTECTIVE COATINGS | SSPC | SSPC SP 10/NACE No. 2 | Near-White Blast Cleaning | 2015
15354 | 33 52 80 | LIQUID FUELS PIPELINE COATING SYSTEMS | 08/22 | SOCIETY FOR PROTECTIVE COATINGS | SSPC | SSPC SP 17 | Thorough Abrasive Blast Cleaning of Non-Ferrous Metals | 2019
15355 | 33 52 80 | LIQUID FUELS PIPELINE COATING SYSTEMS | 08/22 | SOCIETY FOR PROTECTIVE COATINGS | SSPC | SSPC VIS 1 | Guide and Reference Photographs for Steel Surfaces Prepared by Dry Abrasive Blast Cleaning | 2002; E 2004
15356 | 33 52 80 | LIQUID FUELS PIPELINE COATING SYSTEMS | 08/22 | U.S. NATIONAL ARCHIVES AND RECORDS ADMINISTRATION | NARA | 29 CFR 1910-SUBPART Z | Toxic and Hazardous Substances
15357 | 33 52 80 | LIQUID FUELS PIPELINE COATING SYSTEMS | 08/22 | U.S. NATIONAL ARCHIVES AND RECORDS ADMINISTRATION | NARA | 29 CFR 1910.134 | Respiratory Protection
15358 | 33 52 80 | LIQUID FUELS PIPELINE COATING SYSTEMS | 08/22 | U.S. NATIONAL ARCHIVES AND RECORDS ADMINISTRATION | NARA | 29 CFR 1910.1000 | Air Contaminants
15359 | 33 52 80 | LIQUID FUELS PIPELINE COATING SYSTEMS | 08/22 | U.S. NATIONAL ARCHIVES AND RECORDS ADMINISTRATION | NARA | 29 CFR 1926.59 | Hazard Communication
15360 | 33 56 10 | FACTORY-FABRICATED FUEL STORAGE TANKS | 05/19, CHG 1: 11/20 | AMERICAN ASSOCIATION OF STATE HIGHWAY AND TRANSPORTATION OFFICIALS | AASHTO | AASHTO HB-17 | Standard Specifications for Highway Bridges | 2002; Errata 2003; Errata 2005, 17th Edition
15361 | 33 56 10 | FACTORY-FABRICATED FUEL STORAGE TANKS | 05/19, CHG 1: 11/20 | AMERICAN PETROLEUM INSTITUTE | API | API MPMS 2.2A | Manual of Petroleum Measurement Standards Chapter 2-Tank Calibration Section 2A-Measurement and Calibration of Upright Cylindrical Tanks by the Manual Tank Strapping Method | 1995; R 2017
15362 | 33 56 10 | FACTORY-FABRICATED FUEL STORAGE TANKS | 05/19, CHG 1: 11/20 | AMERICAN PETROLEUM INSTITUTE | API | API MPMS 2.2E | Petroleum and Liquid Petroleum Products - Calibration of Horizontal Cylindrical Tanks - Part 1: Manual Methods | 2004; Errata 2009; R 2009
15363 | 33 56 10 | FACTORY-FABRICATED FUEL STORAGE TANKS | 05/19, CHG 1: 11/20 | AMERICAN PETROLEUM INSTITUTE | API | API RP 540 | Electrical Installations in Petroleum Processing Plants | 1999; R 2004
15364 | 33 56 10 | FACTORY-FABRICATED FUEL STORAGE TANKS | 05/19, CHG 1: 11/20 | AMERICAN PETROLEUM INSTITUTE | API | API RP 1615 | Installation of Underground Petroleum Storage Systems | 2011
15365 | 33 56 10 | FACTORY-FABRICATED FUEL STORAGE TANKS | 05/19, CHG 1: 11/20 | AMERICAN PETROLEUM INSTITUTE | API | API RP 2003 | Protection Against Ignitions Arising out of Static, Lightning, and Stray Currents | 2015; 8th Ed
15366 | 33 56 10 | FACTORY-FABRICATED FUEL STORAGE TANKS | 05/19, CHG 1: 11/20 | AMERICAN SOCIETY OF MECHANICAL ENGINEERS | ASME | ASME B16.5 | Pipe Flanges and Flanged Fittings NPS 1/2 Through NPS 24 Metric/Inch Standard | 2020
15367 | 33 56 10 | FACTORY-FABRICATED FUEL STORAGE TANKS | 05/19, CHG 1: 11/20 | AMERICAN SOCIETY OF MECHANICAL ENGINEERS | ASME | ASME BPVC SEC VIII D1 | BPVC Section VIII-Rules for Construction of Pressure Vessels Division 1 | 2019
15368 | 33 56 10 | FACTORY-FABRICATED FUEL STORAGE TANKS | 05/19, CHG 1: 11/20 | ASTM INTERNATIONAL | ASTM | ASTM A27/A27M | Standard Specification for Steel Castings, Carbon, for General Application | 2020
15369 | 33 56 10 | FACTORY-FABRICATED FUEL STORAGE TANKS | 05/19, CHG 1: 11/20 | ASTM INTERNATIONAL | ASTM | ASTM A48/A48M | Standard Specification for Gray Iron Castings | 2022
15370 | 33 56 10 | FACTORY-FABRICATED FUEL STORAGE TANKS | 05/19, CHG 1: 11/20 | ASTM INTERNATIONAL | ASTM | ASTM A193/A193M | Standard Specification for Alloy-Steel and Stainless Steel Bolting Materials for High-Temperature Service and Other Special Purpose Applications | 2024
15371 | 33 56 10 | FACTORY-FABRICATED FUEL STORAGE TANKS | 05/19, CHG 1: 11/20 | ASTM INTERNATIONAL | ASTM | ASTM A194/A194M | Standard Specification for Carbon Steel, Alloy Steel, and Stainless Steel Nuts for Bolts for High-Pressure or High-Temperature Service, or Both | 2024
15372 | 33 56 10 | FACTORY-FABRICATED FUEL STORAGE TANKS | 05/19, CHG 1: 11/20 | ASTM INTERNATIONAL | ASTM | ASTM A307 | Standard Specification for Carbon Steel Bolts, Studs, and Threaded Rod 60 000 PSI Tensile Strength | 2021
15373 | 33 56 10 | FACTORY-FABRICATED FUEL STORAGE TANKS | 05/19, CHG 1: 11/20 | ASTM INTERNATIONAL | ASTM | ASTM A563 | Standard Specification for Carbon and Alloy Steel Nuts | 2021; E 2022a
15374 | 33 56 10 | FACTORY-FABRICATED FUEL STORAGE TANKS | 05/19, CHG 1: 11/20 | ASTM INTERNATIONAL | ASTM | ASTM B26/B26M | Standard Specification for Aluminum-Alloy Sand Castings | 2018; E 2018
15375 | 33 56 10 | FACTORY-FABRICATED FUEL STORAGE TANKS | 05/19, CHG 1: 11/20 | ASTM INTERNATIONAL | ASTM | ASTM D3308 | Standard Specification for PTFE Resin Skived Tape | 2012; R 2017
15376 | 33 56 10 | FACTORY-FABRICATED FUEL STORAGE TANKS | 05/19, CHG 1: 11/20 | ASTM INTERNATIONAL | ASTM | ASTM F436 | Hardened Steel Washers | 2011
15377 | 33 56 10 | FACTORY-FABRICATED FUEL STORAGE TANKS | 05/19, CHG 1: 11/20 | ASTM INTERNATIONAL | ASTM | ASTM F844 | Standard Specification for Washers, Steel, Plain (Flat), Unhardened for General Use | 2019; R 2024
15378 | 33 56 10 | FACTORY-FABRICATED FUEL STORAGE TANKS | 05/19, CHG 1: 11/20 | ASTM INTERNATIONAL | ASTM | ASTM F1554 | Standard Specification for Anchor Bolts, Steel, 36, 55, and 105-ksi Yield Strength | 2020
15379 | 33 56 10 | FACTORY-FABRICATED FUEL STORAGE TANKS | 05/19, CHG 1: 11/20 | INSTITUTE OF ELECTRICAL AND ELECTRONICS ENGINEERS | IEEE | IEEE 142 | Recommended Practice for Grounding of Industrial and Commercial Power Systems - IEEE Green Book | 2007; Errata 2014
15380 | 33 56 10 | FACTORY-FABRICATED FUEL STORAGE TANKS | 05/19, CHG 1: 11/20 | INSTITUTE OF ELECTRICAL AND ELECTRONICS ENGINEERS | IEEE | IEEE 1100 | Emerald Book IEEE Recommended Practice for Powering and Grounding Electronic Equipment | 2005
15381 | 33 56 10 | FACTORY-FABRICATED FUEL STORAGE TANKS | 05/19, CHG 1: 11/20 | NATIONAL ELECTRICAL MANUFACTURERS ASSOCIATION | NEMA | NEMA 250 | Enclosures for Electrical Equipment (1000 Volts Maximum) | 2020
15382 | 33 56 10 | FACTORY-FABRICATED FUEL STORAGE TANKS | 05/19, CHG 1: 11/20 | NATIONAL FIRE PROTECTION ASSOCIATION | NFPA | NFPA 30 | Flammable and Combustible Liquids Code | 2024
15383 | 33 56 10 | FACTORY-FABRICATED FUEL STORAGE TANKS | 05/19, CHG 1: 11/20 | NATIONAL FIRE PROTECTION ASSOCIATION | NFPA | NFPA 30A | Code for Motor Fuel Dispensing Facilities and Repair Garages | 2024; ERTA 1 2023
15384 | 33 56 10 | FACTORY-FABRICATED FUEL STORAGE TANKS | 05/19, CHG 1: 11/20 | NATIONAL FIRE PROTECTION ASSOCIATION | NFPA | NFPA 31 | Standard for the Installation of Oil-Burning Equipment | 2024; TIA 23-1
15385 | 33 56 10 | FACTORY-FABRICATED FUEL STORAGE TANKS | 05/19, CHG 1: 11/20 | NATIONAL FIRE PROTECTION ASSOCIATION | NFPA | NFPA 70 | National Electrical Code | 2023
15386 | 33 56 10 | FACTORY-FABRICATED FUEL STORAGE TANKS | 05/19, CHG 1: 11/20 | NATIONAL FIRE PROTECTION ASSOCIATION | NFPA | NFPA 77 | Recommended Practice on Static Electricity | 2024; ERTA 1 2023
15387 | 33 56 10 | FACTORY-FABRICATED FUEL STORAGE TANKS | 05/19, CHG 1: 11/20 | NATIONAL FIRE PROTECTION ASSOCIATION | NFPA | NFPA 407 | Standard for Aircraft Fuel Servicing | 2022; TIA 21-1
15388 | 33 56 10 | FACTORY-FABRICATED FUEL STORAGE TANKS | 05/19, CHG 1: 11/20 | NATIONAL FIRE PROTECTION ASSOCIATION | NFPA | NFPA 704 | Standard System for the Identification of the Hazards of Materials for Emergency Response | 2022
15389 | 33 56 10 | FACTORY-FABRICATED FUEL STORAGE TANKS | 05/19, CHG 1: 11/20 | NATIONAL FIRE PROTECTION ASSOCIATION | NFPA | NFPA 780 | Standard for the Installation of Lightning Protection Systems | 2023
15390 | 33 56 10 | FACTORY-FABRICATED FUEL STORAGE TANKS | 05/19, CHG 1: 11/20 | SOCIETY FOR PROTECTIVE COATINGS | SSPC | SSPC QP 3 | Standard Procedure for Evaluating Qualifications of Shop Painting Applicators | 2010
15391 | 33 56 10 | FACTORY-FABRICATED FUEL STORAGE TANKS | 05/19, CHG 1: 11/20 | SOCIETY FOR PROTECTIVE COATINGS | SSPC | SSPC QS 1 | Standard Procedure for Evaluating a Contractor's Advanced Quality Management System | 2015
15392 | 33 56 10 | FACTORY-FABRICATED FUEL STORAGE TANKS | 05/19, CHG 1: 11/20 | STEEL TANK INSTITUTE | STI | STI 020-50-1000 | ACT-100 Specification for External Corrosion Protection of FRP Composite Steel USTs | 2010
15393 | 33 56 10 | FACTORY-FABRICATED FUEL STORAGE TANKS | 05/19, CHG 1: 11/20 | STEEL TANK INSTITUTE | STI | STI 700-50-5007 | Installation Instructions for Shop Fabricated Aboveground Tanks for Flammable, Combustible Liquids | 2010
15394 | 33 56 10 | FACTORY-FABRICATED FUEL STORAGE TANKS | 05/19, CHG 1: 11/20 | STEEL TANK INSTITUTE | STI | STI F911 | Standard for Diked Aboveground Storage Tanks | 1998; Reissued 2009
15395 | 33 56 10 | FACTORY-FABRICATED FUEL STORAGE TANKS | 05/19, CHG 1: 11/20 | STEEL TANK INSTITUTE | STI | STI P3 | Specification and Manual for External Corrosion Protection of Underground Steel Storage Tanks | 2011
15396 | 33 56 10 | FACTORY-FABRICATED FUEL STORAGE TANKS | 05/19, CHG 1: 11/20 | STEEL TANK INSTITUTE | STI | STI SP001 | SP001 Standard for The Inspection of Aboveground Storage Tanks | 2018, 6th Ed
15397 | 33 56 10 | FACTORY-FABRICATED FUEL STORAGE TANKS | 05/19, CHG 1: 11/20 | STEEL TANK INSTITUTE | STI | STI SP131 | SP131 Standard for Inspection & Repair Underground Steel Tanks | 2014
15398 | 33 56 10 | FACTORY-FABRICATED FUEL STORAGE TANKS | 05/19, CHG 1: 11/20 | U.S. DEPARTMENT OF DEFENSE | DOD | MIL-STD-161 | Identification Methods for Bulk Petroleum Products Systems Including Hydrocarbon Missile Fuels | 2005; Rev G; Notice 1 2010
15399 | 33 56 10 | FACTORY-FABRICATED FUEL STORAGE TANKS | 05/19, CHG 1: 11/20 | UNDERWRITERS LABORATORIES | UL | UL 58 | UL Standard for Safety Steel Underground Tanks for Flammable and Combustible Liquids | 2018
15400 | 33 56 10 | FACTORY-FABRICATED FUEL STORAGE TANKS | 05/19, CHG 1: 11/20 | UNDERWRITERS LABORATORIES | UL | UL 80 | Standard for Steel Tanks for Oil-Burner Fuels and Other Combustible Liquids | 2007; Reprint Jan 2014
15401 | 33 56 10 | FACTORY-FABRICATED FUEL STORAGE TANKS | 05/19, CHG 1: 11/20 | UNDERWRITERS LABORATORIES | UL | UL 142 | UL Standard for Safety Steel Aboveground Tanks for Flammable and Combustible Liquids | 2006; Reprint Jan 2021
15402 | 33 56 10 | FACTORY-FABRICATED FUEL STORAGE TANKS | 05/19, CHG 1: 11/20 | UNDERWRITERS LABORATORIES | UL | UL 1316 | UL Standard for Safety Fiber Reinforced Underground Tanks for Flammable and Combustible Liquids | 2018; Reprint Mar 2019
15403 | 33 56 10 | FACTORY-FABRICATED FUEL STORAGE TANKS | 05/19, CHG 1: 11/20 | UNDERWRITERS LABORATORIES | UL | UL 1746 | External Corrosion Protection Systems for Steel Underground Storage Tanks | 2007; Reprint Dec 2014
15404 | 33 56 10 | FACTORY-FABRICATED FUEL STORAGE TANKS | 05/19, CHG 1: 11/20 | UNDERWRITERS LABORATORIES | UL | UL 2085 | Protected Aboveground Tanks for Flammable and Combustible Liquids | 1997; Reprint Sep 2010
15405 | 33 56 19 | FUEL IMPERMEABLE LINER SYSTEM | 11/22 | ASTM INTERNATIONAL | ASTM | ASTM C920 | Standard Specification for Elastomeric Joint Sealants | 2018
15406 | 33 56 19 | FUEL IMPERMEABLE LINER SYSTEM | 11/22 | ASTM INTERNATIONAL | ASTM | ASTM D413 | Standard Test Methods for Rubber Property - Adhesion to Flexible Substrate | 1998; R 2017
15407 | 33 56 19 | FUEL IMPERMEABLE LINER SYSTEM | 11/22 | ASTM INTERNATIONAL | ASTM | ASTM D638 | Standard Test Method for Tensile Properties of Plastics | 2014
15408 | 33 56 19 | FUEL IMPERMEABLE LINER SYSTEM | 11/22 | ASTM INTERNATIONAL | ASTM | ASTM D696 | Standard Test Method for Coefficient of Linear Thermal Expansion of Plastics Between -30 degrees C and 30 degrees C With a Vitreous Silica Dilatometer | 2016
15409 | 33 56 19 | FUEL IMPERMEABLE LINER SYSTEM | 11/22 | ASTM INTERNATIONAL | ASTM | ASTM D751 | Standard Test Methods for Coated Fabrics | 2019
15410 | 33 56 19 | FUEL IMPERMEABLE LINER SYSTEM | 11/22 | ASTM INTERNATIONAL | ASTM | ASTM D1004 | Initial Tear Resistance of Plastic Film and Sheeting | 2013
15411 | 33 56 19 | FUEL IMPERMEABLE LINER SYSTEM | 11/22 | ASTM INTERNATIONAL | ASTM | ASTM D1505 | Standard Test Method for Density of Plastics by the Density-Gradient Technique | 2018
15412 | 33 56 19 | FUEL IMPERMEABLE LINER SYSTEM | 11/22 | ASTM INTERNATIONAL | ASTM | ASTM D1603 | Carbon Black Content in Olefin Plastics | 2020
15413 | 33 56 19 | FUEL IMPERMEABLE LINER SYSTEM | 11/22 | ASTM INTERNATIONAL | ASTM | ASTM D2136 | Coated Fabrics - Low-Temperature Bend Test | 2002; R 2012
15414 | 33 56 19 | FUEL IMPERMEABLE LINER SYSTEM | 11/22 | ASTM INTERNATIONAL | ASTM | ASTM D3776/D3776M | Standard Test Methods for Mass Per Unit Area (Weight) of Fabric | 2009a; R 2017
15415 | 33 56 19 | FUEL IMPERMEABLE LINER SYSTEM | 11/22 | ASTM INTERNATIONAL | ASTM | ASTM D3895 | Oxidative-Induction Time of Polyolefins by Differential Scanning Calorimetry | 2014
15416 | 33 56 19 | FUEL IMPERMEABLE LINER SYSTEM | 11/22 | ASTM INTERNATIONAL | ASTM | ASTM D4218 | Determination of Carbon Black Content in Polyethylene Compounds by the Muffle-Furnace Technique | 2020
15417 | 33 56 19 | FUEL IMPERMEABLE LINER SYSTEM | 11/22 | ASTM INTERNATIONAL | ASTM | ASTM D4437/D4437M | Standard Practice for Non-destructive Testing (NDT) for Determining the Integrity of Seams Used in Joining Flexible Polymeric Sheet Geomembranes | 2016; R 2018
15418 | 33 56 19 | FUEL IMPERMEABLE LINER SYSTEM | 11/22 | ASTM INTERNATIONAL | ASTM | ASTM D4533 | Trapezoid Tearing Strength of Geotextiles | 2011
15419 | 33 56 19 | FUEL IMPERMEABLE LINER SYSTEM | 11/22 | ASTM INTERNATIONAL | ASTM | ASTM D4632/D4632M | Grab Breaking Load and Elongation of Geotextiles | 2015a
15420 | 33 56 19 | FUEL IMPERMEABLE LINER SYSTEM | 11/22 | ASTM INTERNATIONAL | ASTM | ASTM D4833/D4833M | Standard Test Method forIndex Puncture Resistance of Geomembranes and Related Products | 2007; R 2020
15421 | 33 56 19 | FUEL IMPERMEABLE LINER SYSTEM | 11/22 | ASTM INTERNATIONAL | ASTM | ASTM D5199 | Measuring Nominal Thickness of Geosynthetics | 2012
15422 | 33 56 19 | FUEL IMPERMEABLE LINER SYSTEM | 11/22 | ASTM INTERNATIONAL | ASTM | ASTM D5261 | Standard Test Method for Measuring Mass Per Unit Area of Geotextiles | 2010; R 2018
15423 | 33 56 19 | FUEL IMPERMEABLE LINER SYSTEM | 11/22 | ASTM INTERNATIONAL | ASTM | ASTM D5397 | Standard Test Method for Evaluation of Stress Crack Resistance of Polyolefin Geomembranes Using Notched Constant Tensile Load Test | 2019a
15424 | 33 56 19 | FUEL IMPERMEABLE LINER SYSTEM | 11/22 | ASTM INTERNATIONAL | ASTM | ASTM D5596 | Standard Test Method For Microscopic Evaluation of the Dispersion of Carbon Black in Polyolefin Geosynthetics | 2003; R 2016
15425 | 33 56 19 | FUEL IMPERMEABLE LINER SYSTEM | 11/22 | ASTM INTERNATIONAL | ASTM | ASTM D5641/D5641M | Standard Practice for Geomembrane Seam Evaluation by Vacuum Chamber | 2016
15426 | 33 56 19 | FUEL IMPERMEABLE LINER SYSTEM | 11/22 | ASTM INTERNATIONAL | ASTM | ASTM D5721 | Air-Oven Aging of Polyolefin Geomembranes | 2008; R 2013
15427 | 33 56 19 | FUEL IMPERMEABLE LINER SYSTEM | 11/22 | ASTM INTERNATIONAL | ASTM | ASTM D5820 | Standard Practice for Pressurized Air Channel Evaluation of Dual Seamed Geomembranes | 1995; R 2018
15428 | 33 56 19 | FUEL IMPERMEABLE LINER SYSTEM | 11/22 | ASTM INTERNATIONAL | ASTM | ASTM D5884/D5884M | Standard Test Method for Determining Tearing Strength of Internally Reinforced Geomembranes | 2004a; R 2015; E 2015
15429 | 33 56 19 | FUEL IMPERMEABLE LINER SYSTEM | 11/22 | ASTM INTERNATIONAL | ASTM | ASTM D5885/D5885M | Standard Test Method for Oxidative Induction Time of Polyolefin Geosynthetics by High-Pressure Differential Scanning Calorimetry | 2017
15430 | 33 56 19 | FUEL IMPERMEABLE LINER SYSTEM | 11/22 | ASTM INTERNATIONAL | ASTM | ASTM D5893/D5893M | Standard Specification for Cold Applied, Single Component, Chemically Curing Silicone Joint Sealant for Portland Cement Concrete Pavements | 2016
15431 | 33 56 19 | FUEL IMPERMEABLE LINER SYSTEM | 11/22 | ASTM INTERNATIONAL | ASTM | ASTM D5994/D5994M | Standard Test Method for Measuring Core Thickness of Textured Geomembranes | 2010; R 2015; E2015
15432 | 33 56 19 | FUEL IMPERMEABLE LINER SYSTEM | 11/22 | ASTM INTERNATIONAL | ASTM | ASTM D6241 | Standard Test Method for the Static Puncture Strength of Geotextiles and Geotextile-Related Products Using a 50-mm Probe | 2014
15433 | 33 56 19 | FUEL IMPERMEABLE LINER SYSTEM | 11/22 | ASTM INTERNATIONAL | ASTM | ASTM D6392 | Standard Test Method for Determining the Integrity of Nonreinforced Geomembrane Seams Produced Using Thermo-Fusion Methods | 2012; R 2018
15434 | 33 56 19 | FUEL IMPERMEABLE LINER SYSTEM | 11/22 | ASTM INTERNATIONAL | ASTM | ASTM D6693/D6693M | Standard Test Method for Determining Tensile Properties of Nonreinforced Polyethylene and Nonreinforced Flexible Polypropylene Geomembranes | 2004; R 2015; E 2015
15435 | 33 56 19 | FUEL IMPERMEABLE LINER SYSTEM | 11/22 | ASTM INTERNATIONAL | ASTM | ASTM D7238 | Standard Test Method for Effect of Exposure of Unreinforced Polyolefin Geomembrane Using Fluorescent UV Condensation Apparatus | 2006; R 2012
15436 | 33 56 19 | FUEL IMPERMEABLE LINER SYSTEM | 11/22 | ASTM INTERNATIONAL | ASTM | ASTM D7466 | Standard Test Method for Measuring Asperity Height of Textured Geomembranes | 2010
15437 | 33 56 19 | FUEL IMPERMEABLE LINER SYSTEM | 11/22 | ASTM INTERNATIONAL | ASTM | ASTM E96/E96M | Standard Test Methods for Gravimetric Determination of Water Vapor Transmission Rate of Materials | 2024
15438 | 33 56 19 | FUEL IMPERMEABLE LINER SYSTEM | 11/22 | ASTM INTERNATIONAL | ASTM | ASTM E228 | Standard Test Method for Linear Thermal Expansion of Solid Materials with a Push-Rod Dilatometer | 2022
15439 | 33 56 19 | FUEL IMPERMEABLE LINER SYSTEM | 11/22 | ASTM INTERNATIONAL | ASTM | ASTM G152 | Standard Practice for Operating Open Flame Carbon Arc Light Apparatus for Exposure of Nonmetallic Materials | 2013; R 2021
15440 | 33 56 19 | FUEL IMPERMEABLE LINER SYSTEM | 11/22 | ASTM INTERNATIONAL | ASTM | ASTM G153 | Standard Practice for Operating Enclosed Carbon Arc Light Apparatus for Exposure of Nonmetallic Materials | 2013; R 2021
15441 | 33 56 21.17 | SINGLE WALL ABOVEGROUND FIXED ROOF STEEL POL STORAGE TANK | 11/18, CHG 2: 11/22 | AMERICAN IRON AND STEEL INSTITUTE | AISI | AISI E 1 | Steel Plate Engineering Data Series - Design of Plate Structures, Volumes I & II | 2011
15442 | 33 56 21.17 | SINGLE WALL ABOVEGROUND FIXED ROOF STEEL POL STORAGE TANK | 11/18, CHG 2: 11/22 | AMERICAN PETROLEUM INSTITUTE | API | API MPMS 2.2A | Manual of Petroleum Measurement Standards Chapter 2-Tank Calibration Section 2A-Measurement and Calibration of Upright Cylindrical Tanks by the Manual Tank Strapping Method | 1995; R 2017
15443 | 33 56 21.17 | SINGLE WALL ABOVEGROUND FIXED ROOF STEEL POL STORAGE TANK | 11/18, CHG 2: 11/22 | AMERICAN PETROLEUM INSTITUTE | API | API MPMS 2.2B | Manual of Petroleum Measurement Standards Chapter 2: Tank Calibration - Section 2B: Calibration of Upright Cylindrical Tanks Using the Optical Reference Line Method | 1989; R 2019
15444 | 33 56 21.17 | SINGLE WALL ABOVEGROUND FIXED ROOF STEEL POL STORAGE TANK | 11/18, CHG 2: 11/22 | AMERICAN PETROLEUM INSTITUTE | API | API MPMS 2.2C | Manual of Petroleum Measurement Standards Chapter 2: Tank Calibration - Section 2C - Calibration of Upright Cylindrical Tanks Using the Optical-Triangulation Method | 2002; R 2013
15445 | 33 56 21.17 | SINGLE WALL ABOVEGROUND FIXED ROOF STEEL POL STORAGE TANK | 11/18, CHG 2: 11/22 | AMERICAN PETROLEUM INSTITUTE | API | API MPMS 2.2D | Manual of Petroleum Measurement Standards Chapter 2: Tank Calibration - Section 2D Calibration of Upright Cylindrical Tanks Using the Internal Electro-Optical Distance-Ranging Method | 2003; R 2014
15446 | 33 56 21.17 | SINGLE WALL ABOVEGROUND FIXED ROOF STEEL POL STORAGE TANK | 11/18, CHG 2: 11/22 | AMERICAN PETROLEUM INSTITUTE | API | API RP 2009 | Safe Welding, Cutting, and Hot Work Practices in Refineries, Gasoline Plants, and Petrochemical Plants | 2002; R 2007; 7th Ed
15447 | 33 56 21.17 | SINGLE WALL ABOVEGROUND FIXED ROOF STEEL POL STORAGE TANK | 11/18, CHG 2: 11/22 | AMERICAN PETROLEUM INSTITUTE | API | API Std 650 | Welded Tanks for Oil Storage | 2013; Errata 1 2013; Addendum 1 2014; Errata 2 2014; Addendum 2 2016; Addendum 3 2018
15448 | 33 56 21.17 | SINGLE WALL ABOVEGROUND FIXED ROOF STEEL POL STORAGE TANK | 11/18, CHG 2: 11/22 | AMERICAN PETROLEUM INSTITUTE | API | API Std 653 | Tank Inspection, Repair, Alteration, and Reconstruction | 2014; Addendum 1 2018
15449 | 33 56 21.17 | SINGLE WALL ABOVEGROUND FIXED ROOF STEEL POL STORAGE TANK | 11/18, CHG 2: 11/22 | AMERICAN PETROLEUM INSTITUTE | API | API Std 2000 | Venting Atmospheric and Low-Pressure Storage Tanks | 2014
15450 | 33 56 21.17 | SINGLE WALL ABOVEGROUND FIXED ROOF STEEL POL STORAGE TANK | 11/18, CHG 2: 11/22 | AMERICAN SOCIETY FOR NONDESTRUCTIVE TESTING | ASNT | ASNT SNT-TC-1A | Recommended Practice for Personnel Qualification and Certification in Nondestructive Testing | 2020
15451 | 33 56 21.17 | SINGLE WALL ABOVEGROUND FIXED ROOF STEEL POL STORAGE TANK | 11/18, CHG 2: 11/22 | AMERICAN SOCIETY OF MECHANICAL ENGINEERS | ASME | ASME B16.5 | Pipe Flanges and Flanged Fittings NPS 1/2 Through NPS 24 Metric/Inch Standard | 2020
15452 | 33 56 21.17 | SINGLE WALL ABOVEGROUND FIXED ROOF STEEL POL STORAGE TANK | 11/18, CHG 2: 11/22 | AMERICAN SOCIETY OF MECHANICAL ENGINEERS | ASME | ASME B16.9 | Factory-Made Wrought Buttwelding Fittings | 2018
15453 | 33 56 21.17 | SINGLE WALL ABOVEGROUND FIXED ROOF STEEL POL STORAGE TANK | 11/18, CHG 2: 11/22 | AMERICAN SOCIETY OF MECHANICAL ENGINEERS | ASME | ASME B16.11 | Forged Fittings, Socket-Welding and Threaded | 2022
15454 | 33 56 21.17 | SINGLE WALL ABOVEGROUND FIXED ROOF STEEL POL STORAGE TANK | 11/18, CHG 2: 11/22 | AMERICAN SOCIETY OF MECHANICAL ENGINEERS | ASME | ASME B31.3 | Process Piping | 2022; Errata 2023
15455 | 33 56 21.17 | SINGLE WALL ABOVEGROUND FIXED ROOF STEEL POL STORAGE TANK | 11/18, CHG 2: 11/22 | AMERICAN SOCIETY OF MECHANICAL ENGINEERS | ASME | ASME B73.1 | Specification for Horizontal End Suction Centrifugal Pumps for Chemical Process | 2020
15456 | 33 56 21.17 | SINGLE WALL ABOVEGROUND FIXED ROOF STEEL POL STORAGE TANK | 11/18, CHG 2: 11/22 | AMERICAN SOCIETY OF MECHANICAL ENGINEERS | ASME | ASME B73.2 | Specification for Vertical In-Line Centrifugal Pumps for Chemical Process | 2023
15457 | 33 56 21.17 | SINGLE WALL ABOVEGROUND FIXED ROOF STEEL POL STORAGE TANK | 11/18, CHG 2: 11/22 | AMERICAN SOCIETY OF MECHANICAL ENGINEERS | ASME | ASME BPVC SEC IX | BPVC Section IX-Welding, Brazing and Fusing Qualifications | 2017; Errata 2018
15458 | 33 56 21.17 | SINGLE WALL ABOVEGROUND FIXED ROOF STEEL POL STORAGE TANK | 11/18, CHG 2: 11/22 | AMERICAN WELDING SOCIETY | AWS | AWS A5.10/A5.10M | Welding Consumables - Wire Electrodes, Wires and Rods for Welding of Aluminum and Aluminum-Alloys - Classification | 2023
15459 | 33 56 21.17 | SINGLE WALL ABOVEGROUND FIXED ROOF STEEL POL STORAGE TANK | 11/18, CHG 2: 11/22 | AMERICAN WELDING SOCIETY | AWS | AWS QC1 | Specification for AWS Certification of Welding Inspectors | 2016
15460 | 33 56 21.17 | SINGLE WALL ABOVEGROUND FIXED ROOF STEEL POL STORAGE TANK | 11/18, CHG 2: 11/22 | ASTM INTERNATIONAL | ASTM | ASTM A123/A123M | Standard Specification for Zinc (Hot-Dip Galvanized) Coatings on Iron and Steel Products | 2017
15461 | 33 56 21.17 | SINGLE WALL ABOVEGROUND FIXED ROOF STEEL POL STORAGE TANK | 11/18, CHG 2: 11/22 | ASTM INTERNATIONAL | ASTM | ASTM A325 | Standard Specification for Structural Bolts, Steel, Heat Treated, 120/105 ksi Minimum Tensile Strength | 2014
15462 | 33 56 21.17 | SINGLE WALL ABOVEGROUND FIXED ROOF STEEL POL STORAGE TANK | 11/18, CHG 2: 11/22 | ASTM INTERNATIONAL | ASTM | ASTM A325M | Standard Specification for Structural Bolts, Steel, Heat Treated, 830 MPa Minimum Tensile Strength (Metric) | 2014
15463 | 33 56 21.17 | SINGLE WALL ABOVEGROUND FIXED ROOF STEEL POL STORAGE TANK | 11/18, CHG 2: 11/22 | ASTM INTERNATIONAL | ASTM | ASTM A492 | Standard Specification for Stainless Steel Rope Wire | 1995; R 2019
15464 | 33 56 21.17 | SINGLE WALL ABOVEGROUND FIXED ROOF STEEL POL STORAGE TANK | 11/18, CHG 2: 11/22 | ASTM INTERNATIONAL | ASTM | ASTM B209 | Standard Specification for Aluminum and Aluminum-Alloy Sheet and Plate | 2014
15465 | 33 56 21.17 | SINGLE WALL ABOVEGROUND FIXED ROOF STEEL POL STORAGE TANK | 11/18, CHG 2: 11/22 | ASTM INTERNATIONAL | ASTM | ASTM B209M | Standard Specification for Aluminum and Aluminum-Alloy Sheet and Plate (Metric) | 2014
15466 | 33 56 21.17 | SINGLE WALL ABOVEGROUND FIXED ROOF STEEL POL STORAGE TANK | 11/18, CHG 2: 11/22 | ASTM INTERNATIONAL | ASTM | ASTM B241/B241M | Standard Specification for Aluminum and Aluminum-Alloy Seamless Pipe and Seamless Extruded Tube | 2022
15467 | 33 56 21.17 | SINGLE WALL ABOVEGROUND FIXED ROOF STEEL POL STORAGE TANK | 11/18, CHG 2: 11/22 | ASTM INTERNATIONAL | ASTM | ASTM B247 | Standard Specification for Aluminum and Aluminum-Alloy Die Forgings, Hand Forgings, and Rolled Ring Forgings | 2020
15468 | 33 56 21.17 | SINGLE WALL ABOVEGROUND FIXED ROOF STEEL POL STORAGE TANK | 11/18, CHG 2: 11/22 | ASTM INTERNATIONAL | ASTM | ASTM B247M | Standard Specification for Aluminum and Aluminum-Alloy Die Forgings, Hand Forgings, and Rolled Ring Forgings (Metric) | 2020
15469 | 33 56 21.17 | SINGLE WALL ABOVEGROUND FIXED ROOF STEEL POL STORAGE TANK | 11/18, CHG 2: 11/22 | ASTM INTERNATIONAL | ASTM | ASTM D471 | Standard Test Method for Rubber Property - Effect of Liquids | 2016a
15470 | 33 56 21.17 | SINGLE WALL ABOVEGROUND FIXED ROOF STEEL POL STORAGE TANK | 11/18, CHG 2: 11/22 | ASTM INTERNATIONAL | ASTM | ASTM D3489 | Standard Test Method for Microcellular Urethane Materials | 2017
15471 | 33 56 21.17 | SINGLE WALL ABOVEGROUND FIXED ROOF STEEL POL STORAGE TANK | 11/18, CHG 2: 11/22 | ASTM INTERNATIONAL | ASTM | ASTM D4065 | Standard Practice for Plastics: Dynamic Mechanical Properties: Determination and Report of Procedures | 2012
15472 | 33 56 21.17 | SINGLE WALL ABOVEGROUND FIXED ROOF STEEL POL STORAGE TANK | 11/18, CHG 2: 11/22 | ASTM INTERNATIONAL | ASTM | ASTM D4814 | Standard Specification for Automotive Spark-Ignition Engine Fuel | 2020a
15473 | 33 56 21.17 | SINGLE WALL ABOVEGROUND FIXED ROOF STEEL POL STORAGE TANK | 11/18, CHG 2: 11/22 | ASTM INTERNATIONAL | ASTM | ASTM E329 | Standard Specification for Agencies Engaged in Construction Inspection, Testing, or Special Inspection | 2023
15474 | 33 56 21.17 | SINGLE WALL ABOVEGROUND FIXED ROOF STEEL POL STORAGE TANK | 11/18, CHG 2: 11/22 | NACE INTERNATIONAL | NACE | NACE SP0178 | Design, Fabrication, and Surface Finish Practices for Tanks and Vessels to be Lined for Immersion Service | 2007
15475 | 33 56 21.17 | SINGLE WALL ABOVEGROUND FIXED ROOF STEEL POL STORAGE TANK | 11/18, CHG 2: 11/22 | NATIONAL ELECTRICAL MANUFACTURERS ASSOCIATION | NEMA | NEMA MG 1 | Motors and Generators | 2021
15476 | 33 56 21.17 | SINGLE WALL ABOVEGROUND FIXED ROOF STEEL POL STORAGE TANK | 11/18, CHG 2: 11/22 | NATIONAL FIRE PROTECTION ASSOCIATION | NFPA | NFPA 30 | Flammable and Combustible Liquids Code | 2024
15477 | 33 56 21.17 | SINGLE WALL ABOVEGROUND FIXED ROOF STEEL POL STORAGE TANK | 11/18, CHG 2: 11/22 | NATIONAL FIRE PROTECTION ASSOCIATION | NFPA | NFPA 70 | National Electrical Code | 2023
15478 | 33 56 21.17 | SINGLE WALL ABOVEGROUND FIXED ROOF STEEL POL STORAGE TANK | 11/18, CHG 2: 11/22 | NORTH ATLANTIC TREATY ORGANIZATION | NATO | AFLP-3747 | Guide Specifications (Minimum Quality Standards) for Aviation Turbine Fuels (F-24, F-27, F-34, F-35, F-37, F-40 And F-44) | 2013; Rev 9
15479 | 33 56 21.17 | SINGLE WALL ABOVEGROUND FIXED ROOF STEEL POL STORAGE TANK | 11/18, CHG 2: 11/22 | U.S. DEPARTMENT OF DEFENSE | DOD | MIL-DTL-5624 | Turbine Fuel, Aviation, Grades JP-4 and JP-5 | 2024; Rev X
15480 | 33 56 21.17 | SINGLE WALL ABOVEGROUND FIXED ROOF STEEL POL STORAGE TANK | 11/18, CHG 2: 11/22 | U.S. DEPARTMENT OF DEFENSE | DOD | MIL-DTL-83133 | Turbine Fuels, Aviation, Kerosene Type, JP-8 (NATO F-34), NATO F-35 and JP-8 + 100 (NATO F-37) | 2015; Rev J
15481 | 33 56 21.17 | SINGLE WALL ABOVEGROUND FIXED ROOF STEEL POL STORAGE TANK | 11/18, CHG 2: 11/22 | U.S. DEPARTMENT OF DEFENSE | DOD | MIL-PRF-23236 | Coating Systems for Ship Structures | 2009; Rev D; Notice 1 2023
15482 | 33 56 21.17 | SINGLE WALL ABOVEGROUND FIXED ROOF STEEL POL STORAGE TANK | 11/18, CHG 2: 11/22 | U.S. NATIONAL ARCHIVES AND RECORDS ADMINISTRATION | NARA | 29 CFR 1910.23 | Ladders | Nov 2016
15483 | 33 56 21.17 | SINGLE WALL ABOVEGROUND FIXED ROOF STEEL POL STORAGE TANK | 11/18, CHG 2: 11/22 | U.S. NATIONAL ARCHIVES AND RECORDS ADMINISTRATION | NARA | 29 CFR 1910.25 | Stairways | Dec 2019
15484 | 33 56 21.18 | SINGLE WALL POL TANK UNDERTANK INTERSTITIAL SPACE | 11/18 | AMERICAN PETROLEUM INSTITUTE | API | API Std 650 | Welded Tanks for Oil Storage | 2013; Errata 1 2013; Addendum 1 2014; Errata 2 2014; Addendum 2 2016; Addendum 3 2018
15485 | 33 56 21.18 | SINGLE WALL POL TANK UNDERTANK INTERSTITIAL SPACE | 11/18 | ASTM INTERNATIONAL | ASTM | ASTM B221 | Standard Specification for Aluminum and Aluminum-Alloy Extruded Bars, Rods, Wire, Profiles, and Tubes | 2021
15486 | 33 56 21.18 | SINGLE WALL POL TANK UNDERTANK INTERSTITIAL SPACE | 11/18 | ASTM INTERNATIONAL | ASTM | ASTM B221M | Standard Specification for Aluminum and Aluminum-Alloy Extruded Bars, Rods, Wire, Profiles, and Tubes (Metric) | 2021
15487 | 33 56 21.18 | SINGLE WALL POL TANK UNDERTANK INTERSTITIAL SPACE | 11/18 | ASTM INTERNATIONAL | ASTM | ASTM C33/C33M | Standard Specification for Concrete Aggregates | 2023
15488 | 33 56 21.18 | SINGLE WALL POL TANK UNDERTANK INTERSTITIAL SPACE | 11/18 | ASTM INTERNATIONAL | ASTM | ASTM C88 | Standard Test Method for Soundness of Aggregates by Use of Sodium Sulfate or Magnesium Sulfate | 2018
15489 | 33 56 21.18 | SINGLE WALL POL TANK UNDERTANK INTERSTITIAL SPACE | 11/18 | ASTM INTERNATIONAL | ASTM | ASTM C1218/C1218M | Standard Test Method for Water-Soluble Chloride in Mortar and Concrete | 2020c
15490 | 33 56 21.18 | SINGLE WALL POL TANK UNDERTANK INTERSTITIAL SPACE | 11/18 | ASTM INTERNATIONAL | ASTM | ASTM C1580 | Standard Test Method for Water-Soluble Sulfate in Soil | 2015
15491 | 33 56 21.18 | SINGLE WALL POL TANK UNDERTANK INTERSTITIAL SPACE | 11/18 | ASTM INTERNATIONAL | ASTM | ASTM D396 | Standard Specification for Fuel Oils | 2021
15492 | 33 56 21.18 | SINGLE WALL POL TANK UNDERTANK INTERSTITIAL SPACE | 11/18 | ASTM INTERNATIONAL | ASTM | ASTM D471 | Standard Test Method for Rubber Property - Effect of Liquids | 2016a
15493 | 33 56 21.18 | SINGLE WALL POL TANK UNDERTANK INTERSTITIAL SPACE | 11/18 | ASTM INTERNATIONAL | ASTM | ASTM D751 | Standard Test Methods for Coated Fabrics | 2019
15494 | 33 56 21.18 | SINGLE WALL POL TANK UNDERTANK INTERSTITIAL SPACE | 11/18 | ASTM INTERNATIONAL | ASTM | ASTM D814 | Rubber Property - Vapor Transmission of Volatile Liquids | 1995; R 2020
15495 | 33 56 21.18 | SINGLE WALL POL TANK UNDERTANK INTERSTITIAL SPACE | 11/18 | ASTM INTERNATIONAL | ASTM | ASTM D2136 | Coated Fabrics - Low-Temperature Bend Test | 2002; R 2012
15496 | 33 56 21.18 | SINGLE WALL POL TANK UNDERTANK INTERSTITIAL SPACE | 11/18 | ASTM INTERNATIONAL | ASTM | ASTM D2665 | Standard Specification for Poly(Vinyl Chloride) (PVC) Plastic Drain, Waste, and Vent Pipe and Fittings | 2014
15497 | 33 56 21.18 | SINGLE WALL POL TANK UNDERTANK INTERSTITIAL SPACE | 11/18 | ASTM INTERNATIONAL | ASTM | ASTM D3389 | Standard Test Method for Coated Fabrics Abrasion Resistance (Rotary Platform, Double-Head Abrader) | 2016
15498 | 33 56 21.18 | SINGLE WALL POL TANK UNDERTANK INTERSTITIAL SPACE | 11/18 | ASTM INTERNATIONAL | ASTM | ASTM D4354 | Sampling of Geosynthetics for Testing | 2012; R 2020
15499 | 33 56 21.18 | SINGLE WALL POL TANK UNDERTANK INTERSTITIAL SPACE | 11/18 | ASTM INTERNATIONAL | ASTM | ASTM D4491/D4491M | Standard Test Methods for Water Permeability of Geotextiles by Permittivity | 2017
15500 | 33 56 21.18 | SINGLE WALL POL TANK UNDERTANK INTERSTITIAL SPACE | 11/18 | ASTM INTERNATIONAL | ASTM | ASTM D4533/D4533M | Standard Test Method for Trapezoid Tearing Strength of Geotextiles | 2015
15501 | 33 56 21.18 | SINGLE WALL POL TANK UNDERTANK INTERSTITIAL SPACE | 11/18 | ASTM INTERNATIONAL | ASTM | ASTM D4632/D4632M | Grab Breaking Load and Elongation of Geotextiles | 2015a
15502 | 33 56 21.18 | SINGLE WALL POL TANK UNDERTANK INTERSTITIAL SPACE | 11/18 | ASTM INTERNATIONAL | ASTM | ASTM D4751 | Standard Test Method for Determining Apparent Opening Size of a Geotextile | 2020
15503 | 33 56 21.18 | SINGLE WALL POL TANK UNDERTANK INTERSTITIAL SPACE | 11/18 | ASTM INTERNATIONAL | ASTM | ASTM D4759 | Standard Practice for Determining the Specification Conformance of Geosynthetics | 2011; R 2018
15504 | 33 56 21.18 | SINGLE WALL POL TANK UNDERTANK INTERSTITIAL SPACE | 11/18 | ASTM INTERNATIONAL | ASTM | ASTM D4814 | Standard Specification for Automotive Spark-Ignition Engine Fuel | 2020a
15505 | 33 56 21.18 | SINGLE WALL POL TANK UNDERTANK INTERSTITIAL SPACE | 11/18 | ASTM INTERNATIONAL | ASTM | ASTM D4972 | Standard Test Methods for pH of Soils | 2018
15506 | 33 56 21.18 | SINGLE WALL POL TANK UNDERTANK INTERSTITIAL SPACE | 11/18 | ASTM INTERNATIONAL | ASTM | ASTM D5261 | Standard Test Method for Measuring Mass Per Unit Area of Geotextiles | 2010; R 2018
15507 | 33 56 21.18 | SINGLE WALL POL TANK UNDERTANK INTERSTITIAL SPACE | 11/18 | ASTM INTERNATIONAL | ASTM | ASTM D6241 | Standard Test Method for the Static Puncture Strength of Geotextiles and Geotextile-Related Products Using a 50-mm Probe | 2014
15508 | 33 56 21.18 | SINGLE WALL POL TANK UNDERTANK INTERSTITIAL SPACE | 11/18 | ASTM INTERNATIONAL | ASTM | ASTM G187 | Standard Test Method for Measurement of Soil Resistivity Using the Two-Electrode Soil Box Method | 2018
15509 | 33 56 21.18 | SINGLE WALL POL TANK UNDERTANK INTERSTITIAL SPACE | 11/18 | U.S. DEPARTMENT OF DEFENSE | DOD | MIL-DTL-5624 | Turbine Fuel, Aviation, Grades JP-4 and JP-5 | 2024; Rev X
15510 | 33 56 21.18 | SINGLE WALL POL TANK UNDERTANK INTERSTITIAL SPACE | 11/18 | U.S. DEPARTMENT OF DEFENSE | DOD | MIL-DTL-38219 | Turbine Fuel, Low Volatility, JP-7 | 1998; Rev D; Notice 1 2016
15511 | 33 56 21.18 | SINGLE WALL POL TANK UNDERTANK INTERSTITIAL SPACE | 11/18 | U.S. DEPARTMENT OF DEFENSE | DOD | MIL-DTL-83133 | Turbine Fuels, Aviation, Kerosene Type, JP-8 (NATO F-34), NATO F-35 and JP-8 + 100 (NATO F-37) | 2015; Rev J
15512 | 33 56 21.18 | SINGLE WALL POL TANK UNDERTANK INTERSTITIAL SPACE | 11/18 | U.S. GENERAL SERVICES ADMINISTRATION | GSA | CID A-A-52557 | Fuel Oil, Diesel; for Posts, Camps and Stations | 2001; Rev A; Notice 1
15513 | 33 56 21.18 | SINGLE WALL POL TANK UNDERTANK INTERSTITIAL SPACE | 11/18 | UNDERWRITERS LABORATORIES | UL | UL 971 | UL Standard for Safety Nonmetallic Underground Piping for Flammable Liquids | 1995; Reprint Mar 2006
15514 | 33 56 53 | COMPRESSED GASES STORAGE TANKS | 05/20 | AMERICAN SOCIETY OF MECHANICAL ENGINEERS | ASME | ASME B16.5 | Pipe Flanges and Flanged Fittings NPS 1/2 Through NPS 24 Metric/Inch Standard | 2020
15515 | 33 56 53 | COMPRESSED GASES STORAGE TANKS | 05/20 | AMERICAN SOCIETY OF MECHANICAL ENGINEERS | ASME | ASME B16.20 | Metallic Gaskets for Pipe Flanges | 2023
15516 | 33 56 53 | COMPRESSED GASES STORAGE TANKS | 05/20 | AMERICAN SOCIETY OF MECHANICAL ENGINEERS | ASME | ASME B31.3 | Process Piping | 2022; Errata 2023
15517 | 33 56 53 | COMPRESSED GASES STORAGE TANKS | 05/20 | AMERICAN SOCIETY OF MECHANICAL ENGINEERS | ASME | ASME BPVC SEC IX | BPVC Section IX-Welding, Brazing and Fusing Qualifications | 2017; Errata 2018
15518 | 33 56 53 | COMPRESSED GASES STORAGE TANKS | 05/20 | AMERICAN SOCIETY OF MECHANICAL ENGINEERS | ASME | ASME BPVC SEC V | BPVC Section V-Nondestructive Examination | 2017
15519 | 33 56 53 | COMPRESSED GASES STORAGE TANKS | 05/20 | AMERICAN SOCIETY OF MECHANICAL ENGINEERS | ASME | ASME BPVC SEC VIII D1 | BPVC Section VIII-Rules for Construction of Pressure Vessels Division 1 | 2019
15520 | 33 56 53 | COMPRESSED GASES STORAGE TANKS | 05/20 | ASTM INTERNATIONAL | ASTM | ASTM A36/A36M | Standard Specification for Carbon Structural Steel | 2019
15521 | 33 56 53 | COMPRESSED GASES STORAGE TANKS | 05/20 | ASTM INTERNATIONAL | ASTM | ASTM A182/A182M | Standard Specification for Forged or Rolled Alloy and Stainless Steel Pipe Flanges, Forged Fittings, and Valves and Parts for High-Temperature Service | 2024
15522 | 33 56 53 | COMPRESSED GASES STORAGE TANKS | 05/20 | ASTM INTERNATIONAL | ASTM | ASTM A193/A193M | Standard Specification for Alloy-Steel and Stainless Steel Bolting Materials for High-Temperature Service and Other Special Purpose Applications | 2024
15523 | 33 56 53 | COMPRESSED GASES STORAGE TANKS | 05/20 | ASTM INTERNATIONAL | ASTM | ASTM A194/A194M | Standard Specification for Carbon Steel, Alloy Steel, and Stainless Steel Nuts for Bolts for High-Pressure or High-Temperature Service, or Both | 2024
15524 | 33 56 53 | COMPRESSED GASES STORAGE TANKS | 05/20 | ASTM INTERNATIONAL | ASTM | ASTM A240/A240M | Standard Specification for Chromium and Chromium-Nickel Stainless Steel Plate, Sheet, and Strip for Pressure Vessels and for General Applications | 2024
15525 | 33 56 53 | COMPRESSED GASES STORAGE TANKS | 05/20 | ASTM INTERNATIONAL | ASTM | ASTM A312/A312M | Standard Specification for Seamless, Welded, and Heavily Cold Worked Austenitic Stainless Steel Pipes | 2022a
15526 | 33 56 53 | COMPRESSED GASES STORAGE TANKS | 05/20 | ASTM INTERNATIONAL | ASTM | ASTM A320/A320M | Standard Specification for Alloy-Steel and Stainless Steel Bolting for Low-Temperature Service | 2024
15527 | 33 56 53 | COMPRESSED GASES STORAGE TANKS | 05/20 | ASTM INTERNATIONAL | ASTM | ASTM A370 | Standard Test Methods and Definitions for Mechanical Testing of Steel Products | 2024
15528 | 33 56 53 | COMPRESSED GASES STORAGE TANKS | 05/20 | ASTM INTERNATIONAL | ASTM | ASTM A376/A376M | Standard Specification for Seamless Austenitic Steel Pipe for High-Temperature Service | 2022
15529 | 33 56 53 | COMPRESSED GASES STORAGE TANKS | 05/20 | ASTM INTERNATIONAL | ASTM | ASTM A403/A403M | Standard Specification for Wrought Austenitic Stainless Steel Piping Fittings | 2022b
15530 | 33 56 53 | COMPRESSED GASES STORAGE TANKS | 05/20 | ASTM INTERNATIONAL | ASTM | ASTM E165/E165M | Standard Practice for Liquid Penetrant Examination for General Industry | 2023
15531 | 33 56 53 | COMPRESSED GASES STORAGE TANKS | 05/20 | ASTM INTERNATIONAL | ASTM | ASTM E709 | Standard Guide for Magnetic Particle Testing | 2021
15532 | 33 56 53 | COMPRESSED GASES STORAGE TANKS | 05/20 | MANUFACTURERS STANDARDIZATION SOCIETY OF THE VALVE AND FITTINGS INDUSTRY | MSS | MSS SP-58 | Pipe Hangers and Supports - Materials, Design and Manufacture, Selection, Application, and Installation | 2018
15533 | 33 56 53 | COMPRESSED GASES STORAGE TANKS | 05/20 | SOCIETY FOR PROTECTIVE COATINGS | SSPC | SSPC Paint 21 | White or Colored Silicone Alkyd Paint (Type I, High Gloss and Type II, Medium Gloss) | 1982; E 2004
15534 | 33 56 53 | COMPRESSED GASES STORAGE TANKS | 05/20 | SOCIETY FOR PROTECTIVE COATINGS | SSPC | SSPC Paint 25 | Zinc Oxide, Alkyd, Linseed Oil Primer for Use Over Hand Cleaned Steel, Type I and Type II | 1997; E 2004
15535 | 33 56 53 | COMPRESSED GASES STORAGE TANKS | 05/20 | SOCIETY OF AUTOMOTIVE ENGINEERS INTERNATIONAL | SAE | SAE AS598 | Aerospace Microscopic Sizing and Counting of Particulate Contamination for Fluid Power Systems | 2018; Rev A; R 2024
15536 | 33 57 55 | FUEL SYSTEM COMPONENTS (NON-HYDRANT) | 11/18, CHG 1: 11/20 | AMERICAN PETROLEUM INSTITUTE | API | API RP 540 | Electrical Installations in Petroleum Processing Plants | 1999; R 2004
15537 | 33 57 55 | FUEL SYSTEM COMPONENTS (NON-HYDRANT) | 11/18, CHG 1: 11/20 | AMERICAN PETROLEUM INSTITUTE | API | API RP 1004 | Bottom Loading and Vapor Recovery for MC-306 and DOT-406 Tank Motor Vehicles | 2003
15538 | 33 57 55 | FUEL SYSTEM COMPONENTS (NON-HYDRANT) | 11/18, CHG 1: 11/20 | AMERICAN PETROLEUM INSTITUTE | API | API RP 1615 | Installation of Underground Petroleum Storage Systems | 2011
15539 | 33 57 55 | FUEL SYSTEM COMPONENTS (NON-HYDRANT) | 11/18, CHG 1: 11/20 | AMERICAN PETROLEUM INSTITUTE | API | API RP 2003 | Protection Against Ignitions Arising out of Static, Lightning, and Stray Currents | 2015; 8th Ed
15540 | 33 57 55 | FUEL SYSTEM COMPONENTS (NON-HYDRANT) | 11/18, CHG 1: 11/20 | AMERICAN PETROLEUM INSTITUTE | API | API STD 610 | Centrifugal Pumps for Petroleum, Petrochemical, and Natural Gas Industries | 2010; Errata 2011
15541 | 33 57 55 | FUEL SYSTEM COMPONENTS (NON-HYDRANT) | 11/18, CHG 1: 11/20 | AMERICAN SOCIETY OF MECHANICAL ENGINEERS | ASME | ASME B16.5 | Pipe Flanges and Flanged Fittings NPS 1/2 Through NPS 24 Metric/Inch Standard | 2020
15542 | 33 57 55 | FUEL SYSTEM COMPONENTS (NON-HYDRANT) | 11/18, CHG 1: 11/20 | AMERICAN SOCIETY OF MECHANICAL ENGINEERS | ASME | ASME B40.100 | Pressure Gauges and Gauge Attachments | 2022
15543 | 33 57 55 | FUEL SYSTEM COMPONENTS (NON-HYDRANT) | 11/18, CHG 1: 11/20 | AMERICAN SOCIETY OF MECHANICAL ENGINEERS | ASME | ASME B73.1 | Specification for Horizontal End Suction Centrifugal Pumps for Chemical Process | 2020
15544 | 33 57 55 | FUEL SYSTEM COMPONENTS (NON-HYDRANT) | 11/18, CHG 1: 11/20 | AMERICAN SOCIETY OF MECHANICAL ENGINEERS | ASME | ASME BPVC SEC VIII D1 | BPVC Section VIII-Rules for Construction of Pressure Vessels Division 1 | 2019
15545 | 33 57 55 | FUEL SYSTEM COMPONENTS (NON-HYDRANT) | 11/18, CHG 1: 11/20 | ASTM INTERNATIONAL | ASTM | ASTM C827/C827M | Standard Test Method for Change in Height at Early Ages of Cylindrical Specimens of Cementitious Mixtures | 2023
15546 | 33 57 55 | FUEL SYSTEM COMPONENTS (NON-HYDRANT) | 11/18, CHG 1: 11/20 | ASTM INTERNATIONAL | ASTM | ASTM D1655 | Standard Specification for Aviation Turbine Fuels | 2018a
15547 | 33 57 55 | FUEL SYSTEM COMPONENTS (NON-HYDRANT) | 11/18, CHG 1: 11/20 | ENERGY INSTITUTE | EI | EI 1529 | Aviation Fueling Hose and Hose Assemblies | 2014; 7th Ed
15548 | 33 57 55 | FUEL SYSTEM COMPONENTS (NON-HYDRANT) | 11/18, CHG 1: 11/20 | INSTITUTE OF ELECTRICAL AND ELECTRONICS ENGINEERS | IEEE | IEEE 142 | Recommended Practice for Grounding of Industrial and Commercial Power Systems - IEEE Green Book | 2007; Errata 2014
15549 | 33 57 55 | FUEL SYSTEM COMPONENTS (NON-HYDRANT) | 11/18, CHG 1: 11/20 | INSTITUTE OF ELECTRICAL AND ELECTRONICS ENGINEERS | IEEE | IEEE 1100 | Emerald Book IEEE Recommended Practice for Powering and Grounding Electronic Equipment | 2005
15550 | 33 57 55 | FUEL SYSTEM COMPONENTS (NON-HYDRANT) | 11/18, CHG 1: 11/20 | NATIONAL FIRE PROTECTION ASSOCIATION | NFPA | NFPA 30 | Flammable and Combustible Liquids Code | 2024
15551 | 33 57 55 | FUEL SYSTEM COMPONENTS (NON-HYDRANT) | 11/18, CHG 1: 11/20 | NATIONAL FIRE PROTECTION ASSOCIATION | NFPA | NFPA 70 | National Electrical Code | 2023
15552 | 33 57 55 | FUEL SYSTEM COMPONENTS (NON-HYDRANT) | 11/18, CHG 1: 11/20 | NATIONAL FIRE PROTECTION ASSOCIATION | NFPA | NFPA 77 | Recommended Practice on Static Electricity | 2024; ERTA 1 2023
15553 | 33 57 55 | FUEL SYSTEM COMPONENTS (NON-HYDRANT) | 11/18, CHG 1: 11/20 | NATIONAL FIRE PROTECTION ASSOCIATION | NFPA | NFPA 407 | Standard for Aircraft Fuel Servicing | 2022; TIA 21-1
15554 | 33 57 55 | FUEL SYSTEM COMPONENTS (NON-HYDRANT) | 11/18, CHG 1: 11/20 | NATIONAL FIRE PROTECTION ASSOCIATION | NFPA | NFPA 780 | Standard for the Installation of Lightning Protection Systems | 2023
15555 | 33 57 55 | FUEL SYSTEM COMPONENTS (NON-HYDRANT) | 11/18, CHG 1: 11/20 | SOCIETY OF AUTOMOTIVE ENGINEERS INTERNATIONAL | SAE | SAE AMS3275 | Sheet, Acrylonitrile Butadiene (NBR) Rubber and Non-Asbestos Fiber Fuel and Oil Resistant | 2009; Rev C
15556 | 33 57 55 | FUEL SYSTEM COMPONENTS (NON-HYDRANT) | 11/18, CHG 1: 11/20 | SOCIETY OF AUTOMOTIVE ENGINEERS INTERNATIONAL | SAE | SAE AS5877 | Detailed Specification for Aircraft Pressure Refueling Nozzle | 2016; Rev B
15557 | 33 57 55 | FUEL SYSTEM COMPONENTS (NON-HYDRANT) | 11/18, CHG 1: 11/20 | U.S. DEPARTMENT OF DEFENSE | DOD | MIL-A-25896 | Adapter, Pressure Fuel Servicing, Nominal 2.5 inch diameter | 1983; Rev E; Notice 1 1989; Notice 3 2003
15558 | 33 57 55 | FUEL SYSTEM COMPONENTS (NON-HYDRANT) | 11/18, CHG 1: 11/20 | U.S. DEPARTMENT OF DEFENSE | DOD | MIL-DTL-5624 | Turbine Fuel, Aviation, Grades JP-4 and JP-5 | 2024; Rev X
15559 | 33 57 55 | FUEL SYSTEM COMPONENTS (NON-HYDRANT) | 11/18, CHG 1: 11/20 | U.S. DEPARTMENT OF DEFENSE | DOD | MIL-DTL-83413 | Connectors and Assemblies, Electrical, Aircraft Grounding, General Specification for | 2012; Rev C; AMD 1 2017; AMD 2 2019
15560 | 33 57 55 | FUEL SYSTEM COMPONENTS (NON-HYDRANT) | 11/18, CHG 1: 11/20 | U.S. DEPARTMENT OF DEFENSE | DOD | MIL-DTL-83413/4 | Connectors and Assemblies, Electrical, Aircraft Grounding: Plugs, for Types I and II Grounding Assemblies | 2019; Rev E; AMD 2 2019; Notice 1 2024
15561 | 33 57 55 | FUEL SYSTEM COMPONENTS (NON-HYDRANT) | 11/18, CHG 1: 11/20 | U.S. DEPARTMENT OF DEFENSE | DOD | MIL-DTL-83413/7 | Connectors and Assemblies, Electrical, Aircraft Grounding: Clamp Connector for Types I and III Grounding Assemblies, Clip, Electrical | 2018; Rev F; AMD 1 2018; Notice 1
15562 | 33 57 55 | FUEL SYSTEM COMPONENTS (NON-HYDRANT) | 11/18, CHG 1: 11/20 | U.S. DEPARTMENT OF DEFENSE | DOD | MIL-P-52327C | Military Specification Pumps, Centrifugal, Electric-Motor-driven, Positive Prime, Petroleum Products, Airfield Defueling and Receiving | 1990
15563 | 33 57 55 | FUEL SYSTEM COMPONENTS (NON-HYDRANT) | 11/18, CHG 1: 11/20 | U.S. DEPARTMENT OF DEFENSE | DOD | MIL-PRF-4556 | Coating Kit, Epoxy, for Interior of Steel Fuel Tanks | 1998; Rev F; Am 1 1999; CANC Notice 1 2011
15564 | 33 57 55 | FUEL SYSTEM COMPONENTS (NON-HYDRANT) | 11/18, CHG 1: 11/20 | U.S. DEPARTMENT OF DEFENSE | DOD | MIL-STD-130 | Identification Marking of U.S. Military Property | 2007; Rev N; Change 1 2012
15565 | 33 57 55 | FUEL SYSTEM COMPONENTS (NON-HYDRANT) | 11/18, CHG 1: 11/20 | U.S. DEPARTMENT OF DEFENSE | DOD | MIL-STD-161 | Identification Methods for Bulk Petroleum Products Systems Including Hydrocarbon Missile Fuels | 2005; Rev G; Notice 1 2010
15566 | 33 57 55 | FUEL SYSTEM COMPONENTS (NON-HYDRANT) | 11/18, CHG 1: 11/20 | U.S. GENERAL SERVICES ADMINISTRATION | GSA | CID A-A-50696 | Reels, Static Discharge, Grounding, 50 and 75 Foot Cable Lengths | 2016; Rev D
15567 | 33 57 55 | FUEL SYSTEM COMPONENTS (NON-HYDRANT) | 11/18, CHG 1: 11/20 | U.S. GENERAL SERVICES ADMINISTRATION | GSA | CID A-A-59326 | General Specification For Coupling Halves, Quick-Disconnect, Cam-Locking Type | Rev D
15568 | 33 57 55 | FUEL SYSTEM COMPONENTS (NON-HYDRANT) | 11/18, CHG 1: 11/20 | U.S. NATIONAL ARCHIVES AND RECORDS ADMINISTRATION | NARA | 40 CFR 280 | Technical Standards and Corrective Action Requirements for Owners and Operators of Underground Storage Tanks (UST)
15569 | 33 57 55 | FUEL SYSTEM COMPONENTS (NON-HYDRANT) | 11/18, CHG 1: 11/20 | UNDERWRITERS LABORATORIES | UL | UL 87 | UL Standard for Safety Power-Operated Dispensing Devices for Petroleum Products | 2016
15570 | 33 57 55 | FUEL SYSTEM COMPONENTS (NON-HYDRANT) | 11/18, CHG 1: 11/20 | UNDERWRITERS LABORATORIES | UL | UL 87A | UL Standard for Safety Power-Operated Dispensing Devices for Gasoline and Gasoline/Ethanol Blends with Nominal Ethanol Concentrations up to 85 Percent (E0 – E85) | 2015; Reprint Jan 2020
15571 | 33 57 55 | FUEL SYSTEM COMPONENTS (NON-HYDRANT) | 11/18, CHG 1: 11/20 | UNDERWRITERS LABORATORIES | UL | UL 330 | UL Standard for Safety Hose and Hose Assemblies for Dispensing Flammable Liquids | 2017; Reprint Feb 2019
15572 | 33 57 55 | FUEL SYSTEM COMPONENTS (NON-HYDRANT) | 11/18, CHG 1: 11/20 | UNDERWRITERS LABORATORIES | UL | UL 842 | UL Standard for Safety Valves for Flammable Fluids | 2015; Reprint Oct 2017
15573 | 33 60 02 | ABOVEGROUND HEAT DISTRIBUTION SYSTEM | 08/24 | AMERICAN SOCIETY OF MECHANICAL ENGINEERS | ASME | ASME B1.20.1 | Pipe Threads, General Purpose (Inch) | 2013; R 2018
15574 | 33 60 02 | ABOVEGROUND HEAT DISTRIBUTION SYSTEM | 08/24 | AMERICAN SOCIETY OF MECHANICAL ENGINEERS | ASME | ASME B1.20.2M | Pipe Threads, 60 Deg. General Purpose (Metric) | 2006; R 2011
15575 | 33 60 02 | ABOVEGROUND HEAT DISTRIBUTION SYSTEM | 08/24 | AMERICAN SOCIETY OF MECHANICAL ENGINEERS | ASME | ASME B16.5 | Pipe Flanges and Flanged Fittings NPS 1/2 Through NPS 24 Metric/Inch Standard | 2020
15576 | 33 60 02 | ABOVEGROUND HEAT DISTRIBUTION SYSTEM | 08/24 | AMERICAN SOCIETY OF MECHANICAL ENGINEERS | ASME | ASME B16.9 | Factory-Made Wrought Buttwelding Fittings | 2018
15577 | 33 60 02 | ABOVEGROUND HEAT DISTRIBUTION SYSTEM | 08/24 | AMERICAN SOCIETY OF MECHANICAL ENGINEERS | ASME | ASME B16.11 | Forged Fittings, Socket-Welding and Threaded | 2022
15578 | 33 60 02 | ABOVEGROUND HEAT DISTRIBUTION SYSTEM | 08/24 | AMERICAN SOCIETY OF MECHANICAL ENGINEERS | ASME | ASME B16.34 | Valves - Flanged, Threaded and Welding End | 2021
15579 | 33 60 02 | ABOVEGROUND HEAT DISTRIBUTION SYSTEM | 08/24 | AMERICAN SOCIETY OF MECHANICAL ENGINEERS | ASME | ASME B31.1 | Power Piping | 2022
15580 | 33 60 02 | ABOVEGROUND HEAT DISTRIBUTION SYSTEM | 08/24 | AMERICAN SOCIETY OF MECHANICAL ENGINEERS | ASME | ASME BPVC SEC IX | BPVC Section IX-Welding, Brazing and Fusing Qualifications | 2017; Errata 2018
15581 | 33 60 02 | ABOVEGROUND HEAT DISTRIBUTION SYSTEM | 08/24 | AMERICAN SOCIETY OF MECHANICAL ENGINEERS | ASME | ASME BPVC SEC VIII D1 | BPVC Section VIII-Rules for Construction of Pressure Vessels Division 1 | 2019
15582 | 33 60 02 | ABOVEGROUND HEAT DISTRIBUTION SYSTEM | 08/24 | ASTM INTERNATIONAL | ASTM | ASTM A53/A53M | Standard Specification for Pipe, Steel, Black and Hot-Dipped, Zinc-Coated, Welded and Seamless | 2024
15583 | 33 60 02 | ABOVEGROUND HEAT DISTRIBUTION SYSTEM | 08/24 | ASTM INTERNATIONAL | ASTM | ASTM A105/A105M | Standard Specification for Carbon Steel Forgings for Piping Applications | 2023
15584 | 33 60 02 | ABOVEGROUND HEAT DISTRIBUTION SYSTEM | 08/24 | ASTM INTERNATIONAL | ASTM | ASTM A106/A106M | Standard Specification for Seamless Carbon Steel Pipe for High-Temperature Service | 2019a
15585 | 33 60 02 | ABOVEGROUND HEAT DISTRIBUTION SYSTEM | 08/24 | ASTM INTERNATIONAL | ASTM | ASTM A234/A234M | Standard Specification for Piping Fittings of Wrought Carbon Steel and Alloy Steel for Moderate and High Temperature Service | 2024
15586 | 33 60 02 | ABOVEGROUND HEAT DISTRIBUTION SYSTEM | 08/24 | ASTM INTERNATIONAL | ASTM | ASTM A240/A240M | Standard Specification for Chromium and Chromium-Nickel Stainless Steel Plate, Sheet, and Strip for Pressure Vessels and for General Applications | 2024
15587 | 33 60 02 | ABOVEGROUND HEAT DISTRIBUTION SYSTEM | 08/24 | ASTM INTERNATIONAL | ASTM | ASTM A475 | Standard Specification for Metallic-Coated Steel Wire Strand | 2022
15588 | 33 60 02 | ABOVEGROUND HEAT DISTRIBUTION SYSTEM | 08/24 | ASTM INTERNATIONAL | ASTM | ASTM B209/B209M | Standard Specification for Aluminum and Aluminum-Alloy Sheet and Plate | 2021a
15589 | 33 60 02 | ABOVEGROUND HEAT DISTRIBUTION SYSTEM | 08/24 | ASTM INTERNATIONAL | ASTM | ASTM B650 | Standard Specification for Electrodeposited Engineering Chromium Coatings on Ferrous Substrates | 1995; R 2023
15590 | 33 60 02 | ABOVEGROUND HEAT DISTRIBUTION SYSTEM | 08/24 | ASTM INTERNATIONAL | ASTM | ASTM C195 | Standard Specification for Mineral Fiber Thermal Insulating Cement | 2007; R 2013
15591 | 33 60 02 | ABOVEGROUND HEAT DISTRIBUTION SYSTEM | 08/24 | ASTM INTERNATIONAL | ASTM | ASTM C449 | Standard Specification for Mineral Fiber Hydraulic-Setting Thermal Insulating and Finishing Cement | 2007; R 2013
15592 | 33 60 02 | ABOVEGROUND HEAT DISTRIBUTION SYSTEM | 08/24 | ASTM INTERNATIONAL | ASTM | ASTM C533 | Standard Specification for Calcium Silicate Block and Pipe Thermal Insulation | 2017; R 2023
15593 | 33 60 02 | ABOVEGROUND HEAT DISTRIBUTION SYSTEM | 08/24 | ASTM INTERNATIONAL | ASTM | ASTM C547 | Standard Specification for Mineral Fiber Pipe Insulation | 2022a
15594 | 33 60 02 | ABOVEGROUND HEAT DISTRIBUTION SYSTEM | 08/24 | ASTM INTERNATIONAL | ASTM | ASTM C552 | Standard Specification for Cellular Glass Thermal Insulation | 2022
15595 | 33 60 02 | ABOVEGROUND HEAT DISTRIBUTION SYSTEM | 08/24 | ASTM INTERNATIONAL | ASTM | ASTM E84 | Standard Test Method for Surface Burning Characteristics of Building Materials | 2023
15596 | 33 60 02 | ABOVEGROUND HEAT DISTRIBUTION SYSTEM | 08/24 | ASTM INTERNATIONAL | ASTM | ASTM F1139 | Steam Traps and Drains | 1988; R 2019
15597 | 33 60 02 | ABOVEGROUND HEAT DISTRIBUTION SYSTEM | 08/24 | EXPANSION JOINT MANUFACTURERS ASSOCIATION | EJMA | EJMA Stds | (10th Ed) EJMA Standards | 2015
15598 | 33 60 02 | ABOVEGROUND HEAT DISTRIBUTION SYSTEM | 08/24 | MANUFACTURERS STANDARDIZATION SOCIETY OF THE VALVE AND FITTINGS INDUSTRY | MSS | MSS SP-45 | Bypass and Drain Connections | 2020
15599 | 33 60 02 | ABOVEGROUND HEAT DISTRIBUTION SYSTEM | 08/24 | MANUFACTURERS STANDARDIZATION SOCIETY OF THE VALVE AND FITTINGS INDUSTRY | MSS | MSS SP-58 | Pipe Hangers and Supports - Materials, Design and Manufacture, Selection, Application, and Installation | 2018
15600 | 33 60 02 | ABOVEGROUND HEAT DISTRIBUTION SYSTEM | 08/24 | MANUFACTURERS STANDARDIZATION SOCIETY OF THE VALVE AND FITTINGS INDUSTRY | MSS | MSS SP-80 | Bronze Gate, Globe, Angle and Check Valves | 2019
15601 | 33 60 02 | ABOVEGROUND HEAT DISTRIBUTION SYSTEM | 08/24 | MANUFACTURERS STANDARDIZATION SOCIETY OF THE VALVE AND FITTINGS INDUSTRY | MSS | MSS SP-83 | Class 3000 Steel Pipe Unions Socket Welding and Threaded | 2014
15602 | 33 60 02 | ABOVEGROUND HEAT DISTRIBUTION SYSTEM | 08/24 | NATIONAL FIRE PROTECTION ASSOCIATION | NFPA | NFPA 90A | Standard for the Installation of Air Conditioning and Ventilating Systems | 2024
15603 | 33 60 02 | ABOVEGROUND HEAT DISTRIBUTION SYSTEM | 08/24 | UNDERWRITERS LABORATORIES | UL | UL 723 | UL Standard for Safety Test for Surface Burning Characteristics of Building Materials | 2020
15604 | 33 61 13.13 | PREFABRICATED UNDERGROUND HYDRONIC ENERGY DISTRIBUTION | 02/16 | AMERICAN SOCIETY OF MECHANICAL ENGINEERS | ASME | ASME B1.20.1 | Pipe Threads, General Purpose (Inch) | 2013; R 2018
15605 | 33 61 13.13 | PREFABRICATED UNDERGROUND HYDRONIC ENERGY DISTRIBUTION | 02/16 | AMERICAN SOCIETY OF MECHANICAL ENGINEERS | ASME | ASME B1.20.2M | Pipe Threads, 60 Deg. General Purpose (Metric) | 2006; R 2011
15606 | 33 61 13.13 | PREFABRICATED UNDERGROUND HYDRONIC ENERGY DISTRIBUTION | 02/16 | AMERICAN SOCIETY OF MECHANICAL ENGINEERS | ASME | ASME B16.9 | Factory-Made Wrought Buttwelding Fittings | 2018
15607 | 33 61 13.13 | PREFABRICATED UNDERGROUND HYDRONIC ENERGY DISTRIBUTION | 02/16 | AMERICAN SOCIETY OF MECHANICAL ENGINEERS | ASME | ASME B16.11 | Forged Fittings, Socket-Welding and Threaded | 2022
15608 | 33 61 13.13 | PREFABRICATED UNDERGROUND HYDRONIC ENERGY DISTRIBUTION | 02/16 | AMERICAN SOCIETY OF MECHANICAL ENGINEERS | ASME | ASME B16.18 | Cast Copper Alloy Solder Joint Pressure Fittings | 2021
15609 | 33 61 13.13 | PREFABRICATED UNDERGROUND HYDRONIC ENERGY DISTRIBUTION | 02/16 | AMERICAN SOCIETY OF MECHANICAL ENGINEERS | ASME | ASME B16.22 | Wrought Copper and Copper Alloy Solder Joint Pressure Fittings | 2021
15610 | 33 61 13.13 | PREFABRICATED UNDERGROUND HYDRONIC ENERGY DISTRIBUTION | 02/16 | AMERICAN SOCIETY OF MECHANICAL ENGINEERS | ASME | ASME B16.26 | Standard for Cast Copper Alloy Fittings for Flared Copper Tubes | 2018
15611 | 33 61 13.13 | PREFABRICATED UNDERGROUND HYDRONIC ENERGY DISTRIBUTION | 02/16 | AMERICAN SOCIETY OF MECHANICAL ENGINEERS | ASME | ASME B31.1 | Power Piping | 2022
15612 | 33 61 13.13 | PREFABRICATED UNDERGROUND HYDRONIC ENERGY DISTRIBUTION | 02/16 | AMERICAN SOCIETY OF MECHANICAL ENGINEERS | ASME | ASME BPVC SEC IX | BPVC Section IX-Welding, Brazing and Fusing Qualifications | 2017; Errata 2018
15613 | 33 61 13.13 | PREFABRICATED UNDERGROUND HYDRONIC ENERGY DISTRIBUTION | 02/16 | AMERICAN WATER WORKS ASSOCIATION | AWWA | AWWA C606 | Grooved and Shouldered Joints | 2022
15614 | 33 61 13.13 | PREFABRICATED UNDERGROUND HYDRONIC ENERGY DISTRIBUTION | 02/16 | AMERICAN WELDING SOCIETY | AWS | AWS B2.2/B2.2M | Specification for Brazing Procedure and Performance Qualification | 2016
15615 | 33 61 13.13 | PREFABRICATED UNDERGROUND HYDRONIC ENERGY DISTRIBUTION | 02/16 | ASTM INTERNATIONAL | ASTM | ASTM A53/A53M | Standard Specification for Pipe, Steel, Black and Hot-Dipped, Zinc-Coated, Welded and Seamless | 2024
15616 | 33 61 13.13 | PREFABRICATED UNDERGROUND HYDRONIC ENERGY DISTRIBUTION | 02/16 | ASTM INTERNATIONAL | ASTM | ASTM A105/A105M | Standard Specification for Carbon Steel Forgings for Piping Applications | 2023
15617 | 33 61 13.13 | PREFABRICATED UNDERGROUND HYDRONIC ENERGY DISTRIBUTION | 02/16 | ASTM INTERNATIONAL | ASTM | ASTM A106/A106M | Standard Specification for Seamless Carbon Steel Pipe for High-Temperature Service | 2019a
15618 | 33 61 13.13 | PREFABRICATED UNDERGROUND HYDRONIC ENERGY DISTRIBUTION | 02/16 | ASTM INTERNATIONAL | ASTM | ASTM A183 | Standard Specification for Carbon Steel Track Bolts and Nuts | 2014; R 2020
15619 | 33 61 13.13 | PREFABRICATED UNDERGROUND HYDRONIC ENERGY DISTRIBUTION | 02/16 | ASTM INTERNATIONAL | ASTM | ASTM A234/A234M | Standard Specification for Piping Fittings of Wrought Carbon Steel and Alloy Steel for Moderate and High Temperature Service | 2024
15620 | 33 61 13.13 | PREFABRICATED UNDERGROUND HYDRONIC ENERGY DISTRIBUTION | 02/16 | ASTM INTERNATIONAL | ASTM | ASTM A536 | Standard Specification for Ductile Iron Castings | 1984; R 2019; E 2019
15621 | 33 61 13.13 | PREFABRICATED UNDERGROUND HYDRONIC ENERGY DISTRIBUTION | 02/16 | ASTM INTERNATIONAL | ASTM | ASTM B62 | Standard Specification for Composition Bronze or Ounce Metal Castings | 2017
15622 | 33 61 13.13 | PREFABRICATED UNDERGROUND HYDRONIC ENERGY DISTRIBUTION | 02/16 | ASTM INTERNATIONAL | ASTM | ASTM B75/B75M | Standard Specification for Seamless Copper Tube | 2020
15623 | 33 61 13.13 | PREFABRICATED UNDERGROUND HYDRONIC ENERGY DISTRIBUTION | 02/16 | ASTM INTERNATIONAL | ASTM | ASTM B88 | Standard Specification for Seamless Copper Water Tube | 2022
15624 | 33 61 13.13 | PREFABRICATED UNDERGROUND HYDRONIC ENERGY DISTRIBUTION | 02/16 | ASTM INTERNATIONAL | ASTM | ASTM B88M | Standard Specification for Seamless Copper Water Tube (Metric) | 2020
15625 | 33 61 13.13 | PREFABRICATED UNDERGROUND HYDRONIC ENERGY DISTRIBUTION | 02/16 | ASTM INTERNATIONAL | ASTM | ASTM C518 | Standard Test Method for Steady-State Thermal Transmission Properties by Means of the Heat Flow Meter Apparatus | 2021
15626 | 33 61 13.13 | PREFABRICATED UNDERGROUND HYDRONIC ENERGY DISTRIBUTION | 02/16 | ASTM INTERNATIONAL | ASTM | ASTM C591 | Standard Specification for Unfaced Preformed Rigid Cellular Polyisocyanurate Thermal Insulation | 2022
15627 | 33 61 13.13 | PREFABRICATED UNDERGROUND HYDRONIC ENERGY DISTRIBUTION | 02/16 | ASTM INTERNATIONAL | ASTM | ASTM D1384 | Corrosion Test for Engine Coolants in Glassware | 2005; R 2019
15628 | 33 61 13.13 | PREFABRICATED UNDERGROUND HYDRONIC ENERGY DISTRIBUTION | 02/16 | ASTM INTERNATIONAL | ASTM | ASTM D1784 | Standard Specification for Rigid Poly(Vinyl Chloride) (PVC) Compounds and Chlorinated Poly(Vinyl Chloride) (CPVC) Compounds | 2020
15629 | 33 61 13.13 | PREFABRICATED UNDERGROUND HYDRONIC ENERGY DISTRIBUTION | 02/16 | ASTM INTERNATIONAL | ASTM | ASTM D2000 | Standard Classification System for Rubber Products in Automotive Applications | 2018
15630 | 33 61 13.13 | PREFABRICATED UNDERGROUND HYDRONIC ENERGY DISTRIBUTION | 02/16 | ASTM INTERNATIONAL | ASTM | ASTM D2241 | Standard Specification for Poly(Vinyl Chloride) (PVC) Pressure-Rated Pipe (SDR Series) | 2020
15631 | 33 61 13.13 | PREFABRICATED UNDERGROUND HYDRONIC ENERGY DISTRIBUTION | 02/16 | ASTM INTERNATIONAL | ASTM | ASTM D2564 | Standard Specification for Solvent Cements for Poly(Vinyl Chloride) (PVC) Plastic Piping Systems | 2020
15632 | 33 61 13.13 | PREFABRICATED UNDERGROUND HYDRONIC ENERGY DISTRIBUTION | 02/16 | ASTM INTERNATIONAL | ASTM | ASTM D2996 | Standard Specification for Filament-Wound "Fiberglass" (Glass-Fiber-Reinforced Thermosetting-Resin) Pipe | 2017
15633 | 33 61 13.13 | PREFABRICATED UNDERGROUND HYDRONIC ENERGY DISTRIBUTION | 02/16 | ASTM INTERNATIONAL | ASTM | ASTM D2997 | Centrifugally Cast "Fiberglass" (Glass-Fiber-Reinforced Thermosetting-Resin) Pipe | 2015
15634 | 33 61 13.13 | PREFABRICATED UNDERGROUND HYDRONIC ENERGY DISTRIBUTION | 02/16 | ASTM INTERNATIONAL | ASTM | ASTM D3139 | Joints for Plastic Pressure Pipes Using Flexible Elastomeric Seals | 2019
15635 | 33 61 13.13 | PREFABRICATED UNDERGROUND HYDRONIC ENERGY DISTRIBUTION | 02/16 | ASTM INTERNATIONAL | ASTM | ASTM D3350 | Polyethylene Plastics Pipe and Fittings Materials | 2021
15636 | 33 61 13.13 | PREFABRICATED UNDERGROUND HYDRONIC ENERGY DISTRIBUTION | 02/16 | ASTM INTERNATIONAL | ASTM | ASTM D5685 | Standard Specification for "Fiberglass" (Glass-Fiber-Reinforced Thermosetting-Resin) Pressure Pipe Fittings | 2019
15637 | 33 61 13.13 | PREFABRICATED UNDERGROUND HYDRONIC ENERGY DISTRIBUTION | 02/16 | ASTM INTERNATIONAL | ASTM | ASTM F477 | Standard Specification for Elastomeric Seals (Gaskets) for Joining Plastic Pipe | 2014; R 2021
15638 | 33 61 13.13 | PREFABRICATED UNDERGROUND HYDRONIC ENERGY DISTRIBUTION | 02/16 | COPPER DEVELOPMENT ASSOCIATION | CDA | CDA A4015 | Copper Tube Handbook | 2016; 14/17
15639 | 33 61 13.19 | VALVES, PIPING, AND EQUIPMENT IN VALVE MANHOLES | 02/16 | ALUMINUM ASSOCIATION | AA | AA H35.1/35.1M | American National Standard Alloy and Temper Designation Systems for Aluminum | 2017
15640 | 33 61 13.19 | VALVES, PIPING, AND EQUIPMENT IN VALVE MANHOLES | 02/16 | AMERICAN SOCIETY OF MECHANICAL ENGINEERS | ASME | ASME B1.20.1 | Pipe Threads, General Purpose (Inch) | 2013; R 2018
15641 | 33 61 13.19 | VALVES, PIPING, AND EQUIPMENT IN VALVE MANHOLES | 02/16 | AMERICAN SOCIETY OF MECHANICAL ENGINEERS | ASME | ASME B1.20.2M | Pipe Threads, 60 Deg. General Purpose (Metric) | 2006; R 2011
15642 | 33 61 13.19 | VALVES, PIPING, AND EQUIPMENT IN VALVE MANHOLES | 02/16 | AMERICAN SOCIETY OF MECHANICAL ENGINEERS | ASME | ASME B16.3 | Malleable Iron Threaded Fittings, Classes 150 and 300 | 2021
15643 | 33 61 13.19 | VALVES, PIPING, AND EQUIPMENT IN VALVE MANHOLES | 02/16 | AMERICAN SOCIETY OF MECHANICAL ENGINEERS | ASME | ASME B16.5 | Pipe Flanges and Flanged Fittings NPS 1/2 Through NPS 24 Metric/Inch Standard | 2020
15644 | 33 61 13.19 | VALVES, PIPING, AND EQUIPMENT IN VALVE MANHOLES | 02/16 | AMERICAN SOCIETY OF MECHANICAL ENGINEERS | ASME | ASME B16.9 | Factory-Made Wrought Buttwelding Fittings | 2018
15645 | 33 61 13.19 | VALVES, PIPING, AND EQUIPMENT IN VALVE MANHOLES | 02/16 | AMERICAN SOCIETY OF MECHANICAL ENGINEERS | ASME | ASME B16.11 | Forged Fittings, Socket-Welding and Threaded | 2022
15646 | 33 61 13.19 | VALVES, PIPING, AND EQUIPMENT IN VALVE MANHOLES | 02/16 | AMERICAN SOCIETY OF MECHANICAL ENGINEERS | ASME | ASME B16.20 | Metallic Gaskets for Pipe Flanges | 2023
15647 | 33 61 13.19 | VALVES, PIPING, AND EQUIPMENT IN VALVE MANHOLES | 02/16 | AMERICAN SOCIETY OF MECHANICAL ENGINEERS | ASME | ASME B16.21 | Nonmetallic Flat Gaskets for Pipe Flanges | 2021
15648 | 33 61 13.19 | VALVES, PIPING, AND EQUIPMENT IN VALVE MANHOLES | 02/16 | AMERICAN SOCIETY OF MECHANICAL ENGINEERS | ASME | ASME B16.34 | Valves - Flanged, Threaded and Welding End | 2021
15649 | 33 61 13.19 | VALVES, PIPING, AND EQUIPMENT IN VALVE MANHOLES | 02/16 | AMERICAN SOCIETY OF MECHANICAL ENGINEERS | ASME | ASME B31.1 | Power Piping | 2022
15650 | 33 61 13.19 | VALVES, PIPING, AND EQUIPMENT IN VALVE MANHOLES | 02/16 | AMERICAN SOCIETY OF MECHANICAL ENGINEERS | ASME | ASME B40.100 | Pressure Gauges and Gauge Attachments | 2022
15651 | 33 61 13.19 | VALVES, PIPING, AND EQUIPMENT IN VALVE MANHOLES | 02/16 | AMERICAN SOCIETY OF MECHANICAL ENGINEERS | ASME | ASME BPVC SEC IX | BPVC Section IX-Welding, Brazing and Fusing Qualifications | 2017; Errata 2018
15652 | 33 61 13.19 | VALVES, PIPING, AND EQUIPMENT IN VALVE MANHOLES | 02/16 | ASTM INTERNATIONAL | ASTM | ASTM A53/A53M | Standard Specification for Pipe, Steel, Black and Hot-Dipped, Zinc-Coated, Welded and Seamless | 2024
15653 | 33 61 13.19 | VALVES, PIPING, AND EQUIPMENT IN VALVE MANHOLES | 02/16 | ASTM INTERNATIONAL | ASTM | ASTM A106/A106M | Standard Specification for Seamless Carbon Steel Pipe for High-Temperature Service | 2019a
15654 | 33 61 13.19 | VALVES, PIPING, AND EQUIPMENT IN VALVE MANHOLES | 02/16 | ASTM INTERNATIONAL | ASTM | ASTM A123/A123M | Standard Specification for Zinc (Hot-Dip Galvanized) Coatings on Iron and Steel Products | 2017
15655 | 33 61 13.19 | VALVES, PIPING, AND EQUIPMENT IN VALVE MANHOLES | 02/16 | ASTM INTERNATIONAL | ASTM | ASTM A193/A193M | Standard Specification for Alloy-Steel and Stainless Steel Bolting Materials for High-Temperature Service and Other Special Purpose Applications | 2024
15656 | 33 61 13.19 | VALVES, PIPING, AND EQUIPMENT IN VALVE MANHOLES | 02/16 | ASTM INTERNATIONAL | ASTM | ASTM A194/A194M | Standard Specification for Carbon Steel, Alloy Steel, and Stainless Steel Nuts for Bolts for High-Pressure or High-Temperature Service, or Both | 2024
15657 | 33 61 13.19 | VALVES, PIPING, AND EQUIPMENT IN VALVE MANHOLES | 02/16 | ASTM INTERNATIONAL | ASTM | ASTM A733 | Standard Specification for Welded and Seamless Carbon Steel and Austenitic Stainless Steel Pipe Nipples | 2016; R 2022
15658 | 33 61 13.19 | VALVES, PIPING, AND EQUIPMENT IN VALVE MANHOLES | 02/16 | ASTM INTERNATIONAL | ASTM | ASTM B209 | Standard Specification for Aluminum and Aluminum-Alloy Sheet and Plate | 2014
15659 | 33 61 13.19 | VALVES, PIPING, AND EQUIPMENT IN VALVE MANHOLES | 02/16 | ASTM INTERNATIONAL | ASTM | ASTM B209M | Standard Specification for Aluminum and Aluminum-Alloy Sheet and Plate (Metric) | 2014
15660 | 33 61 13.19 | VALVES, PIPING, AND EQUIPMENT IN VALVE MANHOLES | 02/16 | ASTM INTERNATIONAL | ASTM | ASTM C449 | Standard Specification for Mineral Fiber Hydraulic-Setting Thermal Insulating and Finishing Cement | 2007; R 2013
15661 | 33 61 13.19 | VALVES, PIPING, AND EQUIPMENT IN VALVE MANHOLES | 02/16 | ASTM INTERNATIONAL | ASTM | ASTM C533 | Standard Specification for Calcium Silicate Block and Pipe Thermal Insulation | 2017; R 2023
15662 | 33 61 13.19 | VALVES, PIPING, AND EQUIPMENT IN VALVE MANHOLES | 02/16 | ASTM INTERNATIONAL | ASTM | ASTM C547 | Standard Specification for Mineral Fiber Pipe Insulation | 2022a
15663 | 33 61 13.19 | VALVES, PIPING, AND EQUIPMENT IN VALVE MANHOLES | 02/16 | ASTM INTERNATIONAL | ASTM | ASTM C552 | Standard Specification for Cellular Glass Thermal Insulation | 2022
15664 | 33 61 13.19 | VALVES, PIPING, AND EQUIPMENT IN VALVE MANHOLES | 02/16 | ASTM INTERNATIONAL | ASTM | ASTM C647 | Properties and Tests of Mastics and Coating Finishes for Thermal Insulation | 2008; R 2013
15665 | 33 61 13.19 | VALVES, PIPING, AND EQUIPMENT IN VALVE MANHOLES | 02/16 | ASTM INTERNATIONAL | ASTM | ASTM D2822/D2822M | Standard Specification for Asphalt Roof Cement, Asbestos-Containing | 2005; R 2011; E 2011
15666 | 33 61 13.19 | VALVES, PIPING, AND EQUIPMENT IN VALVE MANHOLES | 02/16 | ASTM INTERNATIONAL | ASTM | ASTM D3278 | Standard Test Methods for Flash Point of Liquids by Small Scale Closed-Cup Apparatus | 2021
15667 | 33 61 13.19 | VALVES, PIPING, AND EQUIPMENT IN VALVE MANHOLES | 02/16 | ASTM INTERNATIONAL | ASTM | ASTM D3359 | Standard Test Methods for Rating Adhesion by Tape Test | 2017
15668 | 33 61 13.19 | VALVES, PIPING, AND EQUIPMENT IN VALVE MANHOLES | 02/16 | ASTM INTERNATIONAL | ASTM | ASTM E84 | Standard Test Method for Surface Burning Characteristics of Building Materials | 2023
15669 | 33 61 13.19 | VALVES, PIPING, AND EQUIPMENT IN VALVE MANHOLES | 02/16 | ASTM INTERNATIONAL | ASTM | ASTM E96/E96M | Standard Test Methods for Gravimetric Determination of Water Vapor Transmission Rate of Materials | 2024
15670 | 33 61 13.19 | VALVES, PIPING, AND EQUIPMENT IN VALVE MANHOLES | 02/16 | ASTM INTERNATIONAL | ASTM | ASTM F1139 | Steam Traps and Drains | 1988; R 2019
15671 | 33 61 13.19 | VALVES, PIPING, AND EQUIPMENT IN VALVE MANHOLES | 02/16 | MANUFACTURERS STANDARDIZATION SOCIETY OF THE VALVE AND FITTINGS INDUSTRY | MSS | MSS SP-25 | Standard Marking System for Valves, Fittings, Flanges and Unions | 2018
15672 | 33 61 13.19 | VALVES, PIPING, AND EQUIPMENT IN VALVE MANHOLES | 02/16 | MANUFACTURERS STANDARDIZATION SOCIETY OF THE VALVE AND FITTINGS INDUSTRY | MSS | MSS SP-45 | Bypass and Drain Connections | 2020
15673 | 33 61 13.19 | VALVES, PIPING, AND EQUIPMENT IN VALVE MANHOLES | 02/16 | MANUFACTURERS STANDARDIZATION SOCIETY OF THE VALVE AND FITTINGS INDUSTRY | MSS | MSS SP-58 | Pipe Hangers and Supports - Materials, Design and Manufacture, Selection, Application, and Installation | 2018
15674 | 33 61 13.19 | VALVES, PIPING, AND EQUIPMENT IN VALVE MANHOLES | 02/16 | MANUFACTURERS STANDARDIZATION SOCIETY OF THE VALVE AND FITTINGS INDUSTRY | MSS | MSS SP-72 | Ball Valves with Flanged or Butt-Welding Ends for General Service | 2010a
15675 | 33 61 13.19 | VALVES, PIPING, AND EQUIPMENT IN VALVE MANHOLES | 02/16 | MANUFACTURERS STANDARDIZATION SOCIETY OF THE VALVE AND FITTINGS INDUSTRY | MSS | MSS SP-80 | Bronze Gate, Globe, Angle and Check Valves | 2019
15676 | 33 61 13.19 | VALVES, PIPING, AND EQUIPMENT IN VALVE MANHOLES | 02/16 | MANUFACTURERS STANDARDIZATION SOCIETY OF THE VALVE AND FITTINGS INDUSTRY | MSS | MSS SP-83 | Class 3000 Steel Pipe Unions Socket Welding and Threaded | 2014
15677 | 33 61 13.19 | VALVES, PIPING, AND EQUIPMENT IN VALVE MANHOLES | 02/16 | MANUFACTURERS STANDARDIZATION SOCIETY OF THE VALVE AND FITTINGS INDUSTRY | MSS | MSS SP-110 | Ball Valves Threaded, Socket-Welding, Solder Joint, Grooved and Flared Ends | 2010
15678 | 33 61 13.19 | VALVES, PIPING, AND EQUIPMENT IN VALVE MANHOLES | 02/16 | NATIONAL FIRE PROTECTION ASSOCIATION | NFPA | NFPA 70 | National Electrical Code | 2023
15679 | 33 61 13.19 | VALVES, PIPING, AND EQUIPMENT IN VALVE MANHOLES | 02/16 | NATIONAL FIRE PROTECTION ASSOCIATION | NFPA | NFPA 90A | Standard for the Installation of Air Conditioning and Ventilating Systems | 2024
15680 | 33 61 13.19 | VALVES, PIPING, AND EQUIPMENT IN VALVE MANHOLES | 02/16 | SOCIETY FOR PROTECTIVE COATINGS | SSPC | SSPC Paint 16 | Coal Tar Epoxy-Polyamide Black (or Dark Red) Paint | 2023
15681 | 33 61 13.19 | VALVES, PIPING, AND EQUIPMENT IN VALVE MANHOLES | 02/16 | SOCIETY FOR PROTECTIVE COATINGS | SSPC | SSPC Paint 29 | Zinc Dust Sacrificial Primer, Performance-Based | 2002; E 2004
15682 | 33 61 13.19 | VALVES, PIPING, AND EQUIPMENT IN VALVE MANHOLES | 02/16 | SOCIETY FOR PROTECTIVE COATINGS | SSPC | SSPC SP 10/NACE No. 2 | Near-White Blast Cleaning | 2015
15683 | 33 61 13.19 | VALVES, PIPING, AND EQUIPMENT IN VALVE MANHOLES | 02/16 | UNDERWRITERS LABORATORIES | UL | UL 723 | UL Standard for Safety Test for Surface Burning Characteristics of Building Materials | 2020
15684 | 33 61 13 | PRE-ENGINEERED UNDERGROUND HEAT DISTRIBUTION SYSTEM | 08/24 | AMERICAN ASSOCIATION OF STATE HIGHWAY AND TRANSPORTATION OFFICIALS | AASHTO | AASHTO M 300 | Standard Specification for Inorganic Zinc-Rich Primer | 2003; R 2017
15685 | 33 61 13 | PRE-ENGINEERED UNDERGROUND HEAT DISTRIBUTION SYSTEM | 08/24 | AMERICAN SOCIETY OF MECHANICAL ENGINEERS | ASME | ASME B16.9 | Factory-Made Wrought Buttwelding Fittings | 2018
15686 | 33 61 13 | PRE-ENGINEERED UNDERGROUND HEAT DISTRIBUTION SYSTEM | 08/24 | AMERICAN SOCIETY OF MECHANICAL ENGINEERS | ASME | ASME B16.11 | Forged Fittings, Socket-Welding and Threaded | 2022
15687 | 33 61 13 | PRE-ENGINEERED UNDERGROUND HEAT DISTRIBUTION SYSTEM | 08/24 | AMERICAN SOCIETY OF MECHANICAL ENGINEERS | ASME | ASME B31.1 | Power Piping | 2022
15688 | 33 61 13 | PRE-ENGINEERED UNDERGROUND HEAT DISTRIBUTION SYSTEM | 08/24 | AMERICAN SOCIETY OF MECHANICAL ENGINEERS | ASME | ASME B40.100 | Pressure Gauges and Gauge Attachments | 2022
15689 | 33 61 13 | PRE-ENGINEERED UNDERGROUND HEAT DISTRIBUTION SYSTEM | 08/24 | ASTM INTERNATIONAL | ASTM | ASTM A36/A36M | Standard Specification for Carbon Structural Steel | 2019
15690 | 33 61 13 | PRE-ENGINEERED UNDERGROUND HEAT DISTRIBUTION SYSTEM | 08/24 | ASTM INTERNATIONAL | ASTM | ASTM A53/A53M | Standard Specification for Pipe, Steel, Black and Hot-Dipped, Zinc-Coated, Welded and Seamless | 2024
15691 | 33 61 13 | PRE-ENGINEERED UNDERGROUND HEAT DISTRIBUTION SYSTEM | 08/24 | ASTM INTERNATIONAL | ASTM | ASTM A106/A106M | Standard Specification for Seamless Carbon Steel Pipe for High-Temperature Service | 2019a
15692 | 33 61 13 | PRE-ENGINEERED UNDERGROUND HEAT DISTRIBUTION SYSTEM | 08/24 | ASTM INTERNATIONAL | ASTM | ASTM A134/A134M | Standard Specification for Pipe, Steel, Electric-Fusion (Arc)-Welded (Sizes NPS 16 and Over) | 2019
15693 | 33 61 13 | PRE-ENGINEERED UNDERGROUND HEAT DISTRIBUTION SYSTEM | 08/24 | ASTM INTERNATIONAL | ASTM | ASTM A135/A135M | Standard Specification for Electric-Resistance-Welded Steel Pipe | 2021
15694 | 33 61 13 | PRE-ENGINEERED UNDERGROUND HEAT DISTRIBUTION SYSTEM | 08/24 | ASTM INTERNATIONAL | ASTM | ASTM A139/A139M | Standard Specification for Electric-Fusion (ARC)-Welded Steel Pipe (NPS 4 and over) | 2022
15695 | 33 61 13 | PRE-ENGINEERED UNDERGROUND HEAT DISTRIBUTION SYSTEM | 08/24 | ASTM INTERNATIONAL | ASTM | ASTM A234/A234M | Standard Specification for Piping Fittings of Wrought Carbon Steel and Alloy Steel for Moderate and High Temperature Service | 2024
15696 | 33 61 13 | PRE-ENGINEERED UNDERGROUND HEAT DISTRIBUTION SYSTEM | 08/24 | ASTM INTERNATIONAL | ASTM | ASTM A240/A240M | Standard Specification for Chromium and Chromium-Nickel Stainless Steel Plate, Sheet, and Strip for Pressure Vessels and for General Applications | 2024
15697 | 33 61 13 | PRE-ENGINEERED UNDERGROUND HEAT DISTRIBUTION SYSTEM | 08/24 | ASTM INTERNATIONAL | ASTM | ASTM C177 | Standard Test Method for Steady-State Heat Flux Measurements and Thermal Transmission Properties by Means of the Guarded-Hot-Plate Apparatus | 2019; E 2023
15698 | 33 61 13 | PRE-ENGINEERED UNDERGROUND HEAT DISTRIBUTION SYSTEM | 08/24 | ASTM INTERNATIONAL | ASTM | ASTM C518 | Standard Test Method for Steady-State Thermal Transmission Properties by Means of the Heat Flow Meter Apparatus | 2021
15699 | 33 61 13 | PRE-ENGINEERED UNDERGROUND HEAT DISTRIBUTION SYSTEM | 08/24 | ASTM INTERNATIONAL | ASTM | ASTM C533 | Standard Specification for Calcium Silicate Block and Pipe Thermal Insulation | 2017; R 2023
15700 | 33 61 13 | PRE-ENGINEERED UNDERGROUND HEAT DISTRIBUTION SYSTEM | 08/24 | ASTM INTERNATIONAL | ASTM | ASTM C547 | Standard Specification for Mineral Fiber Pipe Insulation | 2022a
15701 | 33 61 13 | PRE-ENGINEERED UNDERGROUND HEAT DISTRIBUTION SYSTEM | 08/24 | ASTM INTERNATIONAL | ASTM | ASTM C591 | Standard Specification for Unfaced Preformed Rigid Cellular Polyisocyanurate Thermal Insulation | 2022
15702 | 33 61 13 | PRE-ENGINEERED UNDERGROUND HEAT DISTRIBUTION SYSTEM | 08/24 | ASTM INTERNATIONAL | ASTM | ASTM C1728 | Standard Specification for Flexible Insulation | 2023
15703 | 33 61 13 | PRE-ENGINEERED UNDERGROUND HEAT DISTRIBUTION SYSTEM | 08/24 | ASTM INTERNATIONAL | ASTM | ASTM D1895 | Standard Test Methods for Apparent Density, Bulk Factor, and Pourability of Plastic Materials | 2017
15704 | 33 61 13 | PRE-ENGINEERED UNDERGROUND HEAT DISTRIBUTION SYSTEM | 08/24 | ASTM INTERNATIONAL | ASTM | ASTM D2310 | Machine-Made "Fiberglass" (Glass-Fiber-Reinforced Thermosetting-Resin) Pipe | 2006; R 2012
15705 | 33 61 13 | PRE-ENGINEERED UNDERGROUND HEAT DISTRIBUTION SYSTEM | 08/24 | ASTM INTERNATIONAL | ASTM | ASTM D2487 | Standard Practice for Classification of Soils for Engineering Purposes (Unified Soil Classification System) | 2017; E 2020
15706 | 33 61 13 | PRE-ENGINEERED UNDERGROUND HEAT DISTRIBUTION SYSTEM | 08/24 | ASTM INTERNATIONAL | ASTM | ASTM D2996 | Standard Specification for Filament-Wound "Fiberglass" (Glass-Fiber-Reinforced Thermosetting-Resin) Pipe | 2017
15707 | 33 61 13 | PRE-ENGINEERED UNDERGROUND HEAT DISTRIBUTION SYSTEM | 08/24 | NACE INTERNATIONAL | NACE | NACE SP0169 | Control of External Corrosion on Underground or Submerged Metallic Piping Systems | 2013
15708 | 33 61 14 | EXTERIOR BURIED PREINSULATED WATER PIPING | 02/10 | AMERICAN SOCIETY OF MECHANICAL ENGINEERS | ASME | ASME B16.5 | Pipe Flanges and Flanged Fittings NPS 1/2 Through NPS 24 Metric/Inch Standard | 2020
15709 | 33 61 14 | EXTERIOR BURIED PREINSULATED WATER PIPING | 02/10 | AMERICAN SOCIETY OF MECHANICAL ENGINEERS | ASME | ASME B16.9 | Factory-Made Wrought Buttwelding Fittings | 2018
15710 | 33 61 14 | EXTERIOR BURIED PREINSULATED WATER PIPING | 02/10 | AMERICAN SOCIETY OF MECHANICAL ENGINEERS | ASME | ASME B16.11 | Forged Fittings, Socket-Welding and Threaded | 2022
15711 | 33 61 14 | EXTERIOR BURIED PREINSULATED WATER PIPING | 02/10 | AMERICAN SOCIETY OF MECHANICAL ENGINEERS | ASME | ASME B16.18 | Cast Copper Alloy Solder Joint Pressure Fittings | 2021
15712 | 33 61 14 | EXTERIOR BURIED PREINSULATED WATER PIPING | 02/10 | AMERICAN SOCIETY OF MECHANICAL ENGINEERS | ASME | ASME B16.22 | Wrought Copper and Copper Alloy Solder Joint Pressure Fittings | 2021
15713 | 33 61 14 | EXTERIOR BURIED PREINSULATED WATER PIPING | 02/10 | AMERICAN SOCIETY OF MECHANICAL ENGINEERS | ASME | ASME B16.24 | Cast Copper Alloy Pipe Flanges, Flanged Fittings, and Valves Classes 150, 300, 600, 900, 1500, and 2500 | 2022
15714 | 33 61 14 | EXTERIOR BURIED PREINSULATED WATER PIPING | 02/10 | AMERICAN SOCIETY OF MECHANICAL ENGINEERS | ASME | ASME B31.1 | Power Piping | 2022
15715 | 33 61 14 | EXTERIOR BURIED PREINSULATED WATER PIPING | 02/10 | ASTM INTERNATIONAL | ASTM | ASTM A53/A53M | Standard Specification for Pipe, Steel, Black and Hot-Dipped, Zinc-Coated, Welded and Seamless | 2024
15716 | 33 61 14 | EXTERIOR BURIED PREINSULATED WATER PIPING | 02/10 | ASTM INTERNATIONAL | ASTM | ASTM A106/A106M | Standard Specification for Seamless Carbon Steel Pipe for High-Temperature Service | 2019a
15717 | 33 61 14 | EXTERIOR BURIED PREINSULATED WATER PIPING | 02/10 | ASTM INTERNATIONAL | ASTM | ASTM A193/A193M | Standard Specification for Alloy-Steel and Stainless Steel Bolting Materials for High-Temperature Service and Other Special Purpose Applications | 2024
15718 | 33 61 14 | EXTERIOR BURIED PREINSULATED WATER PIPING | 02/10 | ASTM INTERNATIONAL | ASTM | ASTM A194/A194M | Standard Specification for Carbon Steel, Alloy Steel, and Stainless Steel Nuts for Bolts for High-Pressure or High-Temperature Service, or Both | 2024
15719 | 33 61 14 | EXTERIOR BURIED PREINSULATED WATER PIPING | 02/10 | ASTM INTERNATIONAL | ASTM | ASTM B32 | Standard Specification for Solder Metal | 2020
15720 | 33 61 14 | EXTERIOR BURIED PREINSULATED WATER PIPING | 02/10 | ASTM INTERNATIONAL | ASTM | ASTM B88 | Standard Specification for Seamless Copper Water Tube | 2022
15721 | 33 61 14 | EXTERIOR BURIED PREINSULATED WATER PIPING | 02/10 | ASTM INTERNATIONAL | ASTM | ASTM B88M | Standard Specification for Seamless Copper Water Tube (Metric) | 2020
15722 | 33 61 14 | EXTERIOR BURIED PREINSULATED WATER PIPING | 02/10 | ASTM INTERNATIONAL | ASTM | ASTM D229 | Standard Test Methods for Rigid Sheet and Plate Materials Used for Electrical Insulation | 2019
15723 | 33 61 14 | EXTERIOR BURIED PREINSULATED WATER PIPING | 02/10 | ASTM INTERNATIONAL | ASTM | ASTM D1330 | Rubber Sheet Gaskets | 2004; R 2010
15724 | 33 61 14 | EXTERIOR BURIED PREINSULATED WATER PIPING | 02/10 | ASTM INTERNATIONAL | ASTM | ASTM D1784 | Standard Specification for Rigid Poly(Vinyl Chloride) (PVC) Compounds and Chlorinated Poly(Vinyl Chloride) (CPVC) Compounds | 2020
15725 | 33 61 14 | EXTERIOR BURIED PREINSULATED WATER PIPING | 02/10 | ASTM INTERNATIONAL | ASTM | ASTM D1785 | Standard Specification for Poly(Vinyl Chloride) (PVC), Plastic Pipe, Schedules 40, 80, and 120 | 2021
15726 | 33 61 14 | EXTERIOR BURIED PREINSULATED WATER PIPING | 02/10 | ASTM INTERNATIONAL | ASTM | ASTM D2466 | Standard Specification for Poly(Vinyl Chloride) (PVC) Plastic Pipe Fittings, Schedule 40 | 2023
15727 | 33 61 14 | EXTERIOR BURIED PREINSULATED WATER PIPING | 02/10 | ASTM INTERNATIONAL | ASTM | ASTM D2564 | Standard Specification for Solvent Cements for Poly(Vinyl Chloride) (PVC) Plastic Piping Systems | 2020
15728 | 33 61 14 | EXTERIOR BURIED PREINSULATED WATER PIPING | 02/10 | ASTM INTERNATIONAL | ASTM | ASTM D2996 | Standard Specification for Filament-Wound "Fiberglass" (Glass-Fiber-Reinforced Thermosetting-Resin) Pipe | 2017
15729 | 33 63 13.19 | CONCRETE TRENCH HYDRONIC AND STEAM ENERGY DISTRIBUTION | 02/16 | AMERICAN SOCIETY OF MECHANICAL ENGINEERS | ASME | ASME B1.20.1 | Pipe Threads, General Purpose (Inch) | 2013; R 2018
15730 | 33 63 13.19 | CONCRETE TRENCH HYDRONIC AND STEAM ENERGY DISTRIBUTION | 02/16 | AMERICAN SOCIETY OF MECHANICAL ENGINEERS | ASME | ASME B1.20.2M | Pipe Threads, 60 Deg. General Purpose (Metric) | 2006; R 2011
15731 | 33 63 13.19 | CONCRETE TRENCH HYDRONIC AND STEAM ENERGY DISTRIBUTION | 02/16 | AMERICAN SOCIETY OF MECHANICAL ENGINEERS | ASME | ASME B16.3 | Malleable Iron Threaded Fittings, Classes 150 and 300 | 2021
15732 | 33 63 13.19 | CONCRETE TRENCH HYDRONIC AND STEAM ENERGY DISTRIBUTION | 02/16 | AMERICAN SOCIETY OF MECHANICAL ENGINEERS | ASME | ASME B16.5 | Pipe Flanges and Flanged Fittings NPS 1/2 Through NPS 24 Metric/Inch Standard | 2020
15733 | 33 63 13.19 | CONCRETE TRENCH HYDRONIC AND STEAM ENERGY DISTRIBUTION | 02/16 | AMERICAN SOCIETY OF MECHANICAL ENGINEERS | ASME | ASME B16.9 | Factory-Made Wrought Buttwelding Fittings | 2018
15734 | 33 63 13.19 | CONCRETE TRENCH HYDRONIC AND STEAM ENERGY DISTRIBUTION | 02/16 | AMERICAN SOCIETY OF MECHANICAL ENGINEERS | ASME | ASME B16.11 | Forged Fittings, Socket-Welding and Threaded | 2022
15735 | 33 63 13.19 | CONCRETE TRENCH HYDRONIC AND STEAM ENERGY DISTRIBUTION | 02/16 | AMERICAN SOCIETY OF MECHANICAL ENGINEERS | ASME | ASME B16.34 | Valves - Flanged, Threaded and Welding End | 2021
15736 | 33 63 13.19 | CONCRETE TRENCH HYDRONIC AND STEAM ENERGY DISTRIBUTION | 02/16 | AMERICAN SOCIETY OF MECHANICAL ENGINEERS | ASME | ASME B16.39 | Standard for Malleable Iron Threaded Pipe Unions; Classes 150, 250, and 300 | 2020
15737 | 33 63 13.19 | CONCRETE TRENCH HYDRONIC AND STEAM ENERGY DISTRIBUTION | 02/16 | AMERICAN SOCIETY OF MECHANICAL ENGINEERS | ASME | ASME B31.1 | Power Piping | 2022
15738 | 33 63 13.19 | CONCRETE TRENCH HYDRONIC AND STEAM ENERGY DISTRIBUTION | 02/16 | AMERICAN SOCIETY OF MECHANICAL ENGINEERS | ASME | ASME B40.100 | Pressure Gauges and Gauge Attachments | 2022
15739 | 33 63 13.19 | CONCRETE TRENCH HYDRONIC AND STEAM ENERGY DISTRIBUTION | 02/16 | AMERICAN SOCIETY OF MECHANICAL ENGINEERS | ASME | ASME BPVC SEC VIII D1 | BPVC Section VIII-Rules for Construction of Pressure Vessels Division 1 | 2019
15740 | 33 63 13.19 | CONCRETE TRENCH HYDRONIC AND STEAM ENERGY DISTRIBUTION | 02/16 | ASTM INTERNATIONAL | ASTM | ASTM A47/A47M | Standard Specification for Ferritic Malleable Iron Castings | 1999; R 2022; E 2022
15741 | 33 63 13.19 | CONCRETE TRENCH HYDRONIC AND STEAM ENERGY DISTRIBUTION | 02/16 | ASTM INTERNATIONAL | ASTM | ASTM A53/A53M | Standard Specification for Pipe, Steel, Black and Hot-Dipped, Zinc-Coated, Welded and Seamless | 2024
15742 | 33 63 13.19 | CONCRETE TRENCH HYDRONIC AND STEAM ENERGY DISTRIBUTION | 02/16 | ASTM INTERNATIONAL | ASTM | ASTM A106/A106M | Standard Specification for Seamless Carbon Steel Pipe for High-Temperature Service | 2019a
15743 | 33 63 13.19 | CONCRETE TRENCH HYDRONIC AND STEAM ENERGY DISTRIBUTION | 02/16 | ASTM INTERNATIONAL | ASTM | ASTM A123/A123M | Standard Specification for Zinc (Hot-Dip Galvanized) Coatings on Iron and Steel Products | 2017
15744 | 33 63 13.19 | CONCRETE TRENCH HYDRONIC AND STEAM ENERGY DISTRIBUTION | 02/16 | ASTM INTERNATIONAL | ASTM | ASTM A234/A234M | Standard Specification for Piping Fittings of Wrought Carbon Steel and Alloy Steel for Moderate and High Temperature Service | 2024
15745 | 33 63 13.19 | CONCRETE TRENCH HYDRONIC AND STEAM ENERGY DISTRIBUTION | 02/16 | ASTM INTERNATIONAL | ASTM | ASTM A733 | Standard Specification for Welded and Seamless Carbon Steel and Austenitic Stainless Steel Pipe Nipples | 2016; R 2022
15746 | 33 63 13.19 | CONCRETE TRENCH HYDRONIC AND STEAM ENERGY DISTRIBUTION | 02/16 | ASTM INTERNATIONAL | ASTM | ASTM B209 | Standard Specification for Aluminum and Aluminum-Alloy Sheet and Plate | 2014
15747 | 33 63 13.19 | CONCRETE TRENCH HYDRONIC AND STEAM ENERGY DISTRIBUTION | 02/16 | ASTM INTERNATIONAL | ASTM | ASTM B209M | Standard Specification for Aluminum and Aluminum-Alloy Sheet and Plate (Metric) | 2014
15748 | 33 63 13.19 | CONCRETE TRENCH HYDRONIC AND STEAM ENERGY DISTRIBUTION | 02/16 | ASTM INTERNATIONAL | ASTM | ASTM B650 | Standard Specification for Electrodeposited Engineering Chromium Coatings on Ferrous Substrates | 1995; R 2023
15749 | 33 63 13.19 | CONCRETE TRENCH HYDRONIC AND STEAM ENERGY DISTRIBUTION | 02/16 | ASTM INTERNATIONAL | ASTM | ASTM C533 | Standard Specification for Calcium Silicate Block and Pipe Thermal Insulation | 2017; R 2023
15750 | 33 63 13.19 | CONCRETE TRENCH HYDRONIC AND STEAM ENERGY DISTRIBUTION | 02/16 | ASTM INTERNATIONAL | ASTM | ASTM C547 | Standard Specification for Mineral Fiber Pipe Insulation | 2022a
15751 | 33 63 13.19 | CONCRETE TRENCH HYDRONIC AND STEAM ENERGY DISTRIBUTION | 02/16 | ASTM INTERNATIONAL | ASTM | ASTM C552 | Standard Specification for Cellular Glass Thermal Insulation | 2022
15752 | 33 63 13.19 | CONCRETE TRENCH HYDRONIC AND STEAM ENERGY DISTRIBUTION | 02/16 | ASTM INTERNATIONAL | ASTM | ASTM C920 | Standard Specification for Elastomeric Joint Sealants | 2018
15753 | 33 63 13.19 | CONCRETE TRENCH HYDRONIC AND STEAM ENERGY DISTRIBUTION | 02/16 | ASTM INTERNATIONAL | ASTM | ASTM D1056 | Standard Specification for Flexible Cellular Materials - Sponge or Expanded Rubber | 2020
15754 | 33 63 13.19 | CONCRETE TRENCH HYDRONIC AND STEAM ENERGY DISTRIBUTION | 02/16 | ASTM INTERNATIONAL | ASTM | ASTM F1139 | Steam Traps and Drains | 1988; R 2019
15755 | 33 63 13.19 | CONCRETE TRENCH HYDRONIC AND STEAM ENERGY DISTRIBUTION | 02/16 | EXPANSION JOINT MANUFACTURERS ASSOCIATION | EJMA | EJMA Stds | (10th Ed) EJMA Standards | 2015
15756 | 33 63 13.19 | CONCRETE TRENCH HYDRONIC AND STEAM ENERGY DISTRIBUTION | 02/16 | MANUFACTURERS STANDARDIZATION SOCIETY OF THE VALVE AND FITTINGS INDUSTRY | MSS | MSS SP-25 | Standard Marking System for Valves, Fittings, Flanges and Unions | 2018
15757 | 33 63 13.19 | CONCRETE TRENCH HYDRONIC AND STEAM ENERGY DISTRIBUTION | 02/16 | MANUFACTURERS STANDARDIZATION SOCIETY OF THE VALVE AND FITTINGS INDUSTRY | MSS | MSS SP-45 | Bypass and Drain Connections | 2020
15758 | 33 63 13.19 | CONCRETE TRENCH HYDRONIC AND STEAM ENERGY DISTRIBUTION | 02/16 | MANUFACTURERS STANDARDIZATION SOCIETY OF THE VALVE AND FITTINGS INDUSTRY | MSS | MSS SP-58 | Pipe Hangers and Supports - Materials, Design and Manufacture, Selection, Application, and Installation | 2018
15759 | 33 63 13.19 | CONCRETE TRENCH HYDRONIC AND STEAM ENERGY DISTRIBUTION | 02/16 | MANUFACTURERS STANDARDIZATION SOCIETY OF THE VALVE AND FITTINGS INDUSTRY | MSS | MSS SP-80 | Bronze Gate, Globe, Angle and Check Valves | 2019
15760 | 33 63 13.19 | CONCRETE TRENCH HYDRONIC AND STEAM ENERGY DISTRIBUTION | 02/16 | NATIONAL FIRE PROTECTION ASSOCIATION | NFPA | NFPA 70 | National Electrical Code | 2023
15761 | 33 63 13.19 | CONCRETE TRENCH HYDRONIC AND STEAM ENERGY DISTRIBUTION | 02/16 | SOCIETY FOR PROTECTIVE COATINGS | SSPC | SSPC SP 10/NACE No. 2 | Near-White Blast Cleaning | 2015
15762 | 33 63 13 | EXTERIOR UNDERGROUND STEAM DISTRIBUTION SYSTEM | 04/06 | AMERICAN ASSOCIATION OF STATE HIGHWAY AND TRANSPORTATION OFFICIALS | AASHTO | AASHTO M 300 | Standard Specification for Inorganic Zinc-Rich Primer | 2003; R 2017
15763 | 33 63 13 | EXTERIOR UNDERGROUND STEAM DISTRIBUTION SYSTEM | 04/06 | AMERICAN SOCIETY OF MECHANICAL ENGINEERS | ASME | ASME B16.9 | Factory-Made Wrought Buttwelding Fittings | 2018
15764 | 33 63 13 | EXTERIOR UNDERGROUND STEAM DISTRIBUTION SYSTEM | 04/06 | AMERICAN SOCIETY OF MECHANICAL ENGINEERS | ASME | ASME B16.11 | Forged Fittings, Socket-Welding and Threaded | 2022
15765 | 33 63 13 | EXTERIOR UNDERGROUND STEAM DISTRIBUTION SYSTEM | 04/06 | AMERICAN SOCIETY OF MECHANICAL ENGINEERS | ASME | ASME B31.1 | Power Piping | 2022
15766 | 33 63 13 | EXTERIOR UNDERGROUND STEAM DISTRIBUTION SYSTEM | 04/06 | AMERICAN SOCIETY OF MECHANICAL ENGINEERS | ASME | ASME B40.100 | Pressure Gauges and Gauge Attachments | 2022
15767 | 33 63 13 | EXTERIOR UNDERGROUND STEAM DISTRIBUTION SYSTEM | 04/06 | ASTM INTERNATIONAL | ASTM | ASTM A36/A36M | Standard Specification for Carbon Structural Steel | 2019
15768 | 33 63 13 | EXTERIOR UNDERGROUND STEAM DISTRIBUTION SYSTEM | 04/06 | ASTM INTERNATIONAL | ASTM | ASTM A53/A53M | Standard Specification for Pipe, Steel, Black and Hot-Dipped, Zinc-Coated, Welded and Seamless | 2024
15769 | 33 63 13 | EXTERIOR UNDERGROUND STEAM DISTRIBUTION SYSTEM | 04/06 | ASTM INTERNATIONAL | ASTM | ASTM A106/A106M | Standard Specification for Seamless Carbon Steel Pipe for High-Temperature Service | 2019a
15770 | 33 63 13 | EXTERIOR UNDERGROUND STEAM DISTRIBUTION SYSTEM | 04/06 | ASTM INTERNATIONAL | ASTM | ASTM A134/A134M | Standard Specification for Pipe, Steel, Electric-Fusion (Arc)-Welded (Sizes NPS 16 and Over) | 2019
15771 | 33 63 13 | EXTERIOR UNDERGROUND STEAM DISTRIBUTION SYSTEM | 04/06 | ASTM INTERNATIONAL | ASTM | ASTM A135/A135M | Standard Specification for Electric-Resistance-Welded Steel Pipe | 2021
15772 | 33 63 13 | EXTERIOR UNDERGROUND STEAM DISTRIBUTION SYSTEM | 04/06 | ASTM INTERNATIONAL | ASTM | ASTM A139/A139M | Standard Specification for Electric-Fusion (ARC)-Welded Steel Pipe (NPS 4 and over) | 2022
15773 | 33 63 13 | EXTERIOR UNDERGROUND STEAM DISTRIBUTION SYSTEM | 04/06 | ASTM INTERNATIONAL | ASTM | ASTM A167 | Standard Specification for Stainless and Heat-Resisting Chromium-Nickel Steel Plate, Sheet, and Strip | 2011
15774 | 33 63 13 | EXTERIOR UNDERGROUND STEAM DISTRIBUTION SYSTEM | 04/06 | ASTM INTERNATIONAL | ASTM | ASTM A234/A234M | Standard Specification for Piping Fittings of Wrought Carbon Steel and Alloy Steel for Moderate and High Temperature Service | 2024
15775 | 33 63 13 | EXTERIOR UNDERGROUND STEAM DISTRIBUTION SYSTEM | 04/06 | ASTM INTERNATIONAL | ASTM | ASTM C518 | Standard Test Method for Steady-State Thermal Transmission Properties by Means of the Heat Flow Meter Apparatus | 2021
15776 | 33 63 13 | EXTERIOR UNDERGROUND STEAM DISTRIBUTION SYSTEM | 04/06 | ASTM INTERNATIONAL | ASTM | ASTM C533 | Standard Specification for Calcium Silicate Block and Pipe Thermal Insulation | 2017; R 2023
15777 | 33 63 13 | EXTERIOR UNDERGROUND STEAM DISTRIBUTION SYSTEM | 04/06 | ASTM INTERNATIONAL | ASTM | ASTM C591 | Standard Specification for Unfaced Preformed Rigid Cellular Polyisocyanurate Thermal Insulation | 2022
15778 | 33 63 13 | EXTERIOR UNDERGROUND STEAM DISTRIBUTION SYSTEM | 04/06 | ASTM INTERNATIONAL | ASTM | ASTM D2310 | Machine-Made "Fiberglass" (Glass-Fiber-Reinforced Thermosetting-Resin) Pipe | 2006; R 2012
15779 | 33 63 13 | EXTERIOR UNDERGROUND STEAM DISTRIBUTION SYSTEM | 04/06 | ASTM INTERNATIONAL | ASTM | ASTM D2487 | Standard Practice for Classification of Soils for Engineering Purposes (Unified Soil Classification System) | 2017; E 2020
15780 | 33 63 13 | EXTERIOR UNDERGROUND STEAM DISTRIBUTION SYSTEM | 04/06 | ASTM INTERNATIONAL | ASTM | ASTM D2996 | Standard Specification for Filament-Wound "Fiberglass" (Glass-Fiber-Reinforced Thermosetting-Resin) Pipe | 2017
15781 | 33 63 13 | EXTERIOR UNDERGROUND STEAM DISTRIBUTION SYSTEM | 04/06 | INTERNATIONAL SOCIETY OF AUTOMATION | ISA | ISA MC96.1 | Temperature Measurement Thermocouples | 1982
15782 | 33 63 13 | EXTERIOR UNDERGROUND STEAM DISTRIBUTION SYSTEM | 04/06 | NACE INTERNATIONAL | NACE | NACE SP0169 | Control of External Corrosion on Underground or Submerged Metallic Piping Systems | 2013
15783 | 33 63 13 | EXTERIOR UNDERGROUND STEAM DISTRIBUTION SYSTEM | 04/06 | NATIONAL ELECTRICAL MANUFACTURERS ASSOCIATION | NEMA | NEMA ICS 4 | Application Guideline for Terminal Blocks | 2015
15784 | 33 63 13 | EXTERIOR UNDERGROUND STEAM DISTRIBUTION SYSTEM | 04/06 | U.S. GENERAL SERVICES ADMINISTRATION | GSA | FS L-S-125 | Screening, Insect, Nonmetallic | Rev B; Notice 1
15785 | 33 63 14 | EXTERIOR BURIED PUMPED CONDENSATE RETURN | 04/06 | AMERICAN SOCIETY OF MECHANICAL ENGINEERS | ASME | ASME B16.3 | Malleable Iron Threaded Fittings, Classes 150 and 300 | 2021
15786 | 33 63 14 | EXTERIOR BURIED PUMPED CONDENSATE RETURN | 04/06 | AMERICAN SOCIETY OF MECHANICAL ENGINEERS | ASME | ASME B16.5 | Pipe Flanges and Flanged Fittings NPS 1/2 Through NPS 24 Metric/Inch Standard | 2020
15787 | 33 63 14 | EXTERIOR BURIED PUMPED CONDENSATE RETURN | 04/06 | AMERICAN SOCIETY OF MECHANICAL ENGINEERS | ASME | ASME B16.9 | Factory-Made Wrought Buttwelding Fittings | 2018
15788 | 33 63 14 | EXTERIOR BURIED PUMPED CONDENSATE RETURN | 04/06 | AMERICAN SOCIETY OF MECHANICAL ENGINEERS | ASME | ASME B16.11 | Forged Fittings, Socket-Welding and Threaded | 2022
15789 | 33 63 14 | EXTERIOR BURIED PUMPED CONDENSATE RETURN | 04/06 | AMERICAN SOCIETY OF MECHANICAL ENGINEERS | ASME | ASME B16.21 | Nonmetallic Flat Gaskets for Pipe Flanges | 2021
15790 | 33 63 14 | EXTERIOR BURIED PUMPED CONDENSATE RETURN | 04/06 | AMERICAN SOCIETY OF MECHANICAL ENGINEERS | ASME | ASME B16.34 | Valves - Flanged, Threaded and Welding End | 2021
15791 | 33 63 14 | EXTERIOR BURIED PUMPED CONDENSATE RETURN | 04/06 | AMERICAN SOCIETY OF MECHANICAL ENGINEERS | ASME | ASME B16.39 | Standard for Malleable Iron Threaded Pipe Unions; Classes 150, 250, and 300 | 2020
15792 | 33 63 14 | EXTERIOR BURIED PUMPED CONDENSATE RETURN | 04/06 | AMERICAN SOCIETY OF MECHANICAL ENGINEERS | ASME | ASME B31.1 | Power Piping | 2022
15793 | 33 63 14 | EXTERIOR BURIED PUMPED CONDENSATE RETURN | 04/06 | ASTM INTERNATIONAL | ASTM | ASTM A36/A36M | Standard Specification for Carbon Structural Steel | 2019
15794 | 33 63 14 | EXTERIOR BURIED PUMPED CONDENSATE RETURN | 04/06 | ASTM INTERNATIONAL | ASTM | ASTM A53/A53M | Standard Specification for Pipe, Steel, Black and Hot-Dipped, Zinc-Coated, Welded and Seamless | 2024
15795 | 33 63 14 | EXTERIOR BURIED PUMPED CONDENSATE RETURN | 04/06 | ASTM INTERNATIONAL | ASTM | ASTM A106/A106M | Standard Specification for Seamless Carbon Steel Pipe for High-Temperature Service | 2019a
15796 | 33 63 14 | EXTERIOR BURIED PUMPED CONDENSATE RETURN | 04/06 | ASTM INTERNATIONAL | ASTM | ASTM A193/A193M | Standard Specification for Alloy-Steel and Stainless Steel Bolting Materials for High-Temperature Service and Other Special Purpose Applications | 2024
15797 | 33 63 14 | EXTERIOR BURIED PUMPED CONDENSATE RETURN | 04/06 | ASTM INTERNATIONAL | ASTM | ASTM A194/A194M | Standard Specification for Carbon Steel, Alloy Steel, and Stainless Steel Nuts for Bolts for High-Pressure or High-Temperature Service, or Both | 2024
15798 | 33 63 14 | EXTERIOR BURIED PUMPED CONDENSATE RETURN | 04/06 | ASTM INTERNATIONAL | ASTM | ASTM D1330 | Rubber Sheet Gaskets | 2004; R 2010
15799 | 33 63 14 | EXTERIOR BURIED PUMPED CONDENSATE RETURN | 04/06 | MANUFACTURERS STANDARDIZATION SOCIETY OF THE VALVE AND FITTINGS INDUSTRY | MSS | MSS SP-58 | Pipe Hangers and Supports - Materials, Design and Manufacture, Selection, Application, and Installation | 2018
15800 | 33 63 14 | EXTERIOR BURIED PUMPED CONDENSATE RETURN | 04/06 | MANUFACTURERS STANDARDIZATION SOCIETY OF THE VALVE AND FITTINGS INDUSTRY | MSS | MSS SP-70 | Gray Iron Gate Valves, Flanged and Threaded Ends | 2011
15801 | 33 63 14 | EXTERIOR BURIED PUMPED CONDENSATE RETURN | 04/06 | MANUFACTURERS STANDARDIZATION SOCIETY OF THE VALVE AND FITTINGS INDUSTRY | MSS | MSS SP-71 | Gray Iron Swing Check Valves, Flanged and Threaded Ends | 2018
15802 | 33 63 14 | EXTERIOR BURIED PUMPED CONDENSATE RETURN | 04/06 | MANUFACTURERS STANDARDIZATION SOCIETY OF THE VALVE AND FITTINGS INDUSTRY | MSS | MSS SP-80 | Bronze Gate, Globe, Angle and Check Valves | 2019
15803 | 33 63 14 | EXTERIOR BURIED PUMPED CONDENSATE RETURN | 04/06 | MANUFACTURERS STANDARDIZATION SOCIETY OF THE VALVE AND FITTINGS INDUSTRY | MSS | MSS SP-85 | Gray Iron Globe & Angle Valves Flanged and Threaded Ends | 2011
15804 | 33 63 16 | EXTERIOR SHALLOW TRENCH STEAM DISTRIBUTION | 07/06 | AMERICAN SOCIETY OF MECHANICAL ENGINEERS | ASME | ASME B16.3 | Malleable Iron Threaded Fittings, Classes 150 and 300 | 2021
15805 | 33 63 16 | EXTERIOR SHALLOW TRENCH STEAM DISTRIBUTION | 07/06 | AMERICAN SOCIETY OF MECHANICAL ENGINEERS | ASME | ASME B16.5 | Pipe Flanges and Flanged Fittings NPS 1/2 Through NPS 24 Metric/Inch Standard | 2020
15806 | 33 63 16 | EXTERIOR SHALLOW TRENCH STEAM DISTRIBUTION | 07/06 | AMERICAN SOCIETY OF MECHANICAL ENGINEERS | ASME | ASME B16.9 | Factory-Made Wrought Buttwelding Fittings | 2018
15807 | 33 63 16 | EXTERIOR SHALLOW TRENCH STEAM DISTRIBUTION | 07/06 | AMERICAN SOCIETY OF MECHANICAL ENGINEERS | ASME | ASME B16.11 | Forged Fittings, Socket-Welding and Threaded | 2022
15808 | 33 63 16 | EXTERIOR SHALLOW TRENCH STEAM DISTRIBUTION | 07/06 | AMERICAN SOCIETY OF MECHANICAL ENGINEERS | ASME | ASME B16.20 | Metallic Gaskets for Pipe Flanges | 2023
15809 | 33 63 16 | EXTERIOR SHALLOW TRENCH STEAM DISTRIBUTION | 07/06 | AMERICAN SOCIETY OF MECHANICAL ENGINEERS | ASME | ASME B16.34 | Valves - Flanged, Threaded and Welding End | 2021
15810 | 33 63 16 | EXTERIOR SHALLOW TRENCH STEAM DISTRIBUTION | 07/06 | AMERICAN SOCIETY OF MECHANICAL ENGINEERS | ASME | ASME B16.39 | Standard for Malleable Iron Threaded Pipe Unions; Classes 150, 250, and 300 | 2020
15811 | 33 63 16 | EXTERIOR SHALLOW TRENCH STEAM DISTRIBUTION | 07/06 | AMERICAN SOCIETY OF MECHANICAL ENGINEERS | ASME | ASME B31.1 | Power Piping | 2022
15812 | 33 63 16 | EXTERIOR SHALLOW TRENCH STEAM DISTRIBUTION | 07/06 | ASTM INTERNATIONAL | ASTM | ASTM A36/A36M | Standard Specification for Carbon Structural Steel | 2019
15813 | 33 63 16 | EXTERIOR SHALLOW TRENCH STEAM DISTRIBUTION | 07/06 | ASTM INTERNATIONAL | ASTM | ASTM A53/A53M | Standard Specification for Pipe, Steel, Black and Hot-Dipped, Zinc-Coated, Welded and Seamless | 2024
15814 | 33 63 16 | EXTERIOR SHALLOW TRENCH STEAM DISTRIBUTION | 07/06 | ASTM INTERNATIONAL | ASTM | ASTM A106/A106M | Standard Specification for Seamless Carbon Steel Pipe for High-Temperature Service | 2019a
15815 | 33 63 16 | EXTERIOR SHALLOW TRENCH STEAM DISTRIBUTION | 07/06 | ASTM INTERNATIONAL | ASTM | ASTM A193/A193M | Standard Specification for Alloy-Steel and Stainless Steel Bolting Materials for High-Temperature Service and Other Special Purpose Applications | 2024
15816 | 33 63 16 | EXTERIOR SHALLOW TRENCH STEAM DISTRIBUTION | 07/06 | ASTM INTERNATIONAL | ASTM | ASTM A194/A194M | Standard Specification for Carbon Steel, Alloy Steel, and Stainless Steel Nuts for Bolts for High-Pressure or High-Temperature Service, or Both | 2024
15817 | 33 63 16 | EXTERIOR SHALLOW TRENCH STEAM DISTRIBUTION | 07/06 | ASTM INTERNATIONAL | ASTM | ASTM A615/A615M | Standard Specification for Deformed and Plain Carbon-Steel Bars for Concrete Reinforcement | 2022
15818 | 33 63 16 | EXTERIOR SHALLOW TRENCH STEAM DISTRIBUTION | 07/06 | ASTM INTERNATIONAL | ASTM | ASTM C920 | Standard Specification for Elastomeric Joint Sealants | 2018
15819 | 33 63 16 | EXTERIOR SHALLOW TRENCH STEAM DISTRIBUTION | 07/06 | ASTM INTERNATIONAL | ASTM | ASTM D229 | Standard Test Methods for Rigid Sheet and Plate Materials Used for Electrical Insulation | 2019
15820 | 33 63 16 | EXTERIOR SHALLOW TRENCH STEAM DISTRIBUTION | 07/06 | MANUFACTURERS STANDARDIZATION SOCIETY OF THE VALVE AND FITTINGS INDUSTRY | MSS | MSS SP-58 | Pipe Hangers and Supports - Materials, Design and Manufacture, Selection, Application, and Installation | 2018
15821 | 33 63 16 | EXTERIOR SHALLOW TRENCH STEAM DISTRIBUTION | 07/06 | MANUFACTURERS STANDARDIZATION SOCIETY OF THE VALVE AND FITTINGS INDUSTRY | MSS | MSS SP-70 | Gray Iron Gate Valves, Flanged and Threaded Ends | 2011
15822 | 33 63 16 | EXTERIOR SHALLOW TRENCH STEAM DISTRIBUTION | 07/06 | MANUFACTURERS STANDARDIZATION SOCIETY OF THE VALVE AND FITTINGS INDUSTRY | MSS | MSS SP-71 | Gray Iron Swing Check Valves, Flanged and Threaded Ends | 2018
15823 | 33 63 16 | EXTERIOR SHALLOW TRENCH STEAM DISTRIBUTION | 07/06 | MANUFACTURERS STANDARDIZATION SOCIETY OF THE VALVE AND FITTINGS INDUSTRY | MSS | MSS SP-80 | Bronze Gate, Globe, Angle and Check Valves | 2019
15824 | 33 63 16 | EXTERIOR SHALLOW TRENCH STEAM DISTRIBUTION | 07/06 | MANUFACTURERS STANDARDIZATION SOCIETY OF THE VALVE AND FITTINGS INDUSTRY | MSS | MSS SP-85 | Gray Iron Globe & Angle Valves Flanged and Threaded Ends | 2011
15825 | 33 63 23 | EXTERIOR ABOVEGROUND STEAM DISTRIBUTION | 04/06 | AMERICAN SOCIETY OF MECHANICAL ENGINEERS | ASME | ASME B16.3 | Malleable Iron Threaded Fittings, Classes 150 and 300 | 2021
15826 | 33 63 23 | EXTERIOR ABOVEGROUND STEAM DISTRIBUTION | 04/06 | AMERICAN SOCIETY OF MECHANICAL ENGINEERS | ASME | ASME B16.5 | Pipe Flanges and Flanged Fittings NPS 1/2 Through NPS 24 Metric/Inch Standard | 2020
15827 | 33 63 23 | EXTERIOR ABOVEGROUND STEAM DISTRIBUTION | 04/06 | AMERICAN SOCIETY OF MECHANICAL ENGINEERS | ASME | ASME B16.9 | Factory-Made Wrought Buttwelding Fittings | 2018
15828 | 33 63 23 | EXTERIOR ABOVEGROUND STEAM DISTRIBUTION | 04/06 | AMERICAN SOCIETY OF MECHANICAL ENGINEERS | ASME | ASME B16.11 | Forged Fittings, Socket-Welding and Threaded | 2022
15829 | 33 63 23 | EXTERIOR ABOVEGROUND STEAM DISTRIBUTION | 04/06 | AMERICAN SOCIETY OF MECHANICAL ENGINEERS | ASME | ASME B16.20 | Metallic Gaskets for Pipe Flanges | 2023
15830 | 33 63 23 | EXTERIOR ABOVEGROUND STEAM DISTRIBUTION | 04/06 | AMERICAN SOCIETY OF MECHANICAL ENGINEERS | ASME | ASME B16.21 | Nonmetallic Flat Gaskets for Pipe Flanges | 2021
15831 | 33 63 23 | EXTERIOR ABOVEGROUND STEAM DISTRIBUTION | 04/06 | AMERICAN SOCIETY OF MECHANICAL ENGINEERS | ASME | ASME B16.34 | Valves - Flanged, Threaded and Welding End | 2021
15832 | 33 63 23 | EXTERIOR ABOVEGROUND STEAM DISTRIBUTION | 04/06 | AMERICAN SOCIETY OF MECHANICAL ENGINEERS | ASME | ASME B16.39 | Standard for Malleable Iron Threaded Pipe Unions; Classes 150, 250, and 300 | 2020
15833 | 33 63 23 | EXTERIOR ABOVEGROUND STEAM DISTRIBUTION | 04/06 | AMERICAN SOCIETY OF MECHANICAL ENGINEERS | ASME | ASME B31.1 | Power Piping | 2022
15834 | 33 63 23 | EXTERIOR ABOVEGROUND STEAM DISTRIBUTION | 04/06 | ASTM INTERNATIONAL | ASTM | ASTM A36/A36M | Standard Specification for Carbon Structural Steel | 2019
15835 | 33 63 23 | EXTERIOR ABOVEGROUND STEAM DISTRIBUTION | 04/06 | ASTM INTERNATIONAL | ASTM | ASTM A53/A53M | Standard Specification for Pipe, Steel, Black and Hot-Dipped, Zinc-Coated, Welded and Seamless | 2024
15836 | 33 63 23 | EXTERIOR ABOVEGROUND STEAM DISTRIBUTION | 04/06 | ASTM INTERNATIONAL | ASTM | ASTM A106/A106M | Standard Specification for Seamless Carbon Steel Pipe for High-Temperature Service | 2019a
15837 | 33 63 23 | EXTERIOR ABOVEGROUND STEAM DISTRIBUTION | 04/06 | ASTM INTERNATIONAL | ASTM | ASTM A153/A153M | Standard Specification for Zinc Coating (Hot-Dip) on Iron and Steel Hardware | 2023
15838 | 33 63 23 | EXTERIOR ABOVEGROUND STEAM DISTRIBUTION | 04/06 | ASTM INTERNATIONAL | ASTM | ASTM A193/A193M | Standard Specification for Alloy-Steel and Stainless Steel Bolting Materials for High-Temperature Service and Other Special Purpose Applications | 2024
15839 | 33 63 23 | EXTERIOR ABOVEGROUND STEAM DISTRIBUTION | 04/06 | ASTM INTERNATIONAL | ASTM | ASTM A194/A194M | Standard Specification for Carbon Steel, Alloy Steel, and Stainless Steel Nuts for Bolts for High-Pressure or High-Temperature Service, or Both | 2024
15840 | 33 63 23 | EXTERIOR ABOVEGROUND STEAM DISTRIBUTION | 04/06 | ASTM INTERNATIONAL | ASTM | ASTM A307 | Standard Specification for Carbon Steel Bolts, Studs, and Threaded Rod 60 000 PSI Tensile Strength | 2021
15841 | 33 63 23 | EXTERIOR ABOVEGROUND STEAM DISTRIBUTION | 04/06 | ASTM INTERNATIONAL | ASTM | ASTM A475 | Standard Specification for Metallic-Coated Steel Wire Strand | 2022
15842 | 33 63 23 | EXTERIOR ABOVEGROUND STEAM DISTRIBUTION | 04/06 | ASTM INTERNATIONAL | ASTM | ASTM D229 | Standard Test Methods for Rigid Sheet and Plate Materials Used for Electrical Insulation | 2019
15843 | 33 63 23 | EXTERIOR ABOVEGROUND STEAM DISTRIBUTION | 04/06 | MANUFACTURERS STANDARDIZATION SOCIETY OF THE VALVE AND FITTINGS INDUSTRY | MSS | MSS SP-58 | Pipe Hangers and Supports - Materials, Design and Manufacture, Selection, Application, and Installation | 2018
15844 | 33 63 23 | EXTERIOR ABOVEGROUND STEAM DISTRIBUTION | 04/06 | MANUFACTURERS STANDARDIZATION SOCIETY OF THE VALVE AND FITTINGS INDUSTRY | MSS | MSS SP-70 | Gray Iron Gate Valves, Flanged and Threaded Ends | 2011
15845 | 33 63 23 | EXTERIOR ABOVEGROUND STEAM DISTRIBUTION | 04/06 | MANUFACTURERS STANDARDIZATION SOCIETY OF THE VALVE AND FITTINGS INDUSTRY | MSS | MSS SP-71 | Gray Iron Swing Check Valves, Flanged and Threaded Ends | 2018
15846 | 33 63 23 | EXTERIOR ABOVEGROUND STEAM DISTRIBUTION | 04/06 | MANUFACTURERS STANDARDIZATION SOCIETY OF THE VALVE AND FITTINGS INDUSTRY | MSS | MSS SP-80 | Bronze Gate, Globe, Angle and Check Valves | 2019
15847 | 33 63 23 | EXTERIOR ABOVEGROUND STEAM DISTRIBUTION | 04/06 | MANUFACTURERS STANDARDIZATION SOCIETY OF THE VALVE AND FITTINGS INDUSTRY | MSS | MSS SP-85 | Gray Iron Globe & Angle Valves Flanged and Threaded Ends | 2011
15848 | 33 71 01 | OVERHEAD TRANSMISSION AND DISTRIBUTION | 05/19, CHG 1: 11/19 | ALLIANCE FOR TELECOMMUNICATIONS INDUSTRY SOLUTIONS | ATIS | ATIS ANSI O5.1 | Wood Poles -- Specifications & Dimensions | 2017
15849 | 33 71 01 | OVERHEAD TRANSMISSION AND DISTRIBUTION | 05/19, CHG 1: 11/19 | AMERICAN NATIONAL STANDARDS INSTITUTE | ANSI | ANSI C12.1 | Electric Meters - Code for Electricity Metering | 2014; Errata 2016
15850 | 33 71 01 | OVERHEAD TRANSMISSION AND DISTRIBUTION | 05/19, CHG 1: 11/19 | AMERICAN SOCIETY OF MECHANICAL ENGINEERS | ASME | ASME B16.11 | Forged Fittings, Socket-Welding and Threaded | 2022
15851 | 33 71 01 | OVERHEAD TRANSMISSION AND DISTRIBUTION | 05/19, CHG 1: 11/19 | AMERICAN WOOD PROTECTION ASSOCIATION | AWPA | AWPA C1 | All Timber Products - Preservative Treatment by Pressure Processes | 2003
15852 | 33 71 01 | OVERHEAD TRANSMISSION AND DISTRIBUTION | 05/19, CHG 1: 11/19 | AMERICAN WOOD PROTECTION ASSOCIATION | AWPA | AWPA C4 | Poles - Preservative Treatment by Pressure Processes | 2003
15853 | 33 71 01 | OVERHEAD TRANSMISSION AND DISTRIBUTION | 05/19, CHG 1: 11/19 | AMERICAN WOOD PROTECTION ASSOCIATION | AWPA | AWPA C25 | Sawn Crossarms - Preservative Treatment by Pressure Processes | 2003
15854 | 33 71 01 | OVERHEAD TRANSMISSION AND DISTRIBUTION | 05/19, CHG 1: 11/19 | ASTM INTERNATIONAL | ASTM | ASTM A36/A36M | Standard Specification for Carbon Structural Steel | 2019
15855 | 33 71 01 | OVERHEAD TRANSMISSION AND DISTRIBUTION | 05/19, CHG 1: 11/19 | ASTM INTERNATIONAL | ASTM | ASTM A53/A53M | Standard Specification for Pipe, Steel, Black and Hot-Dipped, Zinc-Coated, Welded and Seamless | 2024
15856 | 33 71 01 | OVERHEAD TRANSMISSION AND DISTRIBUTION | 05/19, CHG 1: 11/19 | ASTM INTERNATIONAL | ASTM | ASTM A123/A123M | Standard Specification for Zinc (Hot-Dip Galvanized) Coatings on Iron and Steel Products | 2017
15857 | 33 71 01 | OVERHEAD TRANSMISSION AND DISTRIBUTION | 05/19, CHG 1: 11/19 | ASTM INTERNATIONAL | ASTM | ASTM A153/A153M | Standard Specification for Zinc Coating (Hot-Dip) on Iron and Steel Hardware | 2023
15858 | 33 71 01 | OVERHEAD TRANSMISSION AND DISTRIBUTION | 05/19, CHG 1: 11/19 | ASTM INTERNATIONAL | ASTM | ASTM A240/A240M | Standard Specification for Chromium and Chromium-Nickel Stainless Steel Plate, Sheet, and Strip for Pressure Vessels and for General Applications | 2024
15859 | 33 71 01 | OVERHEAD TRANSMISSION AND DISTRIBUTION | 05/19, CHG 1: 11/19 | ASTM INTERNATIONAL | ASTM | ASTM A475 | Standard Specification for Metallic-Coated Steel Wire Strand | 2022
15860 | 33 71 01 | OVERHEAD TRANSMISSION AND DISTRIBUTION | 05/19, CHG 1: 11/19 | ASTM INTERNATIONAL | ASTM | ASTM A575 | Standard Specification for Steel Bars, Carbon, Merchant Quality, M-Grades | 2020
15861 | 33 71 01 | OVERHEAD TRANSMISSION AND DISTRIBUTION | 05/19, CHG 1: 11/19 | ASTM INTERNATIONAL | ASTM | ASTM A576 | Standard Specification for Steel Bars, Carbon, Hot-Wrought, Special Quality | 2023
15862 | 33 71 01 | OVERHEAD TRANSMISSION AND DISTRIBUTION | 05/19, CHG 1: 11/19 | ASTM INTERNATIONAL | ASTM | ASTM B1 | Standard Specification for Hard-Drawn Copper Wire | 2013
15863 | 33 71 01 | OVERHEAD TRANSMISSION AND DISTRIBUTION | 05/19, CHG 1: 11/19 | ASTM INTERNATIONAL | ASTM | ASTM B2 | Standard Specification for Medium-Hard-Drawn Copper Wire | 2013
15864 | 33 71 01 | OVERHEAD TRANSMISSION AND DISTRIBUTION | 05/19, CHG 1: 11/19 | ASTM INTERNATIONAL | ASTM | ASTM B3 | Standard Specification for Soft or Annealed Copper Wire | 2013; R 2024
15865 | 33 71 01 | OVERHEAD TRANSMISSION AND DISTRIBUTION | 05/19, CHG 1: 11/19 | ASTM INTERNATIONAL | ASTM | ASTM B8 | Standard Specification for Concentric-Lay-Stranded Copper Conductors, Hard, Medium-Hard, or Soft | 2023
15866 | 33 71 01 | OVERHEAD TRANSMISSION AND DISTRIBUTION | 05/19, CHG 1: 11/19 | ASTM INTERNATIONAL | ASTM | ASTM B117 | Standard Practice for Operating Salt Spray (Fog) Apparatus | 2019
15867 | 33 71 01 | OVERHEAD TRANSMISSION AND DISTRIBUTION | 05/19, CHG 1: 11/19 | ASTM INTERNATIONAL | ASTM | ASTM B230/B230M | Standard Specification for Aluminum 1350-H19 Wire for Electrical Purposes | 2022
15868 | 33 71 01 | OVERHEAD TRANSMISSION AND DISTRIBUTION | 05/19, CHG 1: 11/19 | ASTM INTERNATIONAL | ASTM | ASTM B231/B231M | Standard Specification for Concentric-Lay-Stranded Aluminum 1350 Conductors | 2023
15869 | 33 71 01 | OVERHEAD TRANSMISSION AND DISTRIBUTION | 05/19, CHG 1: 11/19 | ASTM INTERNATIONAL | ASTM | ASTM B232/B232M | Standard Specification for Concentric-Lay-Stranded Aluminum Conductors, Coated-Steel Reinforced (ACSR) | 2024
15870 | 33 71 01 | OVERHEAD TRANSMISSION AND DISTRIBUTION | 05/19, CHG 1: 11/19 | ASTM INTERNATIONAL | ASTM | ASTM B398/B398M | Standard Specification for Aluminum-Alloy 6201-T81 Wire for Electrical Purposes | 2022
15871 | 33 71 01 | OVERHEAD TRANSMISSION AND DISTRIBUTION | 05/19, CHG 1: 11/19 | ASTM INTERNATIONAL | ASTM | ASTM B399/B399M | Standard Specification for Concentric-Lay-Stranded Aluminum-Alloy 6201-T81 Conductors | 2023
15872 | 33 71 01 | OVERHEAD TRANSMISSION AND DISTRIBUTION | 05/19, CHG 1: 11/19 | ASTM INTERNATIONAL | ASTM | ASTM B857 | Standard Specification for Shaped Wire Compact Concentric-Lay-Stranded Alunimum Conductors, Coated-Steel Supported (ACSS/TW) | 2018
15873 | 33 71 01 | OVERHEAD TRANSMISSION AND DISTRIBUTION | 05/19, CHG 1: 11/19 | ASTM INTERNATIONAL | ASTM | ASTM D92 | Standard Test Method for Flash and Fire Points by Cleveland Open Cup Tester | 2012a
15874 | 33 71 01 | OVERHEAD TRANSMISSION AND DISTRIBUTION | 05/19, CHG 1: 11/19 | ASTM INTERNATIONAL | ASTM | ASTM D97 | Standard Test Method for Pour Point of Petroleum Products | 2017b
15875 | 33 71 01 | OVERHEAD TRANSMISSION AND DISTRIBUTION | 05/19, CHG 1: 11/19 | ASTM INTERNATIONAL | ASTM | ASTM D117 | Standard Guide for Sampling, Test Methods, and Specifications for Electrical Insulating Liquids | 2018
15876 | 33 71 01 | OVERHEAD TRANSMISSION AND DISTRIBUTION | 05/19, CHG 1: 11/19 | ASTM INTERNATIONAL | ASTM | ASTM D709 | Standard Specification for Laminated Thermosetting Materials | 2017
15877 | 33 71 01 | OVERHEAD TRANSMISSION AND DISTRIBUTION | 05/19, CHG 1: 11/19 | ASTM INTERNATIONAL | ASTM | ASTM D877/D877M | Standard Test Method for Dielectric Breakdown Voltage of Insulating Liquids Using Disk Electrodes | 2019
15878 | 33 71 01 | OVERHEAD TRANSMISSION AND DISTRIBUTION | 05/19, CHG 1: 11/19 | ASTM INTERNATIONAL | ASTM | ASTM D1535 | Standard Practice for Specifying Color by the Munsell System | 2014; R 2018
15879 | 33 71 01 | OVERHEAD TRANSMISSION AND DISTRIBUTION | 05/19, CHG 1: 11/19 | ASTM INTERNATIONAL | ASTM | ASTM D1654 | Standard Test Method for Evaluation of Painted or Coated Specimens Subjected to Corrosive Environments | 2008; R 2016; E 2017
15880 | 33 71 01 | OVERHEAD TRANSMISSION AND DISTRIBUTION | 05/19, CHG 1: 11/19 | ASTM INTERNATIONAL | ASTM | ASTM D3487 | Standard Specification for Mineral Insulating Oil Used in Electrical Apparatus | 2016; E2017
15881 | 33 71 01 | OVERHEAD TRANSMISSION AND DISTRIBUTION | 05/19, CHG 1: 11/19 | FM GLOBAL | FM | FM APP GUIDE | Approval Guide https://www.approvalguide.com/ | updated on-line
15882 | 33 71 01 | OVERHEAD TRANSMISSION AND DISTRIBUTION | 05/19, CHG 1: 11/19 | INSTITUTE OF ELECTRICAL AND ELECTRONICS ENGINEERS | IEEE | IEEE 18 | Standard for Shunt Power Capacitors | 2012
15883 | 33 71 01 | OVERHEAD TRANSMISSION AND DISTRIBUTION | 05/19, CHG 1: 11/19 | INSTITUTE OF ELECTRICAL AND ELECTRONICS ENGINEERS | IEEE | IEEE 100 | The Authoritative Dictionary of IEEE Standards Terms | 2000; Archived
15884 | 33 71 01 | OVERHEAD TRANSMISSION AND DISTRIBUTION | 05/19, CHG 1: 11/19 | INSTITUTE OF ELECTRICAL AND ELECTRONICS ENGINEERS | IEEE | IEEE 404 | Standard for Extruded and Laminated Dielectric Shielded Cable Joints Rated 2500 V to 500,000 V | 2012
15885 | 33 71 01 | OVERHEAD TRANSMISSION AND DISTRIBUTION | 05/19, CHG 1: 11/19 | INSTITUTE OF ELECTRICAL AND ELECTRONICS ENGINEERS | IEEE | IEEE C2 | National Electrical Safety Code | 2023
15886 | 33 71 01 | OVERHEAD TRANSMISSION AND DISTRIBUTION | 05/19, CHG 1: 11/19 | INSTITUTE OF ELECTRICAL AND ELECTRONICS ENGINEERS | IEEE | IEEE C37.30.1 | Standard Requirements for AC High-Voltage Air Switches Rated Above 1000 V | 2011
15887 | 33 71 01 | OVERHEAD TRANSMISSION AND DISTRIBUTION | 05/19, CHG 1: 11/19 | INSTITUTE OF ELECTRICAL AND ELECTRONICS ENGINEERS | IEEE | IEEE C37.41 | Design Tests for High-Voltage (>1000 V) Fuses and Accessories | 2016; Corr 2017
15888 | 33 71 01 | OVERHEAD TRANSMISSION AND DISTRIBUTION | 05/19, CHG 1: 11/19 | INSTITUTE OF ELECTRICAL AND ELECTRONICS ENGINEERS | IEEE | IEEE C37.42 | Specifications for High-Voltage (> 1000 V) Fuses and Accessories | 2016
15889 | 33 71 01 | OVERHEAD TRANSMISSION AND DISTRIBUTION | 05/19, CHG 1: 11/19 | INSTITUTE OF ELECTRICAL AND ELECTRONICS ENGINEERS | IEEE | IEEE C37.63 | Standard Requirements for Overhead, Pad-Mounted, Dry-Vault, and Submersible Automatic Line Sectionalizers for AC Systems | 2013
15890 | 33 71 01 | OVERHEAD TRANSMISSION AND DISTRIBUTION | 05/19, CHG 1: 11/19 | INSTITUTE OF ELECTRICAL AND ELECTRONICS ENGINEERS | IEEE | IEEE C57.12.00 | General Requirements for Liquid-Immersed Distribution, Power, and Regulating Transformers | 2021
15891 | 33 71 01 | OVERHEAD TRANSMISSION AND DISTRIBUTION | 05/19, CHG 1: 11/19 | INSTITUTE OF ELECTRICAL AND ELECTRONICS ENGINEERS | IEEE | IEEE C57.12.20 | Overhead-Type Distribution Transformers, 500 KVA and Smaller: High Voltage, 34 500 Volts and Below; Low Voltage, 7970/13,800 Y V and Below | 2023
15892 | 33 71 01 | OVERHEAD TRANSMISSION AND DISTRIBUTION | 05/19, CHG 1: 11/19 | INSTITUTE OF ELECTRICAL AND ELECTRONICS ENGINEERS | IEEE | IEEE C57.12.28 | Standard for Pad-Mounted Equipment - Enclosure Integrity | 2023
15893 | 33 71 01 | OVERHEAD TRANSMISSION AND DISTRIBUTION | 05/19, CHG 1: 11/19 | INSTITUTE OF ELECTRICAL AND ELECTRONICS ENGINEERS | IEEE | IEEE C57.12.31 | Standard for Pole-Mounted Equipment - Enclosure Integrity | 2010; Corr 2014
15894 | 33 71 01 | OVERHEAD TRANSMISSION AND DISTRIBUTION | 05/19, CHG 1: 11/19 | INSTITUTE OF ELECTRICAL AND ELECTRONICS ENGINEERS | IEEE | IEEE C57.12.90 | Test Code for Liquid-Immersed Distribution, Power, and Regulating Transformers | 2021
15895 | 33 71 01 | OVERHEAD TRANSMISSION AND DISTRIBUTION | 05/19, CHG 1: 11/19 | INSTITUTE OF ELECTRICAL AND ELECTRONICS ENGINEERS | IEEE | IEEE C57.13 | Standard Requirements for Instrument Transformers | 2016
15896 | 33 71 01 | OVERHEAD TRANSMISSION AND DISTRIBUTION | 05/19, CHG 1: 11/19 | INSTITUTE OF ELECTRICAL AND ELECTRONICS ENGINEERS | IEEE | IEEE C57.15 | Standard Requirements, Terminology, and Test Code for Step-Voltage Regulators | 2018
15897 | 33 71 01 | OVERHEAD TRANSMISSION AND DISTRIBUTION | 05/19, CHG 1: 11/19 | INSTITUTE OF ELECTRICAL AND ELECTRONICS ENGINEERS | IEEE | IEEE C62.11 | Standard for Metal-Oxide Surge Arresters for Alternating Current Power Circuits (>1kV) | 2020
15898 | 33 71 01 | OVERHEAD TRANSMISSION AND DISTRIBUTION | 05/19, CHG 1: 11/19 | INSTITUTE OF ELECTRICAL AND ELECTRONICS ENGINEERS | IEEE | IEEE C135.1 | Standard for Zinc-Coated Steel Bolts and Nuts for Overhead Line Construction | 1999
15899 | 33 71 01 | OVERHEAD TRANSMISSION AND DISTRIBUTION | 05/19, CHG 1: 11/19 | INSTITUTE OF ELECTRICAL AND ELECTRONICS ENGINEERS | IEEE | IEEE C135.2 | Threaded Zinc-Coated Ferrous Strand-Eye Anchor Rods and Nuts for Overhead Line Construction | 1999
15900 | 33 71 01 | OVERHEAD TRANSMISSION AND DISTRIBUTION | 05/19, CHG 1: 11/19 | INSTITUTE OF ELECTRICAL AND ELECTRONICS ENGINEERS | IEEE | IEEE C135.22 | Standard for Zinc-Coated Ferrous Pole-Top Insulator Pins with Lead Threads for Overhead Line Construction | 1988
15901 | 33 71 01 | OVERHEAD TRANSMISSION AND DISTRIBUTION | 05/19, CHG 1: 11/19 | INSTITUTE OF ELECTRICAL AND ELECTRONICS ENGINEERS | IEEE | IEEE C135.30 | Standard for Zinc-Coated Ferrous Ground Rods for Overhead or Underground Line Construction | 1988
15902 | 33 71 01 | OVERHEAD TRANSMISSION AND DISTRIBUTION | 05/19, CHG 1: 11/19 | INTERNATIONAL ELECTRICAL TESTING ASSOCIATION | NETA | NETA ATS | Standard for Acceptance Testing Specifications for Electrical Power Equipment and Systems | 2021
15903 | 33 71 01 | OVERHEAD TRANSMISSION AND DISTRIBUTION | 05/19, CHG 1: 11/19 | INTERNATIONAL ELECTROTECHNICAL COMMISSION | IEC | IEC 62271-111 | High Voltage Switchgear And Controlgear - Part 111: Automatic Circuit Reclosers for Alternating Current Systems up to and including 38 kV | 2019
15904 | 33 71 01 | OVERHEAD TRANSMISSION AND DISTRIBUTION | 05/19, CHG 1: 11/19 | NATIONAL ELECTRICAL MANUFACTURERS ASSOCIATION | NEMA | ANSI C12.7 | Requirements for Watthour Meter Sockets | 2022
15905 | 33 71 01 | OVERHEAD TRANSMISSION AND DISTRIBUTION | 05/19, CHG 1: 11/19 | NATIONAL ELECTRICAL MANUFACTURERS ASSOCIATION | NEMA | ANSI C29.2 | American National Standard for Insulators - Wet-Process Porcelain and Toughened Glass - Distribution Suspension Type | 2020
15906 | 33 71 01 | OVERHEAD TRANSMISSION AND DISTRIBUTION | 05/19, CHG 1: 11/19 | NATIONAL ELECTRICAL MANUFACTURERS ASSOCIATION | NEMA | ANSI C29.3 | American National Standard for Wet Process Porcelain Insulators - Spool Type | 2015; R 2022
15907 | 33 71 01 | OVERHEAD TRANSMISSION AND DISTRIBUTION | 05/19, CHG 1: 11/19 | NATIONAL ELECTRICAL MANUFACTURERS ASSOCIATION | NEMA | ANSI C29.4 | Standard for Wet-Process Porcelain Insulators - Strain Type | 2022
15908 | 33 71 01 | OVERHEAD TRANSMISSION AND DISTRIBUTION | 05/19, CHG 1: 11/19 | NATIONAL ELECTRICAL MANUFACTURERS ASSOCIATION | NEMA | ANSI C29.5 | Wet-Process Porcelain Insulators (Low and Medium Voltage Pin Type) | 2022
15909 | 33 71 01 | OVERHEAD TRANSMISSION AND DISTRIBUTION | 05/19, CHG 1: 11/19 | NATIONAL ELECTRICAL MANUFACTURERS ASSOCIATION | NEMA | ANSI/NEMA WC 71/ICEA S-96-659 | Standard for Nonshielded Cables Rated 2001-5000 Volts for use in the Distribution of Electric Energy | 2014; R 2022
15910 | 33 71 01 | OVERHEAD TRANSMISSION AND DISTRIBUTION | 05/19, CHG 1: 11/19 | NATIONAL ELECTRICAL MANUFACTURERS ASSOCIATION | NEMA | NEMA ICS 6 | Industrial Control and Systems: Enclosures | 1993; R 2016
15911 | 33 71 01 | OVERHEAD TRANSMISSION AND DISTRIBUTION | 05/19, CHG 1: 11/19 | NATIONAL ELECTRICAL MANUFACTURERS ASSOCIATION | NEMA | NEMA WC 70 | Power Cable Rated 2000 Volts or Less for the Distribution of Electrical Energy | 2021
15912 | 33 71 01 | OVERHEAD TRANSMISSION AND DISTRIBUTION | 05/19, CHG 1: 11/19 | NATIONAL ELECTRICAL MANUFACTURERS ASSOCIATION | NEMA | NEMA WC 74/ICEA S-93-639 | 5-46 kV Shielded Power Cable for Use in the Transmission and Distribution of Electric Energy | 2022
15913 | 33 71 01 | OVERHEAD TRANSMISSION AND DISTRIBUTION | 05/19, CHG 1: 11/19 | NATIONAL ELECTRICAL MANUFACTURERS ASSOCIATION | NEMA | NEMA/ANSI C12.10 | Physical Aspects of Watthour Meters - Safety Standard | 2011; R 2021
15914 | 33 71 01 | OVERHEAD TRANSMISSION AND DISTRIBUTION | 05/19, CHG 1: 11/19 | NATIONAL ELECTRICAL MANUFACTURERS ASSOCIATION | NEMA | NEMA/ANSI C29.7 | American National Standard for Wet Process Porcelain Insulators - High-Voltage Line Post Type | 1996; 2002
15915 | 33 71 01 | OVERHEAD TRANSMISSION AND DISTRIBUTION | 05/19, CHG 1: 11/19 | NATIONAL FIRE PROTECTION ASSOCIATION | NFPA | NFPA 70 | National Electrical Code | 2023
15916 | 33 71 01 | OVERHEAD TRANSMISSION AND DISTRIBUTION | 05/19, CHG 1: 11/19 | ORGANISATION FOR ECONOMIC CO-OPERATION AND DEVELOPMENT | OECD | OECD Test 203 | Fish Acute Toxicity Test | 1992
15917 | 33 71 01 | OVERHEAD TRANSMISSION AND DISTRIBUTION | 05/19, CHG 1: 11/19 | U.S. DEPARTMENT OF AGRICULTURE | USDA | RUS 202-1 | List of Materials Acceptable for Use on Systems of RUS Electrification Borrowers | 2004
15918 | 33 71 01 | OVERHEAD TRANSMISSION AND DISTRIBUTION | 05/19, CHG 1: 11/19 | U.S. DEPARTMENT OF AGRICULTURE | USDA | RUS Bull 1728H-701 | Wood Crossarms (Solid and Laminated), Transmission Timbers and Pole Keys | 1993
15919 | 33 71 01 | OVERHEAD TRANSMISSION AND DISTRIBUTION | 05/19, CHG 1: 11/19 | U.S. ENVIRONMENTAL PROTECTION AGENCY | EPA | EPA 712-C-98-075 | Fate, Transport and Transformation Test Guidelines - OPPTS 835.3100- "Aerobic Aquatic Biodegradation" | 1998
15920 | 33 71 01 | OVERHEAD TRANSMISSION AND DISTRIBUTION | 05/19, CHG 1: 11/19 | U.S. ENVIRONMENTAL PROTECTION AGENCY | EPA | EPA 821-R-02-012 | Methods for Measuring the Acute Toxicity of Effluents and Receiving Waters to Freshwater and Marine Organisms | 2002
15921 | 33 71 01 | OVERHEAD TRANSMISSION AND DISTRIBUTION | 05/19, CHG 1: 11/19 | U.S. NATIONAL ARCHIVES AND RECORDS ADMINISTRATION | NARA | 10 CFR 431 | Energy Efficiency Program for Certain Commercial and Industrial Equipment
15922 | 33 71 01 | OVERHEAD TRANSMISSION AND DISTRIBUTION | 05/19, CHG 1: 11/19 | UNDERWRITERS LABORATORIES | UL | UL 6 | UL Standard for Safety Electrical Rigid Metal Conduit-Steel | 2022
15923 | 33 71 01 | OVERHEAD TRANSMISSION AND DISTRIBUTION | 05/19, CHG 1: 11/19 | UNDERWRITERS LABORATORIES | UL | UL 467 | UL Standard for Safety Grounding and Bonding Equipment | 2022
15924 | 33 71 01 | OVERHEAD TRANSMISSION AND DISTRIBUTION | 05/19, CHG 1: 11/19 | UNDERWRITERS LABORATORIES | UL | UL 486A-486B | UL Standard for Safety Wire Connectors | 2018; Reprint Jul 2023
15925 | 33 71 01 | OVERHEAD TRANSMISSION AND DISTRIBUTION | 05/19, CHG 1: 11/19 | UNDERWRITERS LABORATORIES | UL | UL 510 | UL Standard for Safety Polyvinyl Chloride, Polyethylene and Rubber Insulating Tape | 2020; Dec 2022
15926 | 33 71 02 | UNDERGROUND ELECTRICAL DISTRIBUTION | 08/21 | AMERICAN ASSOCIATION OF STATE HIGHWAY AND TRANSPORTATION OFFICIALS | AASHTO | AASHTO HB-17 | Standard Specifications for Highway Bridges | 2002; Errata 2003; Errata 2005, 17th Edition
15927 | 33 71 02 | UNDERGROUND ELECTRICAL DISTRIBUTION | 08/21 | AMERICAN CONCRETE INSTITUTE | ACI | ACI 318M | Building Code Requirements for Structural Concrete & Commentary | 2019; Errata 2022
15928 | 33 71 02 | UNDERGROUND ELECTRICAL DISTRIBUTION | 08/21 | AMERICAN CONCRETE INSTITUTE | ACI | ACI MNL-66 | ACI Detailing Manual | 2020
15929 | 33 71 02 | UNDERGROUND ELECTRICAL DISTRIBUTION | 08/21 | AMERICAN WELDING SOCIETY | AWS | AWS D1.1/D1.1M | Structural Welding Code - Steel | 2020; Errata 1 2021
15930 | 33 71 02 | UNDERGROUND ELECTRICAL DISTRIBUTION | 08/21 | ASSOCIATION OF EDISON ILLUMINATING COMPANIES | AEIC | AEIC CS8 | Specification for Extruded Dielectric Shielded Power Cables Rated 5 Through 46 kV | 2013
15931 | 33 71 02 | UNDERGROUND ELECTRICAL DISTRIBUTION | 08/21 | ASTM INTERNATIONAL | ASTM | ASTM A48/A48M | Standard Specification for Gray Iron Castings | 2022
15932 | 33 71 02 | UNDERGROUND ELECTRICAL DISTRIBUTION | 08/21 | ASTM INTERNATIONAL | ASTM | ASTM B1 | Standard Specification for Hard-Drawn Copper Wire | 2013
15933 | 33 71 02 | UNDERGROUND ELECTRICAL DISTRIBUTION | 08/21 | ASTM INTERNATIONAL | ASTM | ASTM B3 | Standard Specification for Soft or Annealed Copper Wire | 2013; R 2024
15934 | 33 71 02 | UNDERGROUND ELECTRICAL DISTRIBUTION | 08/21 | ASTM INTERNATIONAL | ASTM | ASTM B8 | Standard Specification for Concentric-Lay-Stranded Copper Conductors, Hard, Medium-Hard, or Soft | 2023
15935 | 33 71 02 | UNDERGROUND ELECTRICAL DISTRIBUTION | 08/21 | ASTM INTERNATIONAL | ASTM | ASTM B231/B231M | Standard Specification for Concentric-Lay-Stranded Aluminum 1350 Conductors | 2023
15936 | 33 71 02 | UNDERGROUND ELECTRICAL DISTRIBUTION | 08/21 | ASTM INTERNATIONAL | ASTM | ASTM B400/B400M | Standard Specification for Compact Round Concentric-Lay-Stranded Aluminum 1350 Conductors | 2023
15937 | 33 71 02 | UNDERGROUND ELECTRICAL DISTRIBUTION | 08/21 | ASTM INTERNATIONAL | ASTM | ASTM B496 | Standard Specification for Compact Round Concentric-Lay-Stranded Copper Conductors | 2016; R 2021
15938 | 33 71 02 | UNDERGROUND ELECTRICAL DISTRIBUTION | 08/21 | ASTM INTERNATIONAL | ASTM | ASTM B609/B609M | Standard Specification for Aluminum 1350 Round Wire, Annealed and Intermediate Tempers, for Electrical purposes | 2012; R 2021
15939 | 33 71 02 | UNDERGROUND ELECTRICAL DISTRIBUTION | 08/21 | ASTM INTERNATIONAL | ASTM | ASTM B800 | Standard Specification for 8000 Series Aluminum Alloy Wire for Electrical Purposes-Annealed and Intermediate Tempers | 2005; R 2021
15940 | 33 71 02 | UNDERGROUND ELECTRICAL DISTRIBUTION | 08/21 | ASTM INTERNATIONAL | ASTM | ASTM B801 | Standard Specification for Concentric-Lay-Stranded Conductors of 8000 Series Aluminum Alloy for Subsequent Covering or Insulation | 2018; R 2023
15941 | 33 71 02 | UNDERGROUND ELECTRICAL DISTRIBUTION | 08/21 | ASTM INTERNATIONAL | ASTM | ASTM C32 | Standard Specification for Sewer and Manhole Brick (Made from Clay or Shale) | 2023
15942 | 33 71 02 | UNDERGROUND ELECTRICAL DISTRIBUTION | 08/21 | ASTM INTERNATIONAL | ASTM | ASTM C139 | Standard Specification for Concrete Masonry Units for Construction of Catch Basins and Manholes | 2023
15943 | 33 71 02 | UNDERGROUND ELECTRICAL DISTRIBUTION | 08/21 | ASTM INTERNATIONAL | ASTM | ASTM C309 | Standard Specification for Liquid Membrane-Forming Compounds for Curing Concrete | 2019
15944 | 33 71 02 | UNDERGROUND ELECTRICAL DISTRIBUTION | 08/21 | ASTM INTERNATIONAL | ASTM | ASTM C478 | Standard Specification for Circular Precast Reinforced Concrete Manhole Sections | 2018
15945 | 33 71 02 | UNDERGROUND ELECTRICAL DISTRIBUTION | 08/21 | ASTM INTERNATIONAL | ASTM | ASTM C478M | Standard Specification for Precast Reinforced Concrete Manhole Sections (Metric) | 2018
15946 | 33 71 02 | UNDERGROUND ELECTRICAL DISTRIBUTION | 08/21 | ASTM INTERNATIONAL | ASTM | ASTM C857 | Standard Practice for Minimum Structural Design Loading for Underground Precast Concrete Utility Structures | 2016
15947 | 33 71 02 | UNDERGROUND ELECTRICAL DISTRIBUTION | 08/21 | ASTM INTERNATIONAL | ASTM | ASTM C990 | Standard Specification for Joints for Concrete Pipe, Manholes, and Precast Box Sections Using Preformed Flexible Joint Sealants | 2009; R 2019
15948 | 33 71 02 | UNDERGROUND ELECTRICAL DISTRIBUTION | 08/21 | ASTM INTERNATIONAL | ASTM | ASTM C990M | Standard Specification for Joints for Concrete Pipe, Manholes, and Precast Box Sections Using Preformed Flexible Joint Sealants (Metric) | 2009; R 2019
15949 | 33 71 02 | UNDERGROUND ELECTRICAL DISTRIBUTION | 08/21 | ASTM INTERNATIONAL | ASTM | ASTM F512 | Standard Specification for Smooth-Wall Poly (Vinyl Chloride) (PVC) Conduit and Fittings for Underground Installation | 2019; R 2024
15950 | 33 71 02 | UNDERGROUND ELECTRICAL DISTRIBUTION | 08/21 | ASTM INTERNATIONAL | ASTM | ASTM F2160 | Standard Specification for Solid Wall High Density Polyethylene (HDPE) Conduit Based on Controlled Outside Diameter (OD) | 2022a
15951 | 33 71 02 | UNDERGROUND ELECTRICAL DISTRIBUTION | 08/21 | INSTITUTE OF ELECTRICAL AND ELECTRONICS ENGINEERS | IEEE | IEEE 48 | Test Procedures and Requirements for Alternating-Current Cable Terminations Used on Shielded Cables Having Laminated Insulation Rated 2.5 kV through 765 kV or Extruded Insulation Rated 2.5 kV through 500 kV | 2020
15952 | 33 71 02 | UNDERGROUND ELECTRICAL DISTRIBUTION | 08/21 | INSTITUTE OF ELECTRICAL AND ELECTRONICS ENGINEERS | IEEE | IEEE 81 | Guide for Measuring Earth Resistivity, Ground Impedance, and Earth Surface Potentials of a Ground System | 2012
15953 | 33 71 02 | UNDERGROUND ELECTRICAL DISTRIBUTION | 08/21 | INSTITUTE OF ELECTRICAL AND ELECTRONICS ENGINEERS | IEEE | IEEE 386 | Separable Insulated Connector Systems for Power Distribution Systems Rated 2.5 kV through 35 kV | 2016
15954 | 33 71 02 | UNDERGROUND ELECTRICAL DISTRIBUTION | 08/21 | INSTITUTE OF ELECTRICAL AND ELECTRONICS ENGINEERS | IEEE | IEEE 400.2 | Guide for Field Testing of Shielded Power Cable Systems Using Very Low Frequency (VLF) | 2013
15955 | 33 71 02 | UNDERGROUND ELECTRICAL DISTRIBUTION | 08/21 | INSTITUTE OF ELECTRICAL AND ELECTRONICS ENGINEERS | IEEE | IEEE 404 | Standard for Extruded and Laminated Dielectric Shielded Cable Joints Rated 2500 V to 500,000 V | 2012
15956 | 33 71 02 | UNDERGROUND ELECTRICAL DISTRIBUTION | 08/21 | INSTITUTE OF ELECTRICAL AND ELECTRONICS ENGINEERS | IEEE | IEEE 495 | Guide for Testing Faulted Circuit Indicators | 2007
15957 | 33 71 02 | UNDERGROUND ELECTRICAL DISTRIBUTION | 08/21 | INSTITUTE OF ELECTRICAL AND ELECTRONICS ENGINEERS | IEEE | IEEE C2 | National Electrical Safety Code | 2023
15958 | 33 71 02 | UNDERGROUND ELECTRICAL DISTRIBUTION | 08/21 | INSTITUTE OF ELECTRICAL AND ELECTRONICS ENGINEERS | IEEE | IEEE C37.20.3 | Standard for Metal-Enclosed Interrupter Switchgear | 2013
15959 | 33 71 02 | UNDERGROUND ELECTRICAL DISTRIBUTION | 08/21 | INSTITUTE OF ELECTRICAL AND ELECTRONICS ENGINEERS | IEEE | IEEE Stds Dictionary | IEEE Standards Dictionary: Glossary of Terms & Definitions | 2009
15960 | 33 71 02 | UNDERGROUND ELECTRICAL DISTRIBUTION | 08/21 | INSULATED CABLE ENGINEERS ASSOCIATION | ICEA | ICEA S-94-649 | Concentric Neutral Cables Rated 5 Through 46 KV | 2021
15961 | 33 71 02 | UNDERGROUND ELECTRICAL DISTRIBUTION | 08/21 | INTERNATIONAL ELECTRICAL TESTING ASSOCIATION | NETA | NETA ATS | Standard for Acceptance Testing Specifications for Electrical Power Equipment and Systems | 2021
15962 | 33 71 02 | UNDERGROUND ELECTRICAL DISTRIBUTION | 08/21 | NATIONAL ELECTRICAL MANUFACTURERS ASSOCIATION | NEMA | ANSI C119.1 | Electric Connectors - Sealed Insulated Underground Connector Systems Rated 600 Volts | 2023
15963 | 33 71 02 | UNDERGROUND ELECTRICAL DISTRIBUTION | 08/21 | NATIONAL ELECTRICAL MANUFACTURERS ASSOCIATION | NEMA | ANSI/NEMA WC 71/ICEA S-96-659 | Standard for Nonshielded Cables Rated 2001-5000 Volts for use in the Distribution of Electric Energy | 2014; R 2022
15964 | 33 71 02 | UNDERGROUND ELECTRICAL DISTRIBUTION | 08/21 | NATIONAL ELECTRICAL MANUFACTURERS ASSOCIATION | NEMA | NEMA C119.4 | Electric Connectors - Connectors for Use Between Aluminum-to-Aluminum or Aluminum-to-Copper Conductors Designed for Normal Operation at or Below 93 Degrees C and Copper-to-Copper Conductors Designed for Normal Operation at or Below 100 Degrees C | 2011
15965 | 33 71 02 | UNDERGROUND ELECTRICAL DISTRIBUTION | 08/21 | NATIONAL ELECTRICAL MANUFACTURERS ASSOCIATION | NEMA | NEMA RN 1 | Polyvinyl-Chloride (PVC) Externally Coated Galvanized Rigid Steel Conduit and Intermediate Metal Conduit | 2005; R 2013
15966 | 33 71 02 | UNDERGROUND ELECTRICAL DISTRIBUTION | 08/21 | NATIONAL ELECTRICAL MANUFACTURERS ASSOCIATION | NEMA | NEMA TC 2 | Standard for Electrical Polyvinyl Chloride (PVC) Conduit | 2020
15967 | 33 71 02 | UNDERGROUND ELECTRICAL DISTRIBUTION | 08/21 | NATIONAL ELECTRICAL MANUFACTURERS ASSOCIATION | NEMA | NEMA TC 3 | Polyvinyl Chloride (PVC) Fittings for Use With Rigid PVC Conduit and Tubing | 2021
15968 | 33 71 02 | UNDERGROUND ELECTRICAL DISTRIBUTION | 08/21 | NATIONAL ELECTRICAL MANUFACTURERS ASSOCIATION | NEMA | NEMA TC 6 & 8 | Standard for Polyvinyl Chloride (PVC) Plastic Utilities Duct for Underground Installations | 2020
15969 | 33 71 02 | UNDERGROUND ELECTRICAL DISTRIBUTION | 08/21 | NATIONAL ELECTRICAL MANUFACTURERS ASSOCIATION | NEMA | NEMA TC 7 | Smooth-Wall Coilable and Straight Electrical Polyethylene Conduit | 2021
15970 | 33 71 02 | UNDERGROUND ELECTRICAL DISTRIBUTION | 08/21 | NATIONAL ELECTRICAL MANUFACTURERS ASSOCIATION | NEMA | NEMA TC 9 | Standard for Fittings for Polyvinyl Chloride (PVC) Plastic Utilities Duct for Underground Installation | 2020
15971 | 33 71 02 | UNDERGROUND ELECTRICAL DISTRIBUTION | 08/21 | NATIONAL ELECTRICAL MANUFACTURERS ASSOCIATION | NEMA | NEMA WC 70 | Power Cable Rated 2000 Volts or Less for the Distribution of Electrical Energy | 2021
15972 | 33 71 02 | UNDERGROUND ELECTRICAL DISTRIBUTION | 08/21 | NATIONAL ELECTRICAL MANUFACTURERS ASSOCIATION | NEMA | NEMA WC 74/ICEA S-93-639 | 5-46 kV Shielded Power Cable for Use in the Transmission and Distribution of Electric Energy | 2022
15973 | 33 71 02 | UNDERGROUND ELECTRICAL DISTRIBUTION | 08/21 | NATIONAL FIRE PROTECTION ASSOCIATION | NFPA | NFPA 70 | National Electrical Code | 2023
15974 | 33 71 02 | UNDERGROUND ELECTRICAL DISTRIBUTION | 08/21 | SOCIETY OF CABLE TELECOMMUNICATIONS ENGINEERS | SCTE | ANSI/SCTE 77 | Specification for Underground Enclosure Integrity | 2013
15975 | 33 71 02 | UNDERGROUND ELECTRICAL DISTRIBUTION | 08/21 | TELECOMMUNICATIONS INDUSTRY ASSOCIATION | TIA | TIA-758 | Customer-Owned Outside Plant Telecommunications Infrastructure Standard | 2012b
15976 | 33 71 02 | UNDERGROUND ELECTRICAL DISTRIBUTION | 08/21 | U.S. DEPARTMENT OF AGRICULTURE | USDA | RUS Bull 1751F-644 | Underground Plant Construction | 2002
15977 | 33 71 02 | UNDERGROUND ELECTRICAL DISTRIBUTION | 08/21 | U.S. GENERAL SERVICES ADMINISTRATION | GSA | CID A-A-60005 | Frames, Covers, Gratings, Steps, Sump And Catch Basin, Manhole | Basic; Notice 2
15978 | 33 71 02 | UNDERGROUND ELECTRICAL DISTRIBUTION | 08/21 | UNDERWRITERS LABORATORIES | UL | UL 6 | UL Standard for Safety Electrical Rigid Metal Conduit-Steel | 2022
15979 | 33 71 02 | UNDERGROUND ELECTRICAL DISTRIBUTION | 08/21 | UNDERWRITERS LABORATORIES | UL | UL 44 | UL Standard for Safety Thermoset-Insulated Wires and Cables | 2018; Reprint May 2021
15980 | 33 71 02 | UNDERGROUND ELECTRICAL DISTRIBUTION | 08/21 | UNDERWRITERS LABORATORIES | UL | UL 83 | UL Standard for Safety Thermoplastic-Insulated Wires and Cables | 2017; Reprint Mar 2020
15981 | 33 71 02 | UNDERGROUND ELECTRICAL DISTRIBUTION | 08/21 | UNDERWRITERS LABORATORIES | UL | UL 94 | UL Standard for Safety Tests for Flammability of Plastic Materials for Parts in Devices and Appliances | 2023; Reprint Jan 2024
15982 | 33 71 02 | UNDERGROUND ELECTRICAL DISTRIBUTION | 08/21 | UNDERWRITERS LABORATORIES | UL | UL 467 | UL Standard for Safety Grounding and Bonding Equipment | 2022
15983 | 33 71 02 | UNDERGROUND ELECTRICAL DISTRIBUTION | 08/21 | UNDERWRITERS LABORATORIES | UL | UL 486A-486B | UL Standard for Safety Wire Connectors | 2018; Reprint Jul 2023
15984 | 33 71 02 | UNDERGROUND ELECTRICAL DISTRIBUTION | 08/21 | UNDERWRITERS LABORATORIES | UL | UL 510 | UL Standard for Safety Polyvinyl Chloride, Polyethylene and Rubber Insulating Tape | 2020; Dec 2022
15985 | 33 71 02 | UNDERGROUND ELECTRICAL DISTRIBUTION | 08/21 | UNDERWRITERS LABORATORIES | UL | UL 514A | UL Standard for Safety Metallic Outlet Boxes | 2013; Reprint Jun 2022
15986 | 33 71 02 | UNDERGROUND ELECTRICAL DISTRIBUTION | 08/21 | UNDERWRITERS LABORATORIES | UL | UL 514B | UL Standard for Safety Conduit, Tubing and Cable Fittings | 2012; Reprint Mar 2024
15987 | 33 71 02 | UNDERGROUND ELECTRICAL DISTRIBUTION | 08/21 | UNDERWRITERS LABORATORIES | UL | UL 651 | UL Standard for Safety Schedule 40, 80, Type EB and A Rigid PVC Conduit and Fittings | 2011; Reprint May 2022
15988 | 33 71 02 | UNDERGROUND ELECTRICAL DISTRIBUTION | 08/21 | UNDERWRITERS LABORATORIES | UL | UL 854 | Standard for Service-Entrance Cables | 2020; Reprint Jul 2024
15989 | 33 71 02 | UNDERGROUND ELECTRICAL DISTRIBUTION | 08/21 | UNDERWRITERS LABORATORIES | UL | UL 1072 | Medium-Voltage Power Cables | 2006; Reprint May 2024
15990 | 33 71 02 | UNDERGROUND ELECTRICAL DISTRIBUTION | 08/21 | UNDERWRITERS LABORATORIES | UL | UL 1242 | UL Standard for Safety Electrical Intermediate Metal Conduit -- Steel | 2006; Reprint Apr 2022
15991 | 33 82 00 | TELECOMMUNICATIONS OUTSIDE PLANT (OSP) | 04/06 | ASTM INTERNATIONAL | ASTM | ASTM B1 | Standard Specification for Hard-Drawn Copper Wire | 2013
15992 | 33 82 00 | TELECOMMUNICATIONS OUTSIDE PLANT (OSP) | 04/06 | ASTM INTERNATIONAL | ASTM | ASTM B8 | Standard Specification for Concentric-Lay-Stranded Copper Conductors, Hard, Medium-Hard, or Soft | 2023
15993 | 33 82 00 | TELECOMMUNICATIONS OUTSIDE PLANT (OSP) | 04/06 | ASTM INTERNATIONAL | ASTM | ASTM D709 | Standard Specification for Laminated Thermosetting Materials | 2017
15994 | 33 82 00 | TELECOMMUNICATIONS OUTSIDE PLANT (OSP) | 04/06 | ASTM INTERNATIONAL | ASTM | ASTM D1557 | Standard Test Methods for Laboratory Compaction Characteristics of Soil Using Modified Effort (56,000 ft-lbf/ft3) (2700 kN-m/m3) | 2012; E 2015
15995 | 33 82 00 | TELECOMMUNICATIONS OUTSIDE PLANT (OSP) | 04/06 | INSTITUTE OF ELECTRICAL AND ELECTRONICS ENGINEERS | IEEE | IEEE 100 | The Authoritative Dictionary of IEEE Standards Terms | 2000; Archived
15996 | 33 82 00 | TELECOMMUNICATIONS OUTSIDE PLANT (OSP) | 04/06 | INSTITUTE OF ELECTRICAL AND ELECTRONICS ENGINEERS | IEEE | IEEE C2 | National Electrical Safety Code | 2023
15997 | 33 82 00 | TELECOMMUNICATIONS OUTSIDE PLANT (OSP) | 04/06 | INSULATED CABLE ENGINEERS ASSOCIATION | ICEA | ICEA S-87-640 | Optical Fiber Outside Plant Communications Cable; 4th Edition | 2023
15998 | 33 82 00 | TELECOMMUNICATIONS OUTSIDE PLANT (OSP) | 04/06 | INSULATED CABLE ENGINEERS ASSOCIATION | ICEA | ICEA S-98-688 | Broadband Twisted Pair Telecommunication Cable, Aircore, Polyolefin Insulated, Copper Conductors Technical Requirements | 2012
15999 | 33 82 00 | TELECOMMUNICATIONS OUTSIDE PLANT (OSP) | 04/06 | INSULATED CABLE ENGINEERS ASSOCIATION | ICEA | ICEA S-99-689 | Broadband Twisted Pair Telecommunication Cable Filled, Polyolefin Insulated, Copper Conductors Technical Requirements | 2012
16000 | 33 82 00 | TELECOMMUNICATIONS OUTSIDE PLANT (OSP) | 04/06 | NATIONAL ELECTRICAL MANUFACTURERS ASSOCIATION | NEMA | ANSI C62.61 | American National Standard for Gas Tube Surge Arresters on Wire Line Telephone Circuits | 1993
16001 | 33 82 00 | TELECOMMUNICATIONS OUTSIDE PLANT (OSP) | 04/06 | NATIONAL FIRE PROTECTION ASSOCIATION | NFPA | NFPA 70 | National Electrical Code | 2023
16002 | 33 82 00 | TELECOMMUNICATIONS OUTSIDE PLANT (OSP) | 04/06 | SOCIETY FOR PROTECTIVE COATINGS | SSPC | SSPC SP 6/NACE No.3 | Commercial Blast Cleaning | 2007
16003 | 33 82 00 | TELECOMMUNICATIONS OUTSIDE PLANT (OSP) | 04/06 | TELECOMMUNICATIONS INDUSTRY ASSOCIATION | TIA | TIA-455-46A | FOTP-46 Spectral Attenuation Measurement for Long-Length, Graded-Index Optical Fibers | 1990
16004 | 33 82 00 | TELECOMMUNICATIONS OUTSIDE PLANT (OSP) | 04/06 | TELECOMMUNICATIONS INDUSTRY ASSOCIATION | TIA | TIA-455-78-B | FOTP-78 Optical Fibres - Part 1-40: Measurement Methods and Test Procedures - Attenuation | 2020c
16005 | 33 82 00 | TELECOMMUNICATIONS OUTSIDE PLANT (OSP) | 04/06 | TELECOMMUNICATIONS INDUSTRY ASSOCIATION | TIA | TIA-455-107 | FOTP-107 Determination of Component Reflectance or Link/System Return Loss using a Loss Test Set | 1999a
16006 | 33 82 00 | TELECOMMUNICATIONS OUTSIDE PLANT (OSP) | 04/06 | TELECOMMUNICATIONS INDUSTRY ASSOCIATION | TIA | TIA-472D000 | Fiber Optic Communications Cable for Outside Plant Use | 2007b
16007 | 33 82 00 | TELECOMMUNICATIONS OUTSIDE PLANT (OSP) | 04/06 | TELECOMMUNICATIONS INDUSTRY ASSOCIATION | TIA | TIA-492AAAA | 62.5-um Core Diameter/125-um Cladding Diameter Class 1a Graded-Index Multimode Optical Fibers | 2009b
16008 | 33 82 00 | TELECOMMUNICATIONS OUTSIDE PLANT (OSP) | 04/06 | TELECOMMUNICATIONS INDUSTRY ASSOCIATION | TIA | TIA-492AAAB | 50-Um Core Diameter/125-Um Cladding Diameter Class IA Graded-Index Multimode Optical Fibers | 2009a
16009 | 33 82 00 | TELECOMMUNICATIONS OUTSIDE PLANT (OSP) | 04/06 | TELECOMMUNICATIONS INDUSTRY ASSOCIATION | TIA | TIA-492CAAA | Detail Specification for Class IVa Dispersion-Unshifted Single-Mode Optical Fibers | 1998; R 2002
16010 | 33 82 00 | TELECOMMUNICATIONS OUTSIDE PLANT (OSP) | 04/06 | TELECOMMUNICATIONS INDUSTRY ASSOCIATION | TIA | TIA-492E000 | Sectional Specification for Class IVd Nonzero-Dispersion Single-Mode Optical Fibers for the 1550 nm Window | 1996; R 2002
16011 | 33 82 00 | TELECOMMUNICATIONS OUTSIDE PLANT (OSP) | 04/06 | TELECOMMUNICATIONS INDUSTRY ASSOCIATION | TIA | TIA-526-7 | Measurement of Optical Power Loss of Installed Single-Mode Fiber Cable Plant, Adoption of IEC 61280-4-2 edition 2: Fibre-Optic Communications Subsystem Test Procedures - Part 4-2: Installed Cable Plant - Single-Mode Attenuation and Optical Return Loss Measurement | 2015a; R 2022
16012 | 33 82 00 | TELECOMMUNICATIONS OUTSIDE PLANT (OSP) | 04/06 | TELECOMMUNICATIONS INDUSTRY ASSOCIATION | TIA | TIA-526-14 | OFSTP-14A Optical Power Loss Measurements of Installed Multimode Fiber Cable Plant | 2023d
16013 | 33 82 00 | TELECOMMUNICATIONS OUTSIDE PLANT (OSP) | 04/06 | TELECOMMUNICATIONS INDUSTRY ASSOCIATION | TIA | TIA-568.1 | Commercial Building Telecommunications Infrastructure Standard | 2020e
16014 | 33 82 00 | TELECOMMUNICATIONS OUTSIDE PLANT (OSP) | 04/06 | TELECOMMUNICATIONS INDUSTRY ASSOCIATION | TIA | TIA-568.2 | Balanced Twisted-Pair Telecommunications Cabling and Components Standards | 2018d
16015 | 33 82 00 | TELECOMMUNICATIONS OUTSIDE PLANT (OSP) | 04/06 | TELECOMMUNICATIONS INDUSTRY ASSOCIATION | TIA | TIA-568.3 | Optical Fiber Cabling Components Standard | 2022e
16016 | 33 82 00 | TELECOMMUNICATIONS OUTSIDE PLANT (OSP) | 04/06 | TELECOMMUNICATIONS INDUSTRY ASSOCIATION | TIA | TIA-569 | Telecommunications Pathways and Spaces | 2019e; Add 1 2022
16017 | 33 82 00 | TELECOMMUNICATIONS OUTSIDE PLANT (OSP) | 04/06 | TELECOMMUNICATIONS INDUSTRY ASSOCIATION | TIA | TIA-590 | Standard for Physical Location and Protection of Below Ground Fiber Optic Cable Plant | 1997a
16018 | 33 82 00 | TELECOMMUNICATIONS OUTSIDE PLANT (OSP) | 04/06 | TELECOMMUNICATIONS INDUSTRY ASSOCIATION | TIA | TIA-606 | Administration Standard for Telecommunications Infrastructure | 2021d
16019 | 33 82 00 | TELECOMMUNICATIONS OUTSIDE PLANT (OSP) | 04/06 | TELECOMMUNICATIONS INDUSTRY ASSOCIATION | TIA | TIA-607 | Generic Telecommunications Bonding and Grounding (Earthing) for Customer Premises | 2019d
16020 | 33 82 00 | TELECOMMUNICATIONS OUTSIDE PLANT (OSP) | 04/06 | TELECOMMUNICATIONS INDUSTRY ASSOCIATION | TIA | TIA-758 | Customer-Owned Outside Plant Telecommunications Infrastructure Standard | 2012b
16021 | 33 82 00 | TELECOMMUNICATIONS OUTSIDE PLANT (OSP) | 04/06 | TELECOMMUNICATIONS INDUSTRY ASSOCIATION | TIA | TIA/EIA-455 | Standard Test Procedure for Fiber Optic Fibers, Cables, Transducers, Sensors, Connecting and Terminating Devices, and Other Fiber Optic Components | 1998b
16022 | 33 82 00 | TELECOMMUNICATIONS OUTSIDE PLANT (OSP) | 04/06 | TELECOMMUNICATIONS INDUSTRY ASSOCIATION | TIA | TIA/EIA-455-204 | Standard for Measurement of Bandwidth on Multimode Fiber | 2000
16023 | 33 82 00 | TELECOMMUNICATIONS OUTSIDE PLANT (OSP) | 04/06 | TELECOMMUNICATIONS INDUSTRY ASSOCIATION | TIA | TIA/EIA-598 | Optical Fiber Cable Color Coding | 2014D; Add 2 2018
16024 | 33 82 00 | TELECOMMUNICATIONS OUTSIDE PLANT (OSP) | 04/06 | U.S. DEPARTMENT OF AGRICULTURE | USDA | RUS 1755 | Telecommunications Standards and Specifications for Materials, Equipment and Construction
16025 | 33 82 00 | TELECOMMUNICATIONS OUTSIDE PLANT (OSP) | 04/06 | U.S. DEPARTMENT OF AGRICULTURE | USDA | RUS Bull 345-50 | Trunk Carrier Systems (PE-60) | 1979
16026 | 33 82 00 | TELECOMMUNICATIONS OUTSIDE PLANT (OSP) | 04/06 | U.S. DEPARTMENT OF AGRICULTURE | USDA | RUS Bull 345-65 | Shield Bonding Connectors (PE-65) | 1985
16027 | 33 82 00 | TELECOMMUNICATIONS OUTSIDE PLANT (OSP) | 04/06 | U.S. DEPARTMENT OF AGRICULTURE | USDA | RUS Bull 345-72 | Filled Splice Closures (PE-74) | 1985
16028 | 33 82 00 | TELECOMMUNICATIONS OUTSIDE PLANT (OSP) | 04/06 | U.S. DEPARTMENT OF AGRICULTURE | USDA | RUS Bull 345-83 | Gas Tube Surge Arrestors (PE-80) | 1979; Rev Oct 1982
16029 | 33 82 00 | TELECOMMUNICATIONS OUTSIDE PLANT (OSP) | 04/06 | U.S. DEPARTMENT OF AGRICULTURE | USDA | RUS Bull 1751F-630 | Design of Aerial Plant | 1996
16030 | 33 82 00 | TELECOMMUNICATIONS OUTSIDE PLANT (OSP) | 04/06 | U.S. DEPARTMENT OF AGRICULTURE | USDA | RUS Bull 1751F-640 | Design of Buried Plant, Physical Considerations | 1995
16031 | 33 82 00 | TELECOMMUNICATIONS OUTSIDE PLANT (OSP) | 04/06 | U.S. DEPARTMENT OF AGRICULTURE | USDA | RUS Bull 1751F-643 | Underground Plant Design | 2002
16032 | 33 82 00 | TELECOMMUNICATIONS OUTSIDE PLANT (OSP) | 04/06 | U.S. DEPARTMENT OF AGRICULTURE | USDA | RUS Bull 1751F-815 | Electrical Protection of Outside Plant | 1979
16033 | 33 82 00 | TELECOMMUNICATIONS OUTSIDE PLANT (OSP) | 04/06 | U.S. DEPARTMENT OF AGRICULTURE | USDA | RUS Bull 1753F-201 | Acceptance Tests of Telecommunications Plant (PC-4) | 1997
16034 | 33 82 00 | TELECOMMUNICATIONS OUTSIDE PLANT (OSP) | 04/06 | U.S. DEPARTMENT OF AGRICULTURE | USDA | RUS Bull 1753F-401 | Splicing Copper and Fiber Optic Cables (PC-2) | 1995
16035 | 33 82 00 | TELECOMMUNICATIONS OUTSIDE PLANT (OSP) | 04/06 | UNDERWRITERS LABORATORIES | UL | UL 83 | UL Standard for Safety Thermoplastic-Insulated Wires and Cables | 2017; Reprint Mar 2020
16036 | 33 82 00 | TELECOMMUNICATIONS OUTSIDE PLANT (OSP) | 04/06 | UNDERWRITERS LABORATORIES | UL | UL 497 | UL Standard for Safety Protectors for Paired Conductor Communication Circuits | 2001; Reprint Jul 2022
16037 | 33 82 00 | TELECOMMUNICATIONS OUTSIDE PLANT (OSP) | 04/06 | UNDERWRITERS LABORATORIES | UL | UL 510 | UL Standard for Safety Polyvinyl Chloride, Polyethylene and Rubber Insulating Tape | 2020; Dec 2022
16038 | 34 11 00 | RAILROAD TRACK AND ACCESSORIES | 04/08 | AMERICAN ASSOCIATION OF STATE HIGHWAY AND TRANSPORTATION OFFICIALS | AASHTO | AASHTO HB-17 | Standard Specifications for Highway Bridges | 2002; Errata 2003; Errata 2005, 17th Edition
16039 | 34 11 00 | RAILROAD TRACK AND ACCESSORIES | 04/08 | AMERICAN ASSOCIATION OF STATE HIGHWAY AND TRANSPORTATION OFFICIALS | AASHTO | AASHTO M 288 | Standard Specification for Geosynthetic Specification for Highway Applications | 2021
16040 | 34 11 00 | RAILROAD TRACK AND ACCESSORIES | 04/08 | AMERICAN RAILWAY ENGINEERING AND MAINTENANCE-OF-WAY ASSOCIATION | AREMA | AREMA Eng Man | Manual for Railway Engineering | 2023
16041 | 34 11 00 | RAILROAD TRACK AND ACCESSORIES | 04/08 | AMERICAN SOCIETY FOR NONDESTRUCTIVE TESTING | ASNT | ANSI/ASNT CP-189 | ASNT Standard for Qualification and Certification of Nondestructive Testing Personnel | 2020
16042 | 34 11 00 | RAILROAD TRACK AND ACCESSORIES | 04/08 | AMERICAN WELDING SOCIETY | AWS | AWS D1.1/D1.1M | Structural Welding Code - Steel | 2020; Errata 1 2021
16043 | 34 11 00 | RAILROAD TRACK AND ACCESSORIES | 04/08 | AMERICAN WOOD PROTECTION ASSOCIATION | AWPA | AWPA M2 | Standard for the Inspection of Preservative Treated Wood Products for Industrial Use | 2019
16044 | 34 11 00 | RAILROAD TRACK AND ACCESSORIES | 04/08 | AMERICAN WOOD PROTECTION ASSOCIATION | AWPA | AWPA M6 | Brands Used on Preservative Treated Materials | 2024
16045 | 34 11 00 | RAILROAD TRACK AND ACCESSORIES | 04/08 | AMERICAN WOOD PROTECTION ASSOCIATION | AWPA | AWPA P2 | Standard for Creosote Solutions | 2024
16046 | 34 11 00 | RAILROAD TRACK AND ACCESSORIES | 04/08 | AMERICAN WOOD PROTECTION ASSOCIATION | AWPA | AWPA U1 | Use Category System: User Specification for Treated Wood | 2024
16047 | 34 11 00 | RAILROAD TRACK AND ACCESSORIES | 04/08 | ASTM INTERNATIONAL | ASTM | ASTM A242/A242M | Standard Specification for High-Strength Low-Alloy Structural Steel | 2024
16048 | 34 11 00 | RAILROAD TRACK AND ACCESSORIES | 04/08 | ASTM INTERNATIONAL | ASTM | ASTM A325 | Standard Specification for Structural Bolts, Steel, Heat Treated, 120/105 ksi Minimum Tensile Strength | 2014
16049 | 34 11 00 | RAILROAD TRACK AND ACCESSORIES | 04/08 | ASTM INTERNATIONAL | ASTM | ASTM A325M | Standard Specification for Structural Bolts, Steel, Heat Treated, 830 MPa Minimum Tensile Strength (Metric) | 2014
16050 | 34 11 00 | RAILROAD TRACK AND ACCESSORIES | 04/08 | ASTM INTERNATIONAL | ASTM | ASTM A490 | Standard Specification for Structural Bolts, Alloy Steel, Heat Treated, 150 ksi Minimum Tensile Strength | 2014a
16051 | 34 11 00 | RAILROAD TRACK AND ACCESSORIES | 04/08 | ASTM INTERNATIONAL | ASTM | ASTM A490M | Standard Specification for High-Strength Steel Bolts, Classes 10.9 and 10.9.3, for Structural Steel Joints (Metric) | 2014a
16052 | 34 11 00 | RAILROAD TRACK AND ACCESSORIES | 04/08 | ASTM INTERNATIONAL | ASTM | ASTM A992/A992M | Standard Specification for Structural Steel Shapes | 2022
16053 | 34 11 00 | RAILROAD TRACK AND ACCESSORIES | 04/08 | ASTM INTERNATIONAL | ASTM | ASTM C88 | Standard Test Method for Soundness of Aggregates by Use of Sodium Sulfate or Magnesium Sulfate | 2018
16054 | 34 11 00 | RAILROAD TRACK AND ACCESSORIES | 04/08 | ASTM INTERNATIONAL | ASTM | ASTM C117 | Standard Test Method for Materials Finer than 75-um (No. 200) Sieve in Mineral Aggregates by Washing | 2023
16055 | 34 11 00 | RAILROAD TRACK AND ACCESSORIES | 04/08 | ASTM INTERNATIONAL | ASTM | ASTM C127 | Standard Test Method for Density, Relative Density (Specific Gravity), and Absorption of Coarse Aggregate | 2015
16056 | 34 11 00 | RAILROAD TRACK AND ACCESSORIES | 04/08 | ASTM INTERNATIONAL | ASTM | ASTM C131/C131M | Standard Test Method for Resistance to Degradation of Small-Size Coarse Aggregate by Abrasion and Impact in the Los Angeles Machine | 2020
16057 | 34 11 00 | RAILROAD TRACK AND ACCESSORIES | 04/08 | ASTM INTERNATIONAL | ASTM | ASTM C136/C136M | Standard Test Method for Sieve Analysis of Fine and Coarse Aggregates | 2019
16058 | 34 11 00 | RAILROAD TRACK AND ACCESSORIES | 04/08 | ASTM INTERNATIONAL | ASTM | ASTM C142/C142M | Standard Test Method for Clay Lumps and Friable Particles in Aggregates | 2017; R 2023
16059 | 34 11 00 | RAILROAD TRACK AND ACCESSORIES | 04/08 | ASTM INTERNATIONAL | ASTM | ASTM C535 | Standard Test Method for Resistance to Degradation of Large-Size Coarse Aggregate by Abrasion and Impact in the Los Angeles Machine | 2016
16060 | 34 11 00 | RAILROAD TRACK AND ACCESSORIES | 04/08 | ASTM INTERNATIONAL | ASTM | ASTM C702/C702M | Standard Practice for Reducing Samples of Aggregate to Testing Size | 2018
16061 | 34 11 00 | RAILROAD TRACK AND ACCESSORIES | 04/08 | ASTM INTERNATIONAL | ASTM | ASTM D75/D75M | Standard Practice for Sampling Aggregates | 2019
16062 | 34 11 00 | RAILROAD TRACK AND ACCESSORIES | 04/08 | ASTM INTERNATIONAL | ASTM | ASTM D217 | Standard Test Methods for Cone Penetration of Lubricating Grease | 2021a
16063 | 34 11 00 | RAILROAD TRACK AND ACCESSORIES | 04/08 | ASTM INTERNATIONAL | ASTM | ASTM D402/D402M | Distillation of Cut-Back Asphaltic (Bituminous) Products | 2014
16064 | 34 11 00 | RAILROAD TRACK AND ACCESSORIES | 04/08 | ASTM INTERNATIONAL | ASTM | ASTM D445 | Standard Test Method for Kinematic Viscosity of Transparent and Opaque Liquids (and Calculation of Dynamic Viscosity) | 2019a
16065 | 34 11 00 | RAILROAD TRACK AND ACCESSORIES | 04/08 | ASTM INTERNATIONAL | ASTM | ASTM D566 | Standard Test Method for Dropping Point of Lubricating Grease | 2017
16066 | 34 11 00 | RAILROAD TRACK AND ACCESSORIES | 04/08 | ASTM INTERNATIONAL | ASTM | ASTM D1241 | Materials for Soil-Aggregate Subbase, Base, and Surface Courses | 2015
16067 | 34 11 00 | RAILROAD TRACK AND ACCESSORIES | 04/08 | ASTM INTERNATIONAL | ASTM | ASTM D1310 | Flash Point and Fire Point of Liquids by Tag Open-Cup Apparatus | 2014
16068 | 34 11 00 | RAILROAD TRACK AND ACCESSORIES | 04/08 | ASTM INTERNATIONAL | ASTM | ASTM D1556/D1556M | Standard Test Method for Density and Unit Weight of Soil in Place by Sand-Cone Method | 2015; E 2016
16069 | 34 11 00 | RAILROAD TRACK AND ACCESSORIES | 04/08 | ASTM INTERNATIONAL | ASTM | ASTM D1557 | Standard Test Methods for Laboratory Compaction Characteristics of Soil Using Modified Effort (56,000 ft-lbf/ft3) (2700 kN-m/m3) | 2012; E 2015
16070 | 34 11 00 | RAILROAD TRACK AND ACCESSORIES | 04/08 | ASTM INTERNATIONAL | ASTM | ASTM D2171/D2171M | Standard Test Method for Viscosity of Asphalts by Vacuum Capillary Viscometer | 2018
16071 | 34 11 00 | RAILROAD TRACK AND ACCESSORIES | 04/08 | ASTM INTERNATIONAL | ASTM | ASTM D3740 | Minimum Requirements for Agencies Engaged in the Testing and/or Inspection of Soil and Rock as Used in Engineering Design and Construction | 2019
16072 | 34 11 00 | RAILROAD TRACK AND ACCESSORIES | 04/08 | ASTM INTERNATIONAL | ASTM | ASTM D3776/D3776M | Standard Test Methods for Mass Per Unit Area (Weight) of Fabric | 2009a; R 2017
16073 | 34 11 00 | RAILROAD TRACK AND ACCESSORIES | 04/08 | ASTM INTERNATIONAL | ASTM | ASTM D4354 | Sampling of Geosynthetics for Testing | 2012; R 2020
16074 | 34 11 00 | RAILROAD TRACK AND ACCESSORIES | 04/08 | ASTM INTERNATIONAL | ASTM | ASTM D4355/D4355M | Deterioration of Geotextiles from Exposure to Light, Moisture and Heat in a Xenon-Arc Type Apparatus | 2014
16075 | 34 11 00 | RAILROAD TRACK AND ACCESSORIES | 04/08 | ASTM INTERNATIONAL | ASTM | ASTM D4491/D4491M | Standard Test Methods for Water Permeability of Geotextiles by Permittivity | 2017
16076 | 34 11 00 | RAILROAD TRACK AND ACCESSORIES | 04/08 | ASTM INTERNATIONAL | ASTM | ASTM D4595 | Standard Test Method for Tensile Properties of Geotextiles by the Wide-Width Strip Method | 2017
16077 | 34 11 00 | RAILROAD TRACK AND ACCESSORIES | 04/08 | ASTM INTERNATIONAL | ASTM | ASTM D4751 | Standard Test Method for Determining Apparent Opening Size of a Geotextile | 2020
16078 | 34 11 00 | RAILROAD TRACK AND ACCESSORIES | 04/08 | ASTM INTERNATIONAL | ASTM | ASTM D4759 | Standard Practice for Determining the Specification Conformance of Geosynthetics | 2011; R 2018
16079 | 34 11 00 | RAILROAD TRACK AND ACCESSORIES | 04/08 | ASTM INTERNATIONAL | ASTM | ASTM D4791 | Flat Particles, Elongated Particles, or Flat and Elongated Particles in Coarse Aggregate | 2019
16080 | 34 11 00 | RAILROAD TRACK AND ACCESSORIES | 04/08 | ASTM INTERNATIONAL | ASTM | ASTM D6938 | Standard Test Method for In-Place Density and Water Content of Soil and Soil-Aggregate by Nuclear Methods (Shallow Depth) | 2017a
16081 | 34 11 00 | RAILROAD TRACK AND ACCESSORIES | 04/08 | ASTM INTERNATIONAL | ASTM | ASTM E11 | Standard Specification for Woven Wire Test Sieve Cloth and Test Sieves | 2024
16082 | 34 11 00 | RAILROAD TRACK AND ACCESSORIES | 04/08 | ASTM INTERNATIONAL | ASTM | ASTM F667/F667M | Standard Specification for 3 through 24 in. Corrugated Polyethylene Pipe and Fittings | 2016; R 2021
16083 | 34 11 00 | RAILROAD TRACK AND ACCESSORIES | 04/08 | U.S. FEDERAL HIGHWAY ADMINISTRATION | FHWA | MUTCD | Manual on Uniform Traffic Control Devices | 2009; Rev 2012
16084 | 34 11 00 | RAILROAD TRACK AND ACCESSORIES | 04/08 | UNDERWRITERS LABORATORIES | UL | UL 651 | UL Standard for Safety Schedule 40, 80, Type EB and A Rigid PVC Conduit and Fittings | 2011; Reprint May 2022
16085 | 34 11 19.00 20 | WELDING CRANE AND RAILROAD RAIL - THERMITE METHOD | 08/18 | AMERICAN WELDING SOCIETY | AWS | AWS D1.1/D1.1M | Structural Welding Code - Steel | 2020; Errata 1 2021
16086 | 34 11 19.00 20 | WELDING CRANE AND RAILROAD RAIL - THERMITE METHOD | 08/18 | ASTM INTERNATIONAL | ASTM | ASTM E10 | Standard Test Method for Brinell Hardness of Metallic Materials | 2023
16087 | 34 11 19.00 20 | WELDING CRANE AND RAILROAD RAIL - THERMITE METHOD | 08/18 | ASTM INTERNATIONAL | ASTM | ASTM E110 | Standard Test Method for Rockwell and Brinell Hardness of Metallic Materials by Portable Hardness Testers | 2014; R 2023
16088 | 34 11 19.00 20 | WELDING CRANE AND RAILROAD RAIL - THERMITE METHOD | 08/18 | U.S. DEPARTMENT OF DEFENSE | DOD | MIL-STD-1699 | Nondestructive Evaluation of Butt Welds in Crane and Railroad Rails | 1992; Rev B
16089 | 34 60 13 | ELECTRIC VEHICLE CHARGING FACILITY (EVCF) | 08/24 | ASTM INTERNATIONAL | ASTM | ASTM C260/C260M | Standard Specification for Air-Entraining Admixtures for Concrete | 2010a; R 2016
16090 | 34 60 13 | ELECTRIC VEHICLE CHARGING FACILITY (EVCF) | 08/24 | ASTM INTERNATIONAL | ASTM | ASTM D709 | Standard Specification for Laminated Thermosetting Materials | 2017
16091 | 34 60 13 | ELECTRIC VEHICLE CHARGING FACILITY (EVCF) | 08/24 | INSTITUTE OF ELECTRICAL AND ELECTRONICS ENGINEERS | IEEE | IEEE 142 | Recommended Practice for Grounding of Industrial and Commercial Power Systems - IEEE Green Book | 2007; Errata 2014
16092 | 34 60 13 | ELECTRIC VEHICLE CHARGING FACILITY (EVCF) | 08/24 | INSTITUTE OF ELECTRICAL AND ELECTRONICS ENGINEERS | IEEE | IEEE C2 | National Electrical Safety Code | 2023
16093 | 34 60 13 | ELECTRIC VEHICLE CHARGING FACILITY (EVCF) | 08/24 | INTERNATIONAL ORGANIZATION FOR STANDARDIZATION | ISO | ISO 15118 | Road vehicles - Vehicle-to-Grid Communication Interface | 2022
16094 | 34 60 13 | ELECTRIC VEHICLE CHARGING FACILITY (EVCF) | 08/24 | INTERNATIONAL ORGANIZATION FOR STANDARDIZATION | ISO | ISO 15118-2 | Vehicle-to-Grid Communication Interface - Part 2: Network and Application | 2014; Reconfirmed 2020
16095 | 34 60 13 | ELECTRIC VEHICLE CHARGING FACILITY (EVCF) | 08/24 | INTERNATIONAL ORGANIZATION FOR STANDARDIZATION | ISO | ISO 15118-3 | Vehicle-to-Grid Communication Interface - Part 3: Physical and Data Link Layer Requirements | 2015; Reconfirmed 2020
16096 | 34 60 13 | ELECTRIC VEHICLE CHARGING FACILITY (EVCF) | 08/24 | INTERNATIONAL ORGANIZATION FOR STANDARDIZATION | ISO | ISO 15118-20 | Vehicle-to-Grid Communication Interface - Part 20: 2nd Generation Network Layer and Application Layer Requirements | 2022
16097 | 34 60 13 | ELECTRIC VEHICLE CHARGING FACILITY (EVCF) | 08/24 | NATIONAL ELECTRICAL CONTRACTORS ASSOCIATION | NECA | NECA NEIS 1 | Standard for Good Workmanship in Electrical Construction | 2015
16098 | 34 60 13 | ELECTRIC VEHICLE CHARGING FACILITY (EVCF) | 08/24 | NATIONAL FIRE PROTECTION ASSOCIATION | NFPA | NFPA 70 | National Electrical Code | 2023
16099 | 34 60 13 | ELECTRIC VEHICLE CHARGING FACILITY (EVCF) | 08/24 | SOCIETY OF AUTOMOTIVE ENGINEERS INTERNATIONAL | SAE | SAE J1772 | SAE Electric Vehicle and Plug in Hybrid Electric Vehicle Conductive Charge Coupler
16100 | 34 60 13 | ELECTRIC VEHICLE CHARGING FACILITY (EVCF) | 08/24 | SOCIETY OF AUTOMOTIVE ENGINEERS INTERNATIONAL | SAE | SAE J3068 | SAE Electric Vehicle Power Transfer System Using a Three-Phase Capable Coupler | 2022
16101 | 34 60 13 | ELECTRIC VEHICLE CHARGING FACILITY (EVCF) | 08/24 | UNDERWRITERS LABORATORIES | UL | UL 62 | UL Standard for Safety Flexible Cords and Cables | 2018
16102 | 34 60 13 | ELECTRIC VEHICLE CHARGING FACILITY (EVCF) | 08/24 | UNDERWRITERS LABORATORIES | UL | UL 486A-486B | UL Standard for Safety Wire Connectors | 2018; Reprint Jul 2023
16103 | 34 60 13 | ELECTRIC VEHICLE CHARGING FACILITY (EVCF) | 08/24 | UNDERWRITERS LABORATORIES | UL | UL 2202 | UL Standard for Safety Electric Vehicle (EV) Charging System Equipment | 2022
16104 | 34 60 13 | ELECTRIC VEHICLE CHARGING FACILITY (EVCF) | 08/24 | UNDERWRITERS LABORATORIES | UL | UL 2231-1 | Standard for Personnel Protection Systems for Electric Vehicle (EV) Supply Circuits; Part 1: General Requirements | 2012; Reprint Sept 2021; ANSI Approved 2021
16105 | 34 60 13 | ELECTRIC VEHICLE CHARGING FACILITY (EVCF) | 08/24 | UNDERWRITERS LABORATORIES | UL | UL 2231-2 | Standard for Personnel Protection Systems for Electrical Vehicle (EV) Supply Circuits: Particular Requirements for Protection Devices for Use in Charging Systems | 2012; Reprint Dec 2020; ANSI Approved 2020
16106 | 34 60 13 | ELECTRIC VEHICLE CHARGING FACILITY (EVCF) | 08/24 | UNDERWRITERS LABORATORIES | UL | UL 2251 | Standard for Plugs, Receptacles and Couplers for Electric Vehicles | 2017; Reprint Dec 2022; ANSI Approved 2022
16107 | 34 60 13 | ELECTRIC VEHICLE CHARGING FACILITY (EVCF) | 08/24 | UNDERWRITERS LABORATORIES | UL | UL 2263 | Electric Vehicle Cable | 2022
16108 | 34 60 13 | ELECTRIC VEHICLE CHARGING FACILITY (EVCF) | 08/24 | UNDERWRITERS LABORATORIES | UL | UL 2594 | Electric Vehicle Supply Equipment | 2022
16109 | 34 71 13.16 | VEHICLE CRASH BARRIERS | 02/15, CHG 1: 05/17 | AMERICAN ASSOCIATION OF STATE HIGHWAY AND TRANSPORTATION OFFICIALS | AASHTO | AASHTO M 30 | Standard Specification for Zinc-Coated Steel Wire Rope and Fittings for Highway Guardrail | 2002; R 2010
16110 | 34 71 13.16 | VEHICLE CRASH BARRIERS | 02/15, CHG 1: 05/17 | AMERICAN ASSOCIATION OF STATE HIGHWAY AND TRANSPORTATION OFFICIALS | AASHTO | AASHTO M 180 | Standard Specification for Corrugated Sheet Steel Beams for Highway Guardrail | 2012; R 2017
16111 | 34 71 13.16 | VEHICLE CRASH BARRIERS | 02/15, CHG 1: 05/17 | AMERICAN ASSOCIATION OF STATE HIGHWAY AND TRANSPORTATION OFFICIALS | AASHTO | AASHTO MASH | Manual for Assessing Safety Hardware - Second Edition | 2016
16112 | 34 71 13.16 | VEHICLE CRASH BARRIERS | 02/15, CHG 1: 05/17 | ASTM INTERNATIONAL | ASTM | ASTM A1 | Standard Specification for Carbon Steel Tee Rails | 2000; R 2018
16113 | 34 71 13.16 | VEHICLE CRASH BARRIERS | 02/15, CHG 1: 05/17 | ASTM INTERNATIONAL | ASTM | ASTM A27/A27M | Standard Specification for Steel Castings, Carbon, for General Application | 2020
16114 | 34 71 13.16 | VEHICLE CRASH BARRIERS | 02/15, CHG 1: 05/17 | ASTM INTERNATIONAL | ASTM | ASTM A36/A36M | Standard Specification for Carbon Structural Steel | 2019
16115 | 34 71 13.16 | VEHICLE CRASH BARRIERS | 02/15, CHG 1: 05/17 | ASTM INTERNATIONAL | ASTM | ASTM A47/A47M | Standard Specification for Ferritic Malleable Iron Castings | 1999; R 2022; E 2022
16116 | 34 71 13.16 | VEHICLE CRASH BARRIERS | 02/15, CHG 1: 05/17 | ASTM INTERNATIONAL | ASTM | ASTM A123/A123M | Standard Specification for Zinc (Hot-Dip Galvanized) Coatings on Iron and Steel Products | 2017
16117 | 34 71 13.16 | VEHICLE CRASH BARRIERS | 02/15, CHG 1: 05/17 | ASTM INTERNATIONAL | ASTM | ASTM A153/A153M | Standard Specification for Zinc Coating (Hot-Dip) on Iron and Steel Hardware | 2023
16118 | 34 71 13.16 | VEHICLE CRASH BARRIERS | 02/15, CHG 1: 05/17 | ASTM INTERNATIONAL | ASTM | ASTM A242/A242M | Standard Specification for High-Strength Low-Alloy Structural Steel | 2024
16119 | 34 71 13.16 | VEHICLE CRASH BARRIERS | 02/15, CHG 1: 05/17 | ASTM INTERNATIONAL | ASTM | ASTM A307 | Standard Specification for Carbon Steel Bolts, Studs, and Threaded Rod 60 000 PSI Tensile Strength | 2021
16120 | 34 71 13.16 | VEHICLE CRASH BARRIERS | 02/15, CHG 1: 05/17 | ASTM INTERNATIONAL | ASTM | ASTM A449 | Standard Specification for Hex Cap Screws, Bolts, and Studs, Steel, Heat Treated, 120/105/90 ksi Minimum Tensile Strength, General Use | 2014; R 2020
16121 | 34 71 13.16 | VEHICLE CRASH BARRIERS | 02/15, CHG 1: 05/17 | ASTM INTERNATIONAL | ASTM | ASTM A499 | Standard Specification for Steel Bars and Shapes, Carbon Rolled from "T" Rails | 2015, R 2020
16122 | 34 71 13.16 | VEHICLE CRASH BARRIERS | 02/15, CHG 1: 05/17 | ASTM INTERNATIONAL | ASTM | ASTM A563 | Standard Specification for Carbon and Alloy Steel Nuts | 2021; E 2022a
16123 | 34 71 13.16 | VEHICLE CRASH BARRIERS | 02/15, CHG 1: 05/17 | ASTM INTERNATIONAL | ASTM | ASTM A563M | Standard Specification for Carbon and Alloy Steel Nuts (Metric) | 2007; R 2013
16124 | 34 71 13.16 | VEHICLE CRASH BARRIERS | 02/15, CHG 1: 05/17 | ASTM INTERNATIONAL | ASTM | ASTM A568/A568M | Standard Specification for Steel, Sheet, Carbon, Structural, and High-Strength, Low-Alloy, Hot-Rolled and Cold-Rolled, General Requirements for | 2019a
16125 | 34 71 13.16 | VEHICLE CRASH BARRIERS | 02/15, CHG 1: 05/17 | ASTM INTERNATIONAL | ASTM | ASTM A588/A588M | Standard Specification for High-Strength Low-Alloy Structural Steel, up to 50 ksi [345 MPa] Minimum Yield Point, with Atmospheric Corrosion Resistance | 2019
16126 | 34 71 13.16 | VEHICLE CRASH BARRIERS | 02/15, CHG 1: 05/17 | ASTM INTERNATIONAL | ASTM | ASTM A615/A615M | Standard Specification for Deformed and Plain Carbon-Steel Bars for Concrete Reinforcement | 2022
16127 | 34 71 13.16 | VEHICLE CRASH BARRIERS | 02/15, CHG 1: 05/17 | ASTM INTERNATIONAL | ASTM | ASTM A706/A706M | Standard Specification for Low-Alloy Steel Deformed and Plain Bars for Concrete Reinforcement | 2022a
16128 | 34 71 13.16 | VEHICLE CRASH BARRIERS | 02/15, CHG 1: 05/17 | ASTM INTERNATIONAL | ASTM | ASTM A709/A709M | Standard Specification for Structural Steel for Bridges | 2021
16129 | 34 71 13.16 | VEHICLE CRASH BARRIERS | 02/15, CHG 1: 05/17 | ASTM INTERNATIONAL | ASTM | ASTM A1035/A1035M | Standard Specification for Deformed and Plain, Low-carbon, Chromium, Steel Bars for Concrete Reinforcement | 2023a
16130 | 34 71 13.16 | VEHICLE CRASH BARRIERS | 02/15, CHG 1: 05/17 | ASTM INTERNATIONAL | ASTM | ASTM B695 | Standard Specification for Coatings of Zinc Mechanically Deposited on Iron and Steel | 2021
16131 | 34 71 13.16 | VEHICLE CRASH BARRIERS | 02/15, CHG 1: 05/17 | ASTM INTERNATIONAL | ASTM | ASTM C94/C94M | Standard Specification for Ready-Mixed Concrete | 2024a
16132 | 34 71 13.16 | VEHICLE CRASH BARRIERS | 02/15, CHG 1: 05/17 | ASTM INTERNATIONAL | ASTM | ASTM D4956 | Standard Specification for Retroreflective Sheeting for Traffic Control | 2013
16133 | 34 71 13.16 | VEHICLE CRASH BARRIERS | 02/15, CHG 1: 05/17 | ASTM INTERNATIONAL | ASTM | ASTM F3125/F3125M | Standard Specification for High Strength Structural Bolts and Assemblies, Steel and Alloy Steel, Heat Treated, Inch Dimensions 120 ksi and 150 ksi Minimum Tensile Strength, and Metric Dimensions 830 MPa and 1040 MPa Minimum Tensile Strength | 2019
16134 | 34 71 13.16 | VEHICLE CRASH BARRIERS | 02/15, CHG 1: 05/17 | U.S. FEDERAL HIGHWAY ADMINISTRATION | FHWA | NCHRP 350 | Recommended Procedures for the Safety Performance Evaluation of Highway Features | 1993
16135 | 34 73 13 | AIRCRAFT TIEDOWNS | 11/19 | AMERICAN WELDING SOCIETY | AWS | AWS D1.4/D1.4M | Structural Welding Code - Reinforcing Steel | 2018
16136 | 34 73 13 | AIRCRAFT TIEDOWNS | 11/19 | ASTM INTERNATIONAL | ASTM | ASTM A615/A615M | Standard Specification for Deformed and Plain Carbon-Steel Bars for Concrete Reinforcement | 2022
16137 | 34 73 13 | AIRCRAFT TIEDOWNS | 11/19 | ASTM INTERNATIONAL | ASTM | ASTM C94/C94M | Standard Specification for Ready-Mixed Concrete | 2024a
16138 | 34 73 13 | AIRCRAFT TIEDOWNS | 11/19 | ASTM INTERNATIONAL | ASTM | ASTM C309 | Standard Specification for Liquid Membrane-Forming Compounds for Curing Concrete | 2019
16139 | 34 73 13 | AIRCRAFT TIEDOWNS | 11/19 | ASTM INTERNATIONAL | ASTM | ASTM C536 | Standard Test Method for Continuity of Coatings in Glassed Steel Equipment by Electrical Testing | 1983; R 2018
16140 | 34 73 13 | AIRCRAFT TIEDOWNS | 11/19 | NATIONAL INSTITUTE FOR OCCUPATIONAL SAFETY AND HEALTH | NIOSH | NIOSH 81-123 | Occupational Health Guideline for Chemical Hazards, (Vols. I, II, and III) | 1981
16141 | 34 73 16 | AIRFIELD GROUNDING | 11/19 | ASTM INTERNATIONAL | ASTM | ASTM B8 | Standard Specification for Concentric-Lay-Stranded Copper Conductors, Hard, Medium-Hard, or Soft | 2023
16142 | 34 73 16 | AIRFIELD GROUNDING | 11/19 | ASTM INTERNATIONAL | ASTM | ASTM B371/B371M | Standard Specification for Copper-Zinc-Silicon Alloy Rod | 2008; R 2013
16143 | 34 73 16 | AIRFIELD GROUNDING | 11/19 | NATIONAL FIRE PROTECTION ASSOCIATION | NFPA | NFPA 407 | Standard for Aircraft Fuel Servicing | 2022; TIA 21-1
16144 | 34 73 16 | AIRFIELD GROUNDING | 11/19 | UNDERWRITERS LABORATORIES | UL | UL 467 | UL Standard for Safety Grounding and Bonding Equipment | 2022
16145 | 34 75 13.13 | CRASH RATED ACTIVE VEHICLE BARRIERS AND CONTROLS | 02/22 | AMERICAN ASSOCIATION OF STATE HIGHWAY AND TRANSPORTATION OFFICIALS | AASHTO | AASHTO GDHS-7 | A Policy on Geometric Design of Highways and Streets | 2018; Errata 2019
16146 | 34 75 13.13 | CRASH RATED ACTIVE VEHICLE BARRIERS AND CONTROLS | 02/22 | AMERICAN ASSOCIATION OF STATE HIGHWAY AND TRANSPORTATION OFFICIALS | AASHTO | AASHTO LTS | Standard Specifications for Structural Supports for Highway Signs, Luminaires and Traffic Signals | 2013; Errata 2013
16147 | 34 75 13.13 | CRASH RATED ACTIVE VEHICLE BARRIERS AND CONTROLS | 02/22 | AMERICAN ASSOCIATION OF STATE HIGHWAY AND TRANSPORTATION OFFICIALS | AASHTO | AASHTO RSDG-4 | Roadside Design Guide | 2011; Errata 1 2012; Errata 2 2015
16148 | 34 75 13.13 | CRASH RATED ACTIVE VEHICLE BARRIERS AND CONTROLS | 02/22 | AMERICAN WELDING SOCIETY | AWS | AWS D1.1/D1.1M | Structural Welding Code - Steel | 2020; Errata 1 2021
16149 | 34 75 13.13 | CRASH RATED ACTIVE VEHICLE BARRIERS AND CONTROLS | 02/22 | ASTM INTERNATIONAL | ASTM | ASTM A106/A106M | Standard Specification for Seamless Carbon Steel Pipe for High-Temperature Service | 2019a
16150 | 34 75 13.13 | CRASH RATED ACTIVE VEHICLE BARRIERS AND CONTROLS | 02/22 | ASTM INTERNATIONAL | ASTM | ASTM A123/A123M | Standard Specification for Zinc (Hot-Dip Galvanized) Coatings on Iron and Steel Products | 2017
16151 | 34 75 13.13 | CRASH RATED ACTIVE VEHICLE BARRIERS AND CONTROLS | 02/22 | ASTM INTERNATIONAL | ASTM | ASTM D4956 | Standard Specification for Retroreflective Sheeting for Traffic Control | 2013
16152 | 34 75 13.13 | CRASH RATED ACTIVE VEHICLE BARRIERS AND CONTROLS | 02/22 | ASTM INTERNATIONAL | ASTM | ASTM F2656/F2656M | Standard Test Method for Crash Testing of Vehicle Security Barriers | 2023
16153 | 34 75 13.13 | CRASH RATED ACTIVE VEHICLE BARRIERS AND CONTROLS | 02/22 | INSTITUTE OF ELECTRICAL AND ELECTRONICS ENGINEERS | IEEE | IEEE 142 | Recommended Practice for Grounding of Industrial and Commercial Power Systems - IEEE Green Book | 2007; Errata 2014
16154 | 34 75 13.13 | CRASH RATED ACTIVE VEHICLE BARRIERS AND CONTROLS | 02/22 | INSTITUTE OF ELECTRICAL AND ELECTRONICS ENGINEERS | IEEE | IEEE C37.90 | Standard for Relays and Relay Systems Associated With Electric Power Apparatus | 2005; R 2011
16155 | 34 75 13.13 | CRASH RATED ACTIVE VEHICLE BARRIERS AND CONTROLS | 02/22 | INSTITUTE OF ELECTRICAL AND ELECTRONICS ENGINEERS | IEEE | IEEE C37.90.1 | Standard for Surge Withstand Capability (SWC) Tests for Relays and Relay Systems Associated with Electric Power Apparatus | 2013
16156 | 34 75 13.13 | CRASH RATED ACTIVE VEHICLE BARRIERS AND CONTROLS | 02/22 | INSTITUTE OF ELECTRICAL AND ELECTRONICS ENGINEERS | IEEE | IEEE C62.41.1 | Guide on the Surges Environment in Low-Voltage (1000 V and Less) AC Power Circuits | 2002; R 2008
16157 | 34 75 13.13 | CRASH RATED ACTIVE VEHICLE BARRIERS AND CONTROLS | 02/22 | INSTITUTE OF ELECTRICAL AND ELECTRONICS ENGINEERS | IEEE | IEEE C62.41.2 | Recommended Practice on Characterization of Surges in Low-Voltage (1000 V and Less) AC Power Circuits | 2002
16158 | 34 75 13.13 | CRASH RATED ACTIVE VEHICLE BARRIERS AND CONTROLS | 02/22 | INTERNATIONAL ELECTROTECHNICAL COMMISSION | IEC | IEC 60068-2-27 | Environmental Testing - Part 2-27: Tests - Test Ea and Guidance: Shock | 2008; ED 4.0
16159 | 34 75 13.13 | CRASH RATED ACTIVE VEHICLE BARRIERS AND CONTROLS | 02/22 | INTERNATIONAL ELECTROTECHNICAL COMMISSION | IEC | IEC 60068-2-30 | Environmental Testing - Part 2-30: Tests - Test Db: Damp Heat, Cyclic (12 H + 12 H Cycle) | 2005; ED 3.0
16160 | 34 75 13.13 | CRASH RATED ACTIVE VEHICLE BARRIERS AND CONTROLS | 02/22 | INTERNATIONAL ELECTROTECHNICAL COMMISSION | IEC | IEC 61000-4-5 | Electromagnetic Compatibility (EMC) - Part 4-5: Testing and Measurement Techniques - Surge Immunity Test | 2017
16161 | 34 75 13.13 | CRASH RATED ACTIVE VEHICLE BARRIERS AND CONTROLS | 02/22 | INTERNATIONAL ELECTROTECHNICAL COMMISSION | IEC | IEC 61131-3 | Programmable Controllers - Part 3: Programming Languages | 2013
16162 | 34 75 13.13 | CRASH RATED ACTIVE VEHICLE BARRIERS AND CONTROLS | 02/22 | INTERNATIONAL ORGANIZATION FOR STANDARDIZATION | ISO | ISO ISO/IEC 17025 | General Requirements for the Competence of Testing and Calibration Laboratories | 2017
16163 | 34 75 13.13 | CRASH RATED ACTIVE VEHICLE BARRIERS AND CONTROLS | 02/22 | NATIONAL ELECTRICAL MANUFACTURERS ASSOCIATION | NEMA | NEMA 250 | Enclosures for Electrical Equipment (1000 Volts Maximum) | 2020
16164 | 34 75 13.13 | CRASH RATED ACTIVE VEHICLE BARRIERS AND CONTROLS | 02/22 | NATIONAL ELECTRICAL MANUFACTURERS ASSOCIATION | NEMA | NEMA ICS 1 | Standard for Industrial Control and Systems: General Requirements | 2022
16165 | 34 75 13.13 | CRASH RATED ACTIVE VEHICLE BARRIERS AND CONTROLS | 02/22 | NATIONAL ELECTRICAL MANUFACTURERS ASSOCIATION | NEMA | NEMA ICS 2 | Industrial Control and Systems Controllers, Contactors, and Overload Relays Rated 600 V | 2000; R 2020
16166 | 34 75 13.13 | CRASH RATED ACTIVE VEHICLE BARRIERS AND CONTROLS | 02/22 | NATIONAL ELECTRICAL MANUFACTURERS ASSOCIATION | NEMA | NEMA ICS 4 | Application Guideline for Terminal Blocks | 2015
16167 | 34 75 13.13 | CRASH RATED ACTIVE VEHICLE BARRIERS AND CONTROLS | 02/22 | NATIONAL ELECTRICAL MANUFACTURERS ASSOCIATION | NEMA | NEMA MG 1 | Motors and Generators | 2021
16168 | 34 75 13.13 | CRASH RATED ACTIVE VEHICLE BARRIERS AND CONTROLS | 02/22 | NATIONAL ELECTRICAL MANUFACTURERS ASSOCIATION | NEMA | NEMA TC 2 | Standard for Electrical Polyvinyl Chloride (PVC) Conduit | 2020
16169 | 34 75 13.13 | CRASH RATED ACTIVE VEHICLE BARRIERS AND CONTROLS | 02/22 | NATIONAL ELECTRICAL MANUFACTURERS ASSOCIATION | NEMA | NEMA TS-1 | Traffic Control Systems (not recommended for new designs) | 1989; R 2020
16170 | 34 75 13.13 | CRASH RATED ACTIVE VEHICLE BARRIERS AND CONTROLS | 02/22 | NATIONAL ELECTRICAL MANUFACTURERS ASSOCIATION | NEMA | NEMA TS-2 | Traffic Controller Assemblies with NTCIP Requirements - Version 03.08 | 2021
16171 | 34 75 13.13 | CRASH RATED ACTIVE VEHICLE BARRIERS AND CONTROLS | 02/22 | NATIONAL FIRE PROTECTION ASSOCIATION | NFPA | NFPA 70 | National Electrical Code | 2023
16172 | 34 75 13.13 | CRASH RATED ACTIVE VEHICLE BARRIERS AND CONTROLS | 02/22 | NATIONAL FIRE PROTECTION ASSOCIATION | NFPA | NFPA 70E | Standard for Electrical Safety in the Workplace | 2024
16173 | 34 75 13.13 | CRASH RATED ACTIVE VEHICLE BARRIERS AND CONTROLS | 02/22 | SOCIETY OF AUTOMOTIVE ENGINEERS INTERNATIONAL | SAE | SAE J517 | Hydraulic Hose | 2020
16174 | 34 75 13.13 | CRASH RATED ACTIVE VEHICLE BARRIERS AND CONTROLS | 02/22 | U.S. ARMY CORPS OF ENGINEERS | USACE | EM 385-1-1 | Safety -- Safety and Occupational Health (SOH) Requirements | 2024
16175 | 34 75 13.13 | CRASH RATED ACTIVE VEHICLE BARRIERS AND CONTROLS | 02/22 | U.S. DEPARTMENT OF DEFENSE | DOD | DOD 8500.01 | Cybersecurity | 2014; Change 1-2019
16176 | 34 75 13.13 | CRASH RATED ACTIVE VEHICLE BARRIERS AND CONTROLS | 02/22 | U.S. DEPARTMENT OF DEFENSE | DOD | DOD 8510.01 | Risk Management Framework (RMF) for DoD Systems | 2022
16177 | 34 75 13.13 | CRASH RATED ACTIVE VEHICLE BARRIERS AND CONTROLS | 02/22 | U.S. FEDERAL HIGHWAY ADMINISTRATION | FHWA | MUTCD | Manual on Uniform Traffic Control Devices | 2009; Rev 2012
16178 | 34 75 13.13 | CRASH RATED ACTIVE VEHICLE BARRIERS AND CONTROLS | 02/22 | U.S. FEDERAL HIGHWAY ADMINISTRATION | FHWA | NCHRP 350 | Recommended Procedures for the Safety Performance Evaluation of Highway Features | 1993
16179 | 34 75 13.13 | CRASH RATED ACTIVE VEHICLE BARRIERS AND CONTROLS | 02/22 | U.S. NATIONAL ARCHIVES AND RECORDS ADMINISTRATION | NARA | 21 CFR 1040 | Performance Standards for Light-Emitting Products
16180 | 34 75 13.13 | CRASH RATED ACTIVE VEHICLE BARRIERS AND CONTROLS | 02/22 | U.S. NATIONAL ARCHIVES AND RECORDS ADMINISTRATION | NARA | 29 CFR 1910 | Occupational Safety and Health Standards
16181 | 34 75 13.13 | CRASH RATED ACTIVE VEHICLE BARRIERS AND CONTROLS | 02/22 | U.S. NATIONAL ARCHIVES AND RECORDS ADMINISTRATION | NARA | 47 CFR 15 | Radio Frequency Devices
16182 | 34 75 13.13 | CRASH RATED ACTIVE VEHICLE BARRIERS AND CONTROLS | 02/22 | UNDERWRITERS LABORATORIES | UL | UL 486A-486B | UL Standard for Safety Wire Connectors | 2018; Reprint Jul 2023
16183 | 34 75 13.13 | CRASH RATED ACTIVE VEHICLE BARRIERS AND CONTROLS | 02/22 | UNDERWRITERS LABORATORIES | UL | UL 508 | UL Standard for Safety Industrial Control Equipment | 2018; Reprint Jul 2021
16184 | 34 75 13.13 | CRASH RATED ACTIVE VEHICLE BARRIERS AND CONTROLS | 02/22 | UNDERWRITERS LABORATORIES | UL | UL 651 | UL Standard for Safety Schedule 40, 80, Type EB and A Rigid PVC Conduit and Fittings | 2011; Reprint May 2022
16185 | 34 75 13.13 | CRASH RATED ACTIVE VEHICLE BARRIERS AND CONTROLS | 02/22 | UNDERWRITERS LABORATORIES | UL | UL 796 | UL Standard for Safety Printed Wiring Boards | 2020; Reprint Oct 2023
16186 | 34 75 13.13 | CRASH RATED ACTIVE VEHICLE BARRIERS AND CONTROLS | 02/22 | UNDERWRITERS LABORATORIES | UL | UL 1059 | UL Standard for Safety Terminal Blocks | 2019; Reprint Jul 2022
16187 | 34 75 13.13 | CRASH RATED ACTIVE VEHICLE BARRIERS AND CONTROLS | 02/22 | UNDERWRITERS LABORATORIES | UL | UL 1076 | UL Standard for Safety Proprietary Burglar Alarm Units and Systems | 2018; Reprint Feb 2021
16188 | .00 10 | ELECTROMECHANICAL OPERATING MACHINERY FOR LOCKS AND DAMS | 08/20, CHG 3: 05/23 | AEROSPACE INDUSTRIES ASSOCIATION OF AMERICA, INC. | AIA/NAS | AIA/NAS NAS410 | NAS Certification & Qualification of Nondestructive Test Personnel | 2014; Rev 4
16189 | .00 10 | ELECTROMECHANICAL OPERATING MACHINERY FOR LOCKS AND DAMS | 08/20, CHG 3: 05/23 | AMERICAN GEAR MANUFACTURERS ASSOCIATION | AGMA | AGMA 908 | Information Sheet: Geometry Factors for Determining the Pitting Resistance and Bending Strength of Spur, Helical and Herringbone Gear Teeth | 1989B; R 1999
16190 | .00 10 | ELECTROMECHANICAL OPERATING MACHINERY FOR LOCKS AND DAMS | 08/20, CHG 3: 05/23 | AMERICAN GEAR MANUFACTURERS ASSOCIATION | AGMA | AGMA 6013 | Standard for Industrial Enclosed Gear Drives | 2006A; R2016
16191 | .00 10 | ELECTROMECHANICAL OPERATING MACHINERY FOR LOCKS AND DAMS | 08/20, CHG 3: 05/23 | AMERICAN GEAR MANUFACTURERS ASSOCIATION | AGMA | AGMA 9002 | Bores and Keyways for Flexible Couplings (Inch Series) | 2014C
16192 | .00 10 | ELECTROMECHANICAL OPERATING MACHINERY FOR LOCKS AND DAMS | 08/20, CHG 3: 05/23 | AMERICAN GEAR MANUFACTURERS ASSOCIATION | AGMA | AGMA ISO 1328-1-B14 | Cylindrical Gears - ISO System of Flank Tolerance Classification - Part: Definitions and Allowable Values of Deviations Relevant to Flanks of Gear Teeth | 2010A
16193 | .00 10 | ELECTROMECHANICAL OPERATING MACHINERY FOR LOCKS AND DAMS | 08/20, CHG 3: 05/23 | AMERICAN GEAR MANUFACTURERS ASSOCIATION | AGMA | ANSI/AGMA 2001 | Fundamental Rating Factors and Calculation Methods for Involute Spur and Helical Gear Teeth | 2004D; R 2010
16194 | .00 10 | ELECTROMECHANICAL OPERATING MACHINERY FOR LOCKS AND DAMS | 08/20, CHG 3: 05/23 | AMERICAN GEAR MANUFACTURERS ASSOCIATION | AGMA | ANSI/AGMA 2003 | Rating the Pitting Resistance and Bending Strength of Generated Straight Bevel, ZEROL Bevel, and Spiral Bevel Gear Teeth | 2010D
16195 | .00 10 | ELECTROMECHANICAL OPERATING MACHINERY FOR LOCKS AND DAMS | 08/20, CHG 3: 05/23 | AMERICAN GEAR MANUFACTURERS ASSOCIATION | AGMA | ANSI/AGMA 6001 | Design and Selection of Components for Enclosed Gear Drives | 2008E; R 2014
16196 | .00 10 | ELECTROMECHANICAL OPERATING MACHINERY FOR LOCKS AND DAMS | 08/20, CHG 3: 05/23 | AMERICAN GEAR MANUFACTURERS ASSOCIATION | AGMA | ANSI/AGMA 6113 | Standard for Industrial Enclosed Gear Drives (Metric Edition) | 2016B
16197 | .00 10 | ELECTROMECHANICAL OPERATING MACHINERY FOR LOCKS AND DAMS | 08/20, CHG 3: 05/23 | AMERICAN GEAR MANUFACTURERS ASSOCIATION | AGMA | ANSI/AGMA 9005 | Industrial Gear Lubrication | 2016
16198 | .00 10 | ELECTROMECHANICAL OPERATING MACHINERY FOR LOCKS AND DAMS | 08/20, CHG 3: 05/23 | AMERICAN SOCIETY FOR NONDESTRUCTIVE TESTING | ASNT | ANSI/ASNT CP-189 | ASNT Standard for Qualification and Certification of Nondestructive Testing Personnel | 2020
16199 | .00 10 | ELECTROMECHANICAL OPERATING MACHINERY FOR LOCKS AND DAMS | 08/20, CHG 3: 05/23 | AMERICAN SOCIETY FOR NONDESTRUCTIVE TESTING | ASNT | ASNT SNT-TC-1A | Recommended Practice for Personnel Qualification and Certification in Nondestructive Testing | 2020
16200 | .00 10 | ELECTROMECHANICAL OPERATING MACHINERY FOR LOCKS AND DAMS | 08/20, CHG 3: 05/23 | AMERICAN SOCIETY OF MECHANICAL ENGINEERS | ASME | ASME B17.1 | Keys and Keyseats | 1967; R 2017
16201 | .00 10 | ELECTROMECHANICAL OPERATING MACHINERY FOR LOCKS AND DAMS | 08/20, CHG 3: 05/23 | AMERICAN SOCIETY OF MECHANICAL ENGINEERS | ASME | ASME B46.1 | Surface Texture, Surface Roughness, Waviness and Lay | 2020
16202 | .00 10 | ELECTROMECHANICAL OPERATING MACHINERY FOR LOCKS AND DAMS | 08/20, CHG 3: 05/23 | AMERICAN WELDING SOCIETY | AWS | AWS D1.1/D1.1M | Structural Welding Code - Steel | 2020; Errata 1 2021
16203 | .00 10 | ELECTROMECHANICAL OPERATING MACHINERY FOR LOCKS AND DAMS | 08/20, CHG 3: 05/23 | ASTM INTERNATIONAL | ASTM | ASTM A27/A27M | Standard Specification for Steel Castings, Carbon, for General Application | 2020
16204 | .00 10 | ELECTROMECHANICAL OPERATING MACHINERY FOR LOCKS AND DAMS | 08/20, CHG 3: 05/23 | ASTM INTERNATIONAL | ASTM | ASTM A29/A29M | Standard Specification for General Requirements for Steel Bars, Carbon and Alloy, Hot-Wrought | 2023
16205 | .00 10 | ELECTROMECHANICAL OPERATING MACHINERY FOR LOCKS AND DAMS | 08/20, CHG 3: 05/23 | ASTM INTERNATIONAL | ASTM | ASTM A36/A36M | Standard Specification for Carbon Structural Steel | 2019
16206 | .00 10 | ELECTROMECHANICAL OPERATING MACHINERY FOR LOCKS AND DAMS | 08/20, CHG 3: 05/23 | ASTM INTERNATIONAL | ASTM | ASTM A108 | Standard Specification for Steel Bar, Carbon and Alloy, Cold-Finished | 2024
16207 | .00 10 | ELECTROMECHANICAL OPERATING MACHINERY FOR LOCKS AND DAMS | 08/20, CHG 3: 05/23 | ASTM INTERNATIONAL | ASTM | ASTM A148/A148M | Standard Specification for Steel Castings, High Strength, for Structural Purposes | 2020; E 2020
16208 | .00 10 | ELECTROMECHANICAL OPERATING MACHINERY FOR LOCKS AND DAMS | 08/20, CHG 3: 05/23 | ASTM INTERNATIONAL | ASTM | ASTM A290/A290M | Standard Specification for Carbon and Alloy Steel Forgings for Rings for Reduction Gears | 2016; R 2021
16209 | .00 10 | ELECTROMECHANICAL OPERATING MACHINERY FOR LOCKS AND DAMS | 08/20, CHG 3: 05/23 | ASTM INTERNATIONAL | ASTM | ASTM A291/A291M | Standard Specification for Steel Forgings, Carbon and Alloy, for Pinions, Gears and Shafts for Reduction Gears | 2016
16210 | .00 10 | ELECTROMECHANICAL OPERATING MACHINERY FOR LOCKS AND DAMS | 08/20, CHG 3: 05/23 | ASTM INTERNATIONAL | ASTM | ASTM A322 | Standard Specification Steel Bars, Alloy, Standard Grades | 2020
16211 | .00 10 | ELECTROMECHANICAL OPERATING MACHINERY FOR LOCKS AND DAMS | 08/20, CHG 3: 05/23 | ASTM INTERNATIONAL | ASTM | ASTM A380/A380M | Standard Practice for Cleaning, Descaling, and Passivation of Stainless Steel Parts, Equipment, and Systems | 2017
16212 | .00 10 | ELECTROMECHANICAL OPERATING MACHINERY FOR LOCKS AND DAMS | 08/20, CHG 3: 05/23 | ASTM INTERNATIONAL | ASTM | ASTM A388/A388M | Standard Practice for Ultrasonic Examination of Steel Forgings | 2016
16213 | .00 10 | ELECTROMECHANICAL OPERATING MACHINERY FOR LOCKS AND DAMS | 08/20, CHG 3: 05/23 | ASTM INTERNATIONAL | ASTM | ASTM A473 | Standard Specification for Stainless Steel Forgings | 2023a
16214 | .00 10 | ELECTROMECHANICAL OPERATING MACHINERY FOR LOCKS AND DAMS | 08/20, CHG 3: 05/23 | ASTM INTERNATIONAL | ASTM | ASTM A487/A487M | Standard Specification for Steel Castings Suitable for Pressure Service | 2024
16215 | .00 10 | ELECTROMECHANICAL OPERATING MACHINERY FOR LOCKS AND DAMS | 08/20, CHG 3: 05/23 | ASTM INTERNATIONAL | ASTM | ASTM A564/A564M | Standard Specification for Hot-Rolled and Cold-Finished Age-Hardening Stainless Steel Bars and Shapes | 2019
16216 | .00 10 | ELECTROMECHANICAL OPERATING MACHINERY FOR LOCKS AND DAMS | 08/20, CHG 3: 05/23 | ASTM INTERNATIONAL | ASTM | ASTM A578/A578M | Standard Specification for Straight-Beam Ultrasonic Examination of Rolled Steel Plates for Special Applications | 2007; R 2012
16217 | .00 10 | ELECTROMECHANICAL OPERATING MACHINERY FOR LOCKS AND DAMS | 08/20, CHG 3: 05/23 | ASTM INTERNATIONAL | ASTM | ASTM A668/A668M | Standard Specification for Steel Forgings, Carbon and Alloy, for General Industrial Use | 2023
16218 | .00 10 | ELECTROMECHANICAL OPERATING MACHINERY FOR LOCKS AND DAMS | 08/20, CHG 3: 05/23 | ASTM INTERNATIONAL | ASTM | ASTM A705/A705M | Standard Specification for Age-Hardening Stainless Steel Forgings | 2023
16219 | .00 10 | ELECTROMECHANICAL OPERATING MACHINERY FOR LOCKS AND DAMS | 08/20, CHG 3: 05/23 | ASTM INTERNATIONAL | ASTM | ASTM A743/A743M | Standard Specification for Castings, Iron-Chromium, Iron-Chromium-Nickel, Corrosion Resistant, for General Application | 2021
16220 | .00 10 | ELECTROMECHANICAL OPERATING MACHINERY FOR LOCKS AND DAMS | 08/20, CHG 3: 05/23 | ASTM INTERNATIONAL | ASTM | ASTM A744/A744M | Standard Specification for Castings, Iron-Chromium-Nickel, Corrosion Resistant, for Severe Service | 2020a
16221 | .00 10 | ELECTROMECHANICAL OPERATING MACHINERY FOR LOCKS AND DAMS | 08/20, CHG 3: 05/23 | ASTM INTERNATIONAL | ASTM | ASTM A829/A829M | Standard Specification for Alloy Structural Steel Plates | 2014
16222 | .00 10 | ELECTROMECHANICAL OPERATING MACHINERY FOR LOCKS AND DAMS | 08/20, CHG 3: 05/23 | ASTM INTERNATIONAL | ASTM | ASTM A1018/A1018M | Standard Specification for Steel, Sheet and Strip, Heavy-Thickness Coils, Hot-Rolled, Carbon, Commercial, Drawing, Structural, High-Strength Low-Alloy, High-Strength Low-Alloy with Improved Formability, and Ultra-High Strength | 2023a
16223 | .00 10 | ELECTROMECHANICAL OPERATING MACHINERY FOR LOCKS AND DAMS | 08/20, CHG 3: 05/23 | ASTM INTERNATIONAL | ASTM | ASTM B148 | Standard Specification for Aluminum-Bronze Sand Castings | 2014
16224 | .00 10 | ELECTROMECHANICAL OPERATING MACHINERY FOR LOCKS AND DAMS | 08/20, CHG 3: 05/23 | ASTM INTERNATIONAL | ASTM | ASTM B271/B271M | Standard Specification for Copper-Base Alloy Centrifugal Castings | 2023
16225 | .00 10 | ELECTROMECHANICAL OPERATING MACHINERY FOR LOCKS AND DAMS | 08/20, CHG 3: 05/23 | ASTM INTERNATIONAL | ASTM | ASTM B505/B505M | Standard Specification for Copper Alloy Continuous Castings | 2023
16226 | .00 10 | ELECTROMECHANICAL OPERATING MACHINERY FOR LOCKS AND DAMS | 08/20, CHG 3: 05/23 | ASTM INTERNATIONAL | ASTM | ASTM B584 | Standard Specification for Copper Alloy Sand Castings for General Applications | 2022
16227 | .00 10 | ELECTROMECHANICAL OPERATING MACHINERY FOR LOCKS AND DAMS | 08/20, CHG 3: 05/23 | ASTM INTERNATIONAL | ASTM | ASTM D3233 | Standard Test Methods for Measurement of Extreme Pressure Properties of Fluid Lubricants (Falex Pin and Vee Block Methods) | 1993; R 2014
16228 | .00 10 | ELECTROMECHANICAL OPERATING MACHINERY FOR LOCKS AND DAMS | 08/20, CHG 3: 05/23 | ASTM INTERNATIONAL | ASTM | ASTM D3951 | Commercial Packaging | 2018
16229 | .00 10 | ELECTROMECHANICAL OPERATING MACHINERY FOR LOCKS AND DAMS | 08/20, CHG 3: 05/23 | ASTM INTERNATIONAL | ASTM | ASTM D4172 | Standard Test Method for Wear Preventive Characteristics of Lubricating Fluid (Four-Ball Method) | 1994; R 2016
16230 | .00 10 | ELECTROMECHANICAL OPERATING MACHINERY FOR LOCKS AND DAMS | 08/20, CHG 3: 05/23 | ASTM INTERNATIONAL | ASTM | ASTM E94/E94M | Standard Guide for Radiographic Examination Using Industrial Radiographic Film | 2022
16231 | .00 10 | ELECTROMECHANICAL OPERATING MACHINERY FOR LOCKS AND DAMS | 08/20, CHG 3: 05/23 | ASTM INTERNATIONAL | ASTM | ASTM E114 | Standard Practice for Ultrasonic Pulse-Echo Straight-Beam Contact Testing | 2015
16232 | .00 10 | ELECTROMECHANICAL OPERATING MACHINERY FOR LOCKS AND DAMS | 08/20, CHG 3: 05/23 | ASTM INTERNATIONAL | ASTM | ASTM E165/E165M | Standard Practice for Liquid Penetrant Examination for General Industry | 2023
16233 | .00 10 | ELECTROMECHANICAL OPERATING MACHINERY FOR LOCKS AND DAMS | 08/20, CHG 3: 05/23 | ASTM INTERNATIONAL | ASTM | ASTM E709 | Standard Guide for Magnetic Particle Testing | 2021
16234 | .00 10 | ELECTROMECHANICAL OPERATING MACHINERY FOR LOCKS AND DAMS | 08/20, CHG 3: 05/23 | ASTM INTERNATIONAL | ASTM | ASTM E1030/E1030M | Standard Test Method for Radiographic Examination of Metallic Castings | 2015
16235 | .00 10 | ELECTROMECHANICAL OPERATING MACHINERY FOR LOCKS AND DAMS | 08/20, CHG 3: 05/23 | ASTM INTERNATIONAL | ASTM | ASTM E1032 | Standard Practice for Radiographic Examination of Weldments Using Industrial X-Ray Film | 2019
16236 | .00 10 | ELECTROMECHANICAL OPERATING MACHINERY FOR LOCKS AND DAMS | 08/20, CHG 3: 05/23 | ASTM INTERNATIONAL | ASTM | ASTM E1742/E1742M | Standard Practice for Radiographic Examination | 2018
16237 | .00 10 | ELECTROMECHANICAL OPERATING MACHINERY FOR LOCKS AND DAMS | 08/20, CHG 3: 05/23 | ASTM INTERNATIONAL | ASTM | ASTM E1955 | Standard Radiographic Examination for Soundness of Welds in Steel by Comparison to Graded ASTM E 390 Reference Radiographs | 2004; R 2014
16238 | .00 10 | ELECTROMECHANICAL OPERATING MACHINERY FOR LOCKS AND DAMS | 08/20, CHG 3: 05/23 | GERMAN INSTITUTE FOR STANDARDIZATION | DIN | DIN 22252 | Round Steel Link Chains for Use in Continuous Conveyors and Winning Equipment in Mining | 2012
16239 | .00 10 | ELECTROMECHANICAL OPERATING MACHINERY FOR LOCKS AND DAMS | 08/20, CHG 3: 05/23 | GERMAN INSTITUTE FOR STANDARDIZATION | DIN | DIN 22258-1 | Chain Connectors - Part 1: Flat Type Connectors | 2012
16240 | .00 10 | ELECTROMECHANICAL OPERATING MACHINERY FOR LOCKS AND DAMS | 08/20, CHG 3: 05/23 | INSTITUTE OF ELECTRICAL AND ELECTRONICS ENGINEERS | IEEE | IEEE 112 | Standard Test Procedure for Polyphase Induction Motors and Generators | 2017
16241 | .00 10 | ELECTROMECHANICAL OPERATING MACHINERY FOR LOCKS AND DAMS | 08/20, CHG 3: 05/23 | INTERNATIONAL ORGANIZATION FOR STANDARDIZATION | ISO | ISO 281 | Rolling Bearings -- Dynamic Load Ratings and Rating Life | 2007
16242 | .00 10 | ELECTROMECHANICAL OPERATING MACHINERY FOR LOCKS AND DAMS | 08/20, CHG 3: 05/23 | INTERNATIONAL ORGANIZATION FOR STANDARDIZATION | ISO | ISO 10360-2 | Geometrical Product Specifications (GPS) — Acceptance and Reverification Tests for Coordinate Measuring Machines (CMM) — Part 2: CMMs Used for Measuring Linear Dimensions | 2009
16243 | .00 10 | ELECTROMECHANICAL OPERATING MACHINERY FOR LOCKS AND DAMS | 08/20, CHG 3: 05/23 | Japanese Standards Association | JSA | JSA JIS B 1519 | Rolling Bearings - Static Load Ratings | 2009; R 2013; R 2018
16244 | .00 10 | ELECTROMECHANICAL OPERATING MACHINERY FOR LOCKS AND DAMS | 08/20, CHG 3: 05/23 | NATIONAL ELECTRICAL MANUFACTURERS ASSOCIATION | NEMA | NEMA MG 1 | Motors and Generators | 2021
16245 | .00 10 | ELECTROMECHANICAL OPERATING MACHINERY FOR LOCKS AND DAMS | 08/20, CHG 3: 05/23 | U.S. ARMY CORPS OF ENGINEERS | USACE | EM 1110-2-2610 | Engineering and Design -- Mechanical and Electrical Design for Lock and Dam Operating Equipment | 2013
16246 | .00 10 | ELECTROMECHANICAL OPERATING MACHINERY FOR LOCKS AND DAMS | 08/20, CHG 3: 05/23 | U.S. DEPARTMENT OF DEFENSE | DOD | MIL-PRF-16173E | Corrosion Preventive Compound, Solvent Cutback, Cold-Application | 1993; INT 1 2006; INT 2 2017
16247 | 35 01 70.13 | WIRE ROPE FOR GATE OPERATING DEVICES | 05/21 | ASTM INTERNATIONAL | ASTM | ASTM A148/A148M | Standard Specification for Steel Castings, High Strength, for Structural Purposes | 2020; E 2020
16248 | 35 01 70.13 | WIRE ROPE FOR GATE OPERATING DEVICES | 05/21 | ASTM INTERNATIONAL | ASTM | ASTM A351/A351M | Standard Specification for Castings, Austenitic, for Pressure-Containing Parts | 2024
16249 | 35 01 70.13 | WIRE ROPE FOR GATE OPERATING DEVICES | 05/21 | ASTM INTERNATIONAL | ASTM | ASTM A1023/A1023M | Standard Specification for Stranded Carbon Steel Wire Ropes for General Purposes | 2021
16250 | 35 01 70.13 | WIRE ROPE FOR GATE OPERATING DEVICES | 05/21 | ASTM INTERNATIONAL | ASTM | ASTM E1571 | Standard Practice for Electromagnetic Examination of Ferromagnetic Steel Wire Rope | 2011; R 2016; E 2016
16251 | 35 01 70.13 | WIRE ROPE FOR GATE OPERATING DEVICES | 05/21 | U.S. ARMY CORPS OF ENGINEERS | USACE | EM 385-1-1 | Safety -- Safety and Occupational Health (SOH) Requirements | 2024
16252 | 35 01 70.13 | WIRE ROPE FOR GATE OPERATING DEVICES | 05/21 | U.S. GENERAL SERVICES ADMINISTRATION | GSA | FS RR-S-550F | Sockets, Wire Rope | 2018; Notice 1
16253 | 35 01 70.13 | WIRE ROPE FOR GATE OPERATING DEVICES | 05/21 | U.S. GENERAL SERVICES ADMINISTRATION | GSA | FS RR-W-410 | Wire Rope and Strand | 2022; Rev J
16254 | 35 01 70.13 | WIRE ROPE FOR GATE OPERATING DEVICES | 05/21 | WIRE ROPE TECHNICAL BOARD | WRTB | WRTB | Wire Rope Users Manual | 2005
16255 | 35 05 40.14 10 | HYDRAULIC POWER SYSTEMS FOR CIVIL WORKS STRUCTURES | 11/23 | AMERICAN SOCIETY OF MECHANICAL ENGINEERS | ASME | ASME B16.11 | Forged Fittings, Socket-Welding and Threaded | 2022
16256 | 35 05 40.14 10 | HYDRAULIC POWER SYSTEMS FOR CIVIL WORKS STRUCTURES | 11/23 | AMERICAN SOCIETY OF MECHANICAL ENGINEERS | ASME | ASME B17.1 | Keys and Keyseats | 1967; R 2017
16257 | 35 05 40.14 10 | HYDRAULIC POWER SYSTEMS FOR CIVIL WORKS STRUCTURES | 11/23 | AMERICAN SOCIETY OF MECHANICAL ENGINEERS | ASME | ASME B17.2 | Woodruff Keys and Keyseats | 1967; R 2017
16258 | 35 05 40.14 10 | HYDRAULIC POWER SYSTEMS FOR CIVIL WORKS STRUCTURES | 11/23 | AMERICAN SOCIETY OF MECHANICAL ENGINEERS | ASME | ASME B18.6.2 | Square Head Set Screws and Slotted Headless Set Screws (Inch Series) | 2020
16259 | 35 05 40.14 10 | HYDRAULIC POWER SYSTEMS FOR CIVIL WORKS STRUCTURES | 11/23 | AMERICAN SOCIETY OF MECHANICAL ENGINEERS | ASME | ASME B31.1 | Power Piping | 2022
16260 | 35 05 40.14 10 | HYDRAULIC POWER SYSTEMS FOR CIVIL WORKS STRUCTURES | 11/23 | AMERICAN SOCIETY OF MECHANICAL ENGINEERS | ASME | ASME B36.19M | Welded and Seamless Wrought Stainless Steel Pipe | 2022; Errata 2023
16261 | 35 05 40.14 10 | HYDRAULIC POWER SYSTEMS FOR CIVIL WORKS STRUCTURES | 11/23 | AMERICAN SOCIETY OF MECHANICAL ENGINEERS | ASME | ASME B40.100 | Pressure Gauges and Gauge Attachments | 2022
16262 | 35 05 40.14 10 | HYDRAULIC POWER SYSTEMS FOR CIVIL WORKS STRUCTURES | 11/23 | AMERICAN SOCIETY OF MECHANICAL ENGINEERS | ASME | ASME BPVC SEC IX | BPVC Section IX-Welding, Brazing and Fusing Qualifications | 2017; Errata 2018
16263 | 35 05 40.14 10 | HYDRAULIC POWER SYSTEMS FOR CIVIL WORKS STRUCTURES | 11/23 | AMERICAN SOCIETY OF MECHANICAL ENGINEERS | ASME | ASME BPVC SEC VIII D1 | BPVC Section VIII-Rules for Construction of Pressure Vessels Division 1 | 2019
16264 | 35 05 40.14 10 | HYDRAULIC POWER SYSTEMS FOR CIVIL WORKS STRUCTURES | 11/23 | AMERICAN WELDING SOCIETY | AWS | AWS D1.1/D1.1M | Structural Welding Code - Steel | 2020; Errata 1 2021
16265 | 35 05 40.14 10 | HYDRAULIC POWER SYSTEMS FOR CIVIL WORKS STRUCTURES | 11/23 | AMERICAN WELDING SOCIETY | AWS | AWS D1.6/D1.6M | Structural Welding Code — Stainless Steel | 2017
16266 | 35 05 40.14 10 | HYDRAULIC POWER SYSTEMS FOR CIVIL WORKS STRUCTURES | 11/23 | ASSOCIATION FOR IRON AND STEEL TECHNOLOGY | AIST | AIST PB-229 | Stainless Steels: A Steel Products Manual | 2008
16267 | 35 05 40.14 10 | HYDRAULIC POWER SYSTEMS FOR CIVIL WORKS STRUCTURES | 11/23 | ASTM INTERNATIONAL | ASTM | ASTM A36/A36M | Standard Specification for Carbon Structural Steel | 2019
16268 | 35 05 40.14 10 | HYDRAULIC POWER SYSTEMS FOR CIVIL WORKS STRUCTURES | 11/23 | ASTM INTERNATIONAL | ASTM | ASTM A106/A106M | Standard Specification for Seamless Carbon Steel Pipe for High-Temperature Service | 2019a
16269 | 35 05 40.14 10 | HYDRAULIC POWER SYSTEMS FOR CIVIL WORKS STRUCTURES | 11/23 | ASTM INTERNATIONAL | ASTM | ASTM A108 | Standard Specification for Steel Bar, Carbon and Alloy, Cold-Finished | 2024
16270 | 35 05 40.14 10 | HYDRAULIC POWER SYSTEMS FOR CIVIL WORKS STRUCTURES | 11/23 | ASTM INTERNATIONAL | ASTM | ASTM A181/A181M | Standard Specification for Carbon Steel Forgings, for General-Purpose Piping | 2014; R 2020
16271 | 35 05 40.14 10 | HYDRAULIC POWER SYSTEMS FOR CIVIL WORKS STRUCTURES | 11/23 | ASTM INTERNATIONAL | ASTM | ASTM A182/A182M | Standard Specification for Forged or Rolled Alloy and Stainless Steel Pipe Flanges, Forged Fittings, and Valves and Parts for High-Temperature Service | 2024
16272 | 35 05 40.14 10 | HYDRAULIC POWER SYSTEMS FOR CIVIL WORKS STRUCTURES | 11/23 | ASTM INTERNATIONAL | ASTM | ASTM A193/A193M | Standard Specification for Alloy-Steel and Stainless Steel Bolting Materials for High-Temperature Service and Other Special Purpose Applications | 2024
16273 | 35 05 40.14 10 | HYDRAULIC POWER SYSTEMS FOR CIVIL WORKS STRUCTURES | 11/23 | ASTM INTERNATIONAL | ASTM | ASTM A194/A194M | Standard Specification for Carbon Steel, Alloy Steel, and Stainless Steel Nuts for Bolts for High-Pressure or High-Temperature Service, or Both | 2024
16274 | 35 05 40.14 10 | HYDRAULIC POWER SYSTEMS FOR CIVIL WORKS STRUCTURES | 11/23 | ASTM INTERNATIONAL | ASTM | ASTM A216/A216M | Standard Specification for Steel Castings, Carbon, Suitable for Fusion Welding, for High-Temperature Service | 2021
16275 | 35 05 40.14 10 | HYDRAULIC POWER SYSTEMS FOR CIVIL WORKS STRUCTURES | 11/23 | ASTM INTERNATIONAL | ASTM | ASTM A234/A234M | Standard Specification for Piping Fittings of Wrought Carbon Steel and Alloy Steel for Moderate and High Temperature Service | 2024
16276 | 35 05 40.14 10 | HYDRAULIC POWER SYSTEMS FOR CIVIL WORKS STRUCTURES | 11/23 | ASTM INTERNATIONAL | ASTM | ASTM A240/A240M | Standard Specification for Chromium and Chromium-Nickel Stainless Steel Plate, Sheet, and Strip for Pressure Vessels and for General Applications | 2024
16277 | 35 05 40.14 10 | HYDRAULIC POWER SYSTEMS FOR CIVIL WORKS STRUCTURES | 11/23 | ASTM INTERNATIONAL | ASTM | ASTM A266/A266M | Standard Specification for Carbon Steel Forgings for Pressure Vessel Components | 2024
16278 | 35 05 40.14 10 | HYDRAULIC POWER SYSTEMS FOR CIVIL WORKS STRUCTURES | 11/23 | ASTM INTERNATIONAL | ASTM | ASTM A269/A269M | Standard Specification for Seamless and Welded Austenitic Stainless Steel Tubing for General Service | 2024
16279 | 35 05 40.14 10 | HYDRAULIC POWER SYSTEMS FOR CIVIL WORKS STRUCTURES | 11/23 | ASTM INTERNATIONAL | ASTM | ASTM A312/A312M | Standard Specification for Seamless, Welded, and Heavily Cold Worked Austenitic Stainless Steel Pipes | 2022a
16280 | 35 05 40.14 10 | HYDRAULIC POWER SYSTEMS FOR CIVIL WORKS STRUCTURES | 11/23 | ASTM INTERNATIONAL | ASTM | ASTM A354 | Standard Specification for Quenched and Tempered Alloy Steel Bolts, Studs, and Other Externally Threaded Fasteners | 2017; E 2017; E 2018
16281 | 35 05 40.14 10 | HYDRAULIC POWER SYSTEMS FOR CIVIL WORKS STRUCTURES | 11/23 | ASTM INTERNATIONAL | ASTM | ASTM A516/A516M | Standard Specification for Pressure Vessel Plates, Carbon Steel, for Moderate- and Lower-Temperature Service | 2017
16282 | 35 05 40.14 10 | HYDRAULIC POWER SYSTEMS FOR CIVIL WORKS STRUCTURES | 11/23 | ASTM INTERNATIONAL | ASTM | ASTM A519/A519M | Standard Specification for Seamless Carbon and Alloy Steel Mechanical Tubing | 2023
16283 | 35 05 40.14 10 | HYDRAULIC POWER SYSTEMS FOR CIVIL WORKS STRUCTURES | 11/23 | ASTM INTERNATIONAL | ASTM | ASTM A536 | Standard Specification for Ductile Iron Castings | 1984; R 2019; E 2019
16284 | 35 05 40.14 10 | HYDRAULIC POWER SYSTEMS FOR CIVIL WORKS STRUCTURES | 11/23 | ASTM INTERNATIONAL | ASTM | ASTM A564/A564M | Standard Specification for Hot-Rolled and Cold-Finished Age-Hardening Stainless Steel Bars and Shapes | 2019
16285 | 35 05 40.14 10 | HYDRAULIC POWER SYSTEMS FOR CIVIL WORKS STRUCTURES | 11/23 | ASTM INTERNATIONAL | ASTM | ASTM A576 | Standard Specification for Steel Bars, Carbon, Hot-Wrought, Special Quality | 2023
16286 | 35 05 40.14 10 | HYDRAULIC POWER SYSTEMS FOR CIVIL WORKS STRUCTURES | 11/23 | ASTM INTERNATIONAL | ASTM | ASTM A659/A659M | Standard Specification for Commercial Steel (CS), Sheet and Strip, Carbon (0.16 Maximum to 0.25 Maximum Percent), Hot-Rolled | 2012; R 2017
16287 | 35 05 40.14 10 | HYDRAULIC POWER SYSTEMS FOR CIVIL WORKS STRUCTURES | 11/23 | ASTM INTERNATIONAL | ASTM | ASTM A705/A705M | Standard Specification for Age-Hardening Stainless Steel Forgings | 2023
16288 | 35 05 40.14 10 | HYDRAULIC POWER SYSTEMS FOR CIVIL WORKS STRUCTURES | 11/23 | ASTM INTERNATIONAL | ASTM | ASTM B117 | Standard Practice for Operating Salt Spray (Fog) Apparatus | 2019
16289 | 35 05 40.14 10 | HYDRAULIC POWER SYSTEMS FOR CIVIL WORKS STRUCTURES | 11/23 | ASTM INTERNATIONAL | ASTM | ASTM B177/B177M | Standard Guide for Engineering Chromium Electroplating | 2011; R 2021
16290 | 35 05 40.14 10 | HYDRAULIC POWER SYSTEMS FOR CIVIL WORKS STRUCTURES | 11/23 | ASTM INTERNATIONAL | ASTM | ASTM B209 | Standard Specification for Aluminum and Aluminum-Alloy Sheet and Plate | 2014
16291 | 35 05 40.14 10 | HYDRAULIC POWER SYSTEMS FOR CIVIL WORKS STRUCTURES | 11/23 | ASTM INTERNATIONAL | ASTM | ASTM B254 | Standard Practice for Preparation of and Electroplating on Stainless Steel | 1992; R 2014
16292 | 35 05 40.14 10 | HYDRAULIC POWER SYSTEMS FOR CIVIL WORKS STRUCTURES | 11/23 | ASTM INTERNATIONAL | ASTM | ASTM B505/B505M | Standard Specification for Copper Alloy Continuous Castings | 2023
16293 | 35 05 40.14 10 | HYDRAULIC POWER SYSTEMS FOR CIVIL WORKS STRUCTURES | 11/23 | ASTM INTERNATIONAL | ASTM | ASTM B546 | Standard Specification for Electric Fusion-Welded Ni-Cr-Co-Mo Alloy (UNS N06617), Ni-Fe-Cr-Si Alloys (UNS N08330 and UNS N08332),Ni-Cr-Fe-Al Alloy (UNS N06603), Ni-Cr-Fe Alloy (UNS N06025), and Ni-Cr-Fe-Si Alloy (UNS N06045) Pipe | 2019; R 2024
16294 | 35 05 40.14 10 | HYDRAULIC POWER SYSTEMS FOR CIVIL WORKS STRUCTURES | 11/23 | ASTM INTERNATIONAL | ASTM | ASTM B584 | Standard Specification for Copper Alloy Sand Castings for General Applications | 2022
16295 | 35 05 40.14 10 | HYDRAULIC POWER SYSTEMS FOR CIVIL WORKS STRUCTURES | 11/23 | ASTM INTERNATIONAL | ASTM | ASTM B650 | Standard Specification for Electrodeposited Engineering Chromium Coatings on Ferrous Substrates | 1995; R 2023
16296 | 35 05 40.14 10 | HYDRAULIC POWER SYSTEMS FOR CIVIL WORKS STRUCTURES | 11/23 | ASTM INTERNATIONAL | ASTM | ASTM C633 | Standard Test Method for Adhesion or Cohesion Strength of Thermal Spray Coatings | 2013; R 2017
16297 | 35 05 40.14 10 | HYDRAULIC POWER SYSTEMS FOR CIVIL WORKS STRUCTURES | 11/23 | ASTM INTERNATIONAL | ASTM | ASTM D2794 | Standard Test Method for Resistance of Organic Coatings to the Effects of Rapid Deformation (Impact) | 1993; R 2019
16298 | 35 05 40.14 10 | HYDRAULIC POWER SYSTEMS FOR CIVIL WORKS STRUCTURES | 11/23 | ASTM INTERNATIONAL | ASTM | ASTM D3951 | Commercial Packaging | 2018
16299 | 35 05 40.14 10 | HYDRAULIC POWER SYSTEMS FOR CIVIL WORKS STRUCTURES | 11/23 | ASTM INTERNATIONAL | ASTM | ASTM D5864 | Standard Test Method for Determining Aerobic Aquatic Biodegradation of Lubricants or Their Components | 2011
16300 | 35 05 40.14 10 | HYDRAULIC POWER SYSTEMS FOR CIVIL WORKS STRUCTURES | 11/23 | ASTM INTERNATIONAL | ASTM | ASTM E1920 | Standard Guide for Metallographic Preparation of Thermal Sprayed Coatings | 2003; R 2014
16301 | 35 05 40.14 10 | HYDRAULIC POWER SYSTEMS FOR CIVIL WORKS STRUCTURES | 11/23 | ASTM INTERNATIONAL | ASTM | ASTM F844 | Standard Specification for Washers, Steel, Plain (Flat), Unhardened for General Use | 2019; R 2024
16302 | 35 05 40.14 10 | HYDRAULIC POWER SYSTEMS FOR CIVIL WORKS STRUCTURES | 11/23 | ASTM INTERNATIONAL | ASTM | ASTM F3125/F3125M | Standard Specification for High Strength Structural Bolts and Assemblies, Steel and Alloy Steel, Heat Treated, Inch Dimensions 120 ksi and 150 ksi Minimum Tensile Strength, and Metric Dimensions 830 MPa and 1040 MPa Minimum Tensile Strength | 2019
16303 | 35 05 40.14 10 | HYDRAULIC POWER SYSTEMS FOR CIVIL WORKS STRUCTURES | 11/23 | ASTM INTERNATIONAL | ASTM | ASTM G48 | Standard Test Methods for Pitting and Crevice Corrosion Resistance of Stainless Steels and Related Alloys by Use of Ferric Chloride Solution | 2011; R 2015
16304 | 35 05 40.14 10 | HYDRAULIC POWER SYSTEMS FOR CIVIL WORKS STRUCTURES | 11/23 | ASTM INTERNATIONAL | ASTM | ASTM G85 | Standard Practice for Modified Salt Spray (Fog) Testing | 2011
16305 | 35 05 40.14 10 | HYDRAULIC POWER SYSTEMS FOR CIVIL WORKS STRUCTURES | 11/23 | GERMAN INSTITUTE FOR STANDARDIZATION | DIN | DIN 53504 | Testing of Rubber - Determination of Tensile Strength at break, Tensile Strength at Yield, Elongation at Break and Stress values in a Tensile Test | 2017
16306 | 35 05 40.14 10 | HYDRAULIC POWER SYSTEMS FOR CIVIL WORKS STRUCTURES | 11/23 | INSTITUTE OF ELECTRICAL AND ELECTRONICS ENGINEERS | IEEE | IEEE C57.12.70 | Standard Terminal Markings and Connections for Distribution and Power Transformers | 2020
16307 | 35 05 40.14 10 | HYDRAULIC POWER SYSTEMS FOR CIVIL WORKS STRUCTURES | 11/23 | INTERNATIONAL ORGANIZATION FOR STANDARDIZATION | ISO | ISO 34-1 | Rubber, Vulcanized or Thermoplastic -- Determination of Tear Strength -- Part 1: Trouser, Angle and Crescent Test Pieces | 2022
16308 | 35 05 40.14 10 | HYDRAULIC POWER SYSTEMS FOR CIVIL WORKS STRUCTURES | 11/23 | INTERNATIONAL ORGANIZATION FOR STANDARDIZATION | ISO | ISO 48-4 | Rubber, Vulcanized or Thermoplastic -- Determination of Hardness -- Part 4: Indentation Hardness by Durometer Method (Shore Hardness) - First Edition | 2018
16309 | 35 05 40.14 10 | HYDRAULIC POWER SYSTEMS FOR CIVIL WORKS STRUCTURES | 11/23 | INTERNATIONAL ORGANIZATION FOR STANDARDIZATION | ISO | ISO 815-1 | Rubber, Vulcanized or Thermoplastic -- Determination of Compression Set -- Part 1: At Ambient or Elevated Temperatures | 2019
16310 | 35 05 40.14 10 | HYDRAULIC POWER SYSTEMS FOR CIVIL WORKS STRUCTURES | 11/23 | INTERNATIONAL ORGANIZATION FOR STANDARDIZATION | ISO | ISO 1183-1 | Plastics - Methods for Determining the Density of Non-Cellular Plastics - Part 1: Immersion Method, Liquid Pycnometer Method and Titration Method | 2012
16311 | 35 05 40.14 10 | HYDRAULIC POWER SYSTEMS FOR CIVIL WORKS STRUCTURES | 11/23 | INTERNATIONAL ORGANIZATION FOR STANDARDIZATION | ISO | ISO 1219-1 | Fluid Power Systems and Components Graphic Symbols and Circuit Diagrams - Part 1: Graphic Symbols for Conventional Use and Data-Processing Applications | 2012; Amd 1 2016
16312 | 35 05 40.14 10 | HYDRAULIC POWER SYSTEMS FOR CIVIL WORKS STRUCTURES | 11/23 | INTERNATIONAL ORGANIZATION FOR STANDARDIZATION | ISO | ISO 1219-2 | Fluid Power Systems and Components Graphic Symbols and Circuit Diagrams - Part 2: Circuit Diagrams | 2012
16313 | 35 05 40.14 10 | HYDRAULIC POWER SYSTEMS FOR CIVIL WORKS STRUCTURES | 11/23 | INTERNATIONAL ORGANIZATION FOR STANDARDIZATION | ISO | ISO 1817 | Rubber, Vulcanized or Thermoplastic - Determination of the Effect of Liquids - Sixth Edition | 2015
16314 | 35 05 40.14 10 | HYDRAULIC POWER SYSTEMS FOR CIVIL WORKS STRUCTURES | 11/23 | INTERNATIONAL ORGANIZATION FOR STANDARDIZATION | ISO | ISO 3274 | Geometrical products Specifications (GPS) - Surface Texture:Profile method - Nominal Characteristics of Contact (Stylus) Instruments - Second Edition | 1996, Corr 1998
16315 | 35 05 40.14 10 | HYDRAULIC POWER SYSTEMS FOR CIVIL WORKS STRUCTURES | 11/23 | INTERNATIONAL ORGANIZATION FOR STANDARDIZATION | ISO | ISO 4021 | Hydraulic Fluid Power - Particulate Contamination Analysis - Extraction of Fluid Samples from Lines of an Operating System | 1992
16316 | 35 05 40.14 10 | HYDRAULIC POWER SYSTEMS FOR CIVIL WORKS STRUCTURES | 11/23 | INTERNATIONAL ORGANIZATION FOR STANDARDIZATION | ISO | ISO 4287 | Geometrical Product Specifications (GPS) - Surface Texture: Profile Method - Terms, Definitions and Surface Texture Parameters - First Edition | 1997, Amd 1 2009
16317 | 35 05 40.14 10 | HYDRAULIC POWER SYSTEMS FOR CIVIL WORKS STRUCTURES | 11/23 | INTERNATIONAL ORGANIZATION FOR STANDARDIZATION | ISO | ISO 4288 | Geometrical Product Specifications (GPS) - Surface Texture: Profile Method - Rules and Procedures for the Assessment of Surface Texture - Second Edition | 1996, Corr 1 1998
16318 | 35 05 40.14 10 | HYDRAULIC POWER SYSTEMS FOR CIVIL WORKS STRUCTURES | 11/23 | INTERNATIONAL ORGANIZATION FOR STANDARDIZATION | ISO | ISO 4406 | Hydraulic Fluid Power - Fluids - Method for Coding the Level of Contamination by Solid Particles | 2021
16319 | 35 05 40.14 10 | HYDRAULIC POWER SYSTEMS FOR CIVIL WORKS STRUCTURES | 11/23 | INTERNATIONAL ORGANIZATION FOR STANDARDIZATION | ISO | ISO 4407 | Hydraulic Fluid Power - Fluid Contamination - Determination of Particulate Contamination by the Counting Method Using an Optical Microscope | 2002
16320 | 35 05 40.14 10 | HYDRAULIC POWER SYSTEMS FOR CIVIL WORKS STRUCTURES | 11/23 | INTERNATIONAL ORGANIZATION FOR STANDARDIZATION | ISO | ISO 4413 | Hydraulic Fluid Power — General Rules and Safety Requirements for Systems and Their Components | 2010
16321 | 35 05 40.14 10 | HYDRAULIC POWER SYSTEMS FOR CIVIL WORKS STRUCTURES | 11/23 | INTERNATIONAL ORGANIZATION FOR STANDARDIZATION | ISO | ISO 4516 | Metallic and Other Inorganic Coatings - Vickers and Knoop Microhardness Tests | 2002
16322 | 35 05 40.14 10 | HYDRAULIC POWER SYSTEMS FOR CIVIL WORKS STRUCTURES | 11/23 | INTERNATIONAL ORGANIZATION FOR STANDARDIZATION | ISO | ISO 5598 | Fluid Power Systems and Components - Vocabulary | 2020
16323 | 35 05 40.14 10 | HYDRAULIC POWER SYSTEMS FOR CIVIL WORKS STRUCTURES | 11/23 | INTERNATIONAL ORGANIZATION FOR STANDARDIZATION | ISO | ISO 5817 | Welding - Fusion-Welded Joints in Steel, Nickel, Titanium And Their Alloys (Beam Welding Excluded) - Quality Levels For Imperfections - Third Edition | 2014
16324 | 35 05 40.14 10 | HYDRAULIC POWER SYSTEMS FOR CIVIL WORKS STRUCTURES | 11/23 | INTERNATIONAL ORGANIZATION FOR STANDARDIZATION | ISO | ISO 6507 | Metallic Materials -- Vickers Hardness Test -- Part 1: Test Method - Fourth Edition | 2018
16325 | 35 05 40.14 10 | HYDRAULIC POWER SYSTEMS FOR CIVIL WORKS STRUCTURES | 11/23 | INTERNATIONAL ORGANIZATION FOR STANDARDIZATION | ISO | ISO 9001 | Quality Management Systems- Requirements | 2015
16326 | 35 05 40.14 10 | HYDRAULIC POWER SYSTEMS FOR CIVIL WORKS STRUCTURES | 11/23 | INTERNATIONAL ORGANIZATION FOR STANDARDIZATION | ISO | ISO 9223 | Corrosion of Metals and Alloys — Corrosivity of Atmospheres — Classification, Determination and Estimation - Second Edition | 2012
16327 | 35 05 40.14 10 | HYDRAULIC POWER SYSTEMS FOR CIVIL WORKS STRUCTURES | 11/23 | INTERNATIONAL ORGANIZATION FOR STANDARDIZATION | ISO | ISO 9227 | Corrosion Tests in Artificial Atmospheres - Salt Spray Tests - Fourth Edition | 2017
16328 | 35 05 40.14 10 | HYDRAULIC POWER SYSTEMS FOR CIVIL WORKS STRUCTURES | 11/23 | INTERNATIONAL ORGANIZATION FOR STANDARDIZATION | ISO | ISO 9461 | Hydraulic Fluid Power - Identification of Valve Ports, Subplates, Control Devices and Solenoids | 1992
16329 | 35 05 40.14 10 | HYDRAULIC POWER SYSTEMS FOR CIVIL WORKS STRUCTURES | 11/23 | INTERNATIONAL ORGANIZATION FOR STANDARDIZATION | ISO | ISO 10763 | Hydraulic Fluid Power - Plain-end, Seamless and Welded Precision Steel Tubes - Dimensions and Nominal Working Pressures | 2020
16330 | 35 05 40.14 10 | HYDRAULIC POWER SYSTEMS FOR CIVIL WORKS STRUCTURES | 11/23 | INTERNATIONAL ORGANIZATION FOR STANDARDIZATION | ISO | ISO 11500 | Hydraulic Fluid Power - Determination of the Particulate Contamination Level of a Liquid Sample by Automatic Particle Counting Using the Light-Extinction Principle - Second Addition | 2008
16331 | 35 05 40.14 10 | HYDRAULIC POWER SYSTEMS FOR CIVIL WORKS STRUCTURES | 11/23 | INTERNATIONAL ORGANIZATION FOR STANDARDIZATION | ISO | ISO 11727 | Pneumatic Fluid Power - Identification of Ports and Control Mechanisms of Control Valves and Other Components | 1999
16332 | 35 05 40.14 10 | HYDRAULIC POWER SYSTEMS FOR CIVIL WORKS STRUCTURES | 11/23 | INTERNATIONAL ORGANIZATION FOR STANDARDIZATION | ISO | ISO 13565 | Geometrical Product Specifications (GPS) - Surface Texture: Profile Method; Surfaces Having Stratified Functional Properties - Part 1: Filtering and General Measurement Conditions | 1996, Corr 1998
16333 | 35 05 40.14 10 | HYDRAULIC POWER SYSTEMS FOR CIVIL WORKS STRUCTURES | 11/23 | INTERNATIONAL ORGANIZATION FOR STANDARDIZATION | ISO | ISO 15614-1 | Specification and Qualification of Welding Procedures for Metallic Materials - Welding Procedure test - Part 1: Arc and Gas Welding of Steels and Arc Welding of Nickel and Nickel Alloys - Second Edition; Corrected Version 10/2017 | 2017
16334 | 35 05 40.14 10 | HYDRAULIC POWER SYSTEMS FOR CIVIL WORKS STRUCTURES | 11/23 | INTERNATIONAL ORGANIZATION FOR STANDARDIZATION | ISO | ISO 15614-7 | Specification and Qualification of Welding Procedures for Metallic Materials - Welding Procedure Test - Part 7: Overlay Welding - Second Edition | 2016
16335 | 35 05 40.14 10 | HYDRAULIC POWER SYSTEMS FOR CIVIL WORKS STRUCTURES | 11/23 | INTERNATIONAL ORGANIZATION FOR STANDARDIZATION | ISO | ISO 16889 | Hydraulic Fluid Power - Filters - Multi-Pass Method for Evaluating Filtration Performance of a Filter Element | 2022
16336 | 35 05 40.14 10 | HYDRAULIC POWER SYSTEMS FOR CIVIL WORKS STRUCTURES | 11/23 | MANUFACTURERS STANDARDIZATION SOCIETY OF THE VALVE AND FITTINGS INDUSTRY | MSS | MSS SP-58 | Pipe Hangers and Supports - Materials, Design and Manufacture, Selection, Application, and Installation | 2018
16337 | 35 05 40.14 10 | HYDRAULIC POWER SYSTEMS FOR CIVIL WORKS STRUCTURES | 11/23 | NATIONAL ELECTRICAL MANUFACTURERS ASSOCIATION | NEMA | ANSI C80.1 | American National Standard for Electrical Rigid Steel Conduit (ERSC) | 2020
16338 | 35 05 40.14 10 | HYDRAULIC POWER SYSTEMS FOR CIVIL WORKS STRUCTURES | 11/23 | NATIONAL ELECTRICAL MANUFACTURERS ASSOCIATION | NEMA | NEMA ICS 1 | Standard for Industrial Control and Systems: General Requirements | 2022
16339 | 35 05 40.14 10 | HYDRAULIC POWER SYSTEMS FOR CIVIL WORKS STRUCTURES | 11/23 | NATIONAL ELECTRICAL MANUFACTURERS ASSOCIATION | NEMA | NEMA ICS 2 | Industrial Control and Systems Controllers, Contactors, and Overload Relays Rated 600 V | 2000; R 2020
16340 | 35 05 40.14 10 | HYDRAULIC POWER SYSTEMS FOR CIVIL WORKS STRUCTURES | 11/23 | NATIONAL ELECTRICAL MANUFACTURERS ASSOCIATION | NEMA | NEMA ICS 6 | Industrial Control and Systems: Enclosures | 1993; R 2016
16341 | 35 05 40.14 10 | HYDRAULIC POWER SYSTEMS FOR CIVIL WORKS STRUCTURES | 11/23 | NATIONAL ELECTRICAL MANUFACTURERS ASSOCIATION | NEMA | NEMA MG 1 | Motors and Generators | 2021
16342 | 35 05 40.14 10 | HYDRAULIC POWER SYSTEMS FOR CIVIL WORKS STRUCTURES | 11/23 | NATIONAL ELECTRICAL MANUFACTURERS ASSOCIATION | NEMA | NEMA RN 1 | Polyvinyl-Chloride (PVC) Externally Coated Galvanized Rigid Steel Conduit and Intermediate Metal Conduit | 2005; R 2013
16343 | 35 05 40.14 10 | HYDRAULIC POWER SYSTEMS FOR CIVIL WORKS STRUCTURES | 11/23 | NATIONAL FIRE PROTECTION ASSOCIATION | NFPA | NFPA 70 | National Electrical Code | 2023
16344 | 35 05 40.14 10 | HYDRAULIC POWER SYSTEMS FOR CIVIL WORKS STRUCTURES | 11/23 | NATIONAL FLUID POWER ASSOCIATION | NFLPA | ANSI/NFLPA T3.16.2 | Hydraulic Fluid Power - Design for Nonintegral Industrial Reservoirs | 1997; Rev 1; Reapproved 2005
16345 | 35 05 40.14 10 | HYDRAULIC POWER SYSTEMS FOR CIVIL WORKS STRUCTURES | 11/23 | NATIONAL FLUID POWER ASSOCIATION | NFLPA | NFLPA T2.13.1 | Recommended Practice – Hydraulic Fluid Power – Use Of Fire Resistant Fluids In Industrial Systems | 2007; 5th Ed
16346 | 35 05 40.14 10 | HYDRAULIC POWER SYSTEMS FOR CIVIL WORKS STRUCTURES | 11/23 | NATIONAL FLUID POWER ASSOCIATION | NFLPA | NFLPA T3.5.1 | Hydraulic Fluid Power - Valves, Mounting Surfaces | 2002; R 2021
16347 | 35 05 40.14 10 | HYDRAULIC POWER SYSTEMS FOR CIVIL WORKS STRUCTURES | 11/23 | SOCIETY OF AUTOMOTIVE ENGINEERS INTERNATIONAL | SAE | SAE J514 | Hydraulic Tube Fittings | 2012
16348 | 35 05 40.14 10 | HYDRAULIC POWER SYSTEMS FOR CIVIL WORKS STRUCTURES | 11/23 | SOCIETY OF AUTOMOTIVE ENGINEERS INTERNATIONAL | SAE | SAE J517 | Hydraulic Hose | 2020
16349 | 35 05 40.14 10 | HYDRAULIC POWER SYSTEMS FOR CIVIL WORKS STRUCTURES | 11/23 | SOCIETY OF AUTOMOTIVE ENGINEERS INTERNATIONAL | SAE | SAE J518-1 | Hydraulic Flanged Tube, Pipe, and Hose Connections, 4-Screw Flange Connection Part 1: 3.5 MPa to 35 MPa (Code 61) | 2013
16350 | 35 05 40.14 10 | HYDRAULIC POWER SYSTEMS FOR CIVIL WORKS STRUCTURES | 11/23 | SOCIETY OF AUTOMOTIVE ENGINEERS INTERNATIONAL | SAE | SAE J1273 | Recommended Practices for Hydraulic Hose Assemblies | 2019
16351 | 35 05 40.14 10 | HYDRAULIC POWER SYSTEMS FOR CIVIL WORKS STRUCTURES | 11/23 | U.S. ENVIRONMENTAL PROTECTION AGENCY | EPA | EPA 560/6-82-002 | Guidelines and Support Documents for Environmental Effects Testing | 1982
16352 | 35 05 40.14 10 | HYDRAULIC POWER SYSTEMS FOR CIVIL WORKS STRUCTURES | 11/23 | UNDERWRITERS LABORATORIES | UL | UL 6 | UL Standard for Safety Electrical Rigid Metal Conduit-Steel | 2022
16353 | 35 05 40.14 10 | HYDRAULIC POWER SYSTEMS FOR CIVIL WORKS STRUCTURES | 11/23 | UNDERWRITERS LABORATORIES | UL | UL 50 | UL Standard for Safety Enclosures for Electrical Equipment, Non-Environmental Considerations | 2024
16354 | 35 05 40.17 | SELF-LUBRICATED MATERIALS, FABRICATION, HANDLING, AND ASSEMBLY | 08/20 CHG 1: 08/23 | ASTM INTERNATIONAL | ASTM | ASTM A148/A148M | Standard Specification for Steel Castings, High Strength, for Structural Purposes | 2020; E 2020
16355 | 35 05 40.17 | SELF-LUBRICATED MATERIALS, FABRICATION, HANDLING, AND ASSEMBLY | 08/20 CHG 1: 08/23 | ASTM INTERNATIONAL | ASTM | ASTM A564/A564M | Standard Specification for Hot-Rolled and Cold-Finished Age-Hardening Stainless Steel Bars and Shapes | 2019
16356 | 35 05 40.17 | SELF-LUBRICATED MATERIALS, FABRICATION, HANDLING, AND ASSEMBLY | 08/20 CHG 1: 08/23 | ASTM INTERNATIONAL | ASTM | ASTM B584 | Standard Specification for Copper Alloy Sand Castings for General Applications | 2022
16357 | 35 05 40.17 | SELF-LUBRICATED MATERIALS, FABRICATION, HANDLING, AND ASSEMBLY | 08/20 CHG 1: 08/23 | ASTM INTERNATIONAL | ASTM | ASTM B929 | Standard Specification for Copper-Nickel-Tin Spinodal Alloy Rod and Bar | 2017
16358 | 35 05 40.17 | SELF-LUBRICATED MATERIALS, FABRICATION, HANDLING, AND ASSEMBLY | 08/20 CHG 1: 08/23 | ASTM INTERNATIONAL | ASTM | ASTM D149 | Dielectric Breakdown Voltage and Dielectric Strength of Solid Electrical Insulating Materials at Commercial Power Frequencies | 2020
16359 | 35 05 40.17 | SELF-LUBRICATED MATERIALS, FABRICATION, HANDLING, AND ASSEMBLY | 08/20 CHG 1: 08/23 | ASTM INTERNATIONAL | ASTM | ASTM D412 | Standard Test Methods for Vulcanized Rubber and Thermoplastic Elastomers - Tension | 2016; R 2021
16360 | 35 05 40.17 | SELF-LUBRICATED MATERIALS, FABRICATION, HANDLING, AND ASSEMBLY | 08/20 CHG 1: 08/23 | ASTM INTERNATIONAL | ASTM | ASTM D570 | Standard Test Method for Water Absorption of Plastics | 1998; E 2010; R 2010
16361 | 35 05 40.17 | SELF-LUBRICATED MATERIALS, FABRICATION, HANDLING, AND ASSEMBLY | 08/20 CHG 1: 08/23 | ASTM INTERNATIONAL | ASTM | ASTM D695 | Standard Test Method for Compressive Properties of Rigid Plastics | 2010
16362 | 35 05 40.17 | SELF-LUBRICATED MATERIALS, FABRICATION, HANDLING, AND ASSEMBLY | 08/20 CHG 1: 08/23 | ASTM INTERNATIONAL | ASTM | ASTM D2240 | Standard Test Method for Rubber Property - Durometer Hardness | 2015; E 2017
16363 | 35 05 40.17 | SELF-LUBRICATED MATERIALS, FABRICATION, HANDLING, AND ASSEMBLY | 08/20 CHG 1: 08/23 | ASTM INTERNATIONAL | ASTM | ASTM D3846 | Standard Test Method for In-Plane Shear Strength of Reinforced Plastics | 2008
16364 | 35 05 40.17 | SELF-LUBRICATED MATERIALS, FABRICATION, HANDLING, AND ASSEMBLY | 08/20 CHG 1: 08/23 | U.S. ARMY CORPS OF ENGINEERS | USACE | CERL TR 99/104 | Greaseless Bushings for Hydropower Applications: Program, Testing, and Results | 1999
16365 | 35 20 14 | STOPLOGS | 08/22 | AMERICAN WELDING SOCIETY | AWS | AWS D1.1/D1.1M | Structural Welding Code - Steel | 2020; Errata 1 2021
16366 | 35 20 14 | STOPLOGS | 08/22 | AMERICAN WELDING SOCIETY | AWS | AWS D1.2/D1.2M | Structural Welding Code - Aluminum | 2014; Errata 1 2014; Errata 2 2020
16367 | 35 20 14 | STOPLOGS | 08/22 | ASTM INTERNATIONAL | ASTM | ASTM A36/A36M | Standard Specification for Carbon Structural Steel | 2019
16368 | 35 20 14 | STOPLOGS | 08/22 | ASTM INTERNATIONAL | ASTM | ASTM A242/A242M | Standard Specification for High-Strength Low-Alloy Structural Steel | 2024
16369 | 35 20 14 | STOPLOGS | 08/22 | ASTM INTERNATIONAL | ASTM | ASTM A307 | Standard Specification for Carbon Steel Bolts, Studs, and Threaded Rod 60 000 PSI Tensile Strength | 2021
16370 | 35 20 14 | STOPLOGS | 08/22 | ASTM INTERNATIONAL | ASTM | ASTM A320/A320M | Standard Specification for Alloy-Steel and Stainless Steel Bolting for Low-Temperature Service | 2024
16371 | 35 20 14 | STOPLOGS | 08/22 | ASTM INTERNATIONAL | ASTM | ASTM A529/A529M | Standard Specification for High-Strength Carbon-Manganese Steel of Structural Quality | 2019
16372 | 35 20 14 | STOPLOGS | 08/22 | ASTM INTERNATIONAL | ASTM | ASTM A572/A572M | Standard Specification for High-Strength Low-Alloy Columbium-Vanadium Structural Steel | 2021; E 2021
16373 | 35 20 14 | STOPLOGS | 08/22 | ASTM INTERNATIONAL | ASTM | ASTM A588/A588M | Standard Specification for High-Strength Low-Alloy Structural Steel, up to 50 ksi [345 MPa] Minimum Yield Point, with Atmospheric Corrosion Resistance | 2019
16374 | 35 20 14 | STOPLOGS | 08/22 | ASTM INTERNATIONAL | ASTM | ASTM A709/A709M | Standard Specification for Structural Steel for Bridges | 2021
16375 | 35 20 14 | STOPLOGS | 08/22 | ASTM INTERNATIONAL | ASTM | ASTM A992/A992M | Standard Specification for Structural Steel Shapes | 2022
16376 | 35 20 14 | STOPLOGS | 08/22 | ASTM INTERNATIONAL | ASTM | ASTM B221 | Standard Specification for Aluminum and Aluminum-Alloy Extruded Bars, Rods, Wire, Profiles, and Tubes | 2021
16377 | 35 20 14 | STOPLOGS | 08/22 | ASTM INTERNATIONAL | ASTM | ASTM B308/B308M | Standard Specification for Aluminum-Alloy 6061-T6 Standard Structural Profiles | 2010; R 2020
16378 | 35 20 14 | STOPLOGS | 08/22 | ASTM INTERNATIONAL | ASTM | ASTM D395 | Standard Test Methods for Rubber Property - Compression Set | 2016; E 2017
16379 | 35 20 14 | STOPLOGS | 08/22 | ASTM INTERNATIONAL | ASTM | ASTM D412 | Standard Test Methods for Vulcanized Rubber and Thermoplastic Elastomers - Tension | 2016; R 2021
16380 | 35 20 14 | STOPLOGS | 08/22 | ASTM INTERNATIONAL | ASTM | ASTM D413 | Standard Test Methods for Rubber Property - Adhesion to Flexible Substrate | 1998; R 2017
16381 | 35 20 14 | STOPLOGS | 08/22 | ASTM INTERNATIONAL | ASTM | ASTM D471 | Standard Test Method for Rubber Property - Effect of Liquids | 2016a
16382 | 35 20 14 | STOPLOGS | 08/22 | ASTM INTERNATIONAL | ASTM | ASTM D572 | Rubber Deterioration by Heat and Oxygen | 2004; R 2019
16383 | 35 20 14 | STOPLOGS | 08/22 | ASTM INTERNATIONAL | ASTM | ASTM D2240 | Standard Test Method for Rubber Property - Durometer Hardness | 2015; E 2017
16384 | 35 20 14 | STOPLOGS | 08/22 | ASTM INTERNATIONAL | ASTM | ASTM F3125/F3125M | Standard Specification for High Strength Structural Bolts and Assemblies, Steel and Alloy Steel, Heat Treated, Inch Dimensions 120 ksi and 150 ksi Minimum Tensile Strength, and Metric Dimensions 830 MPa and 1040 MPa Minimum Tensile Strength | 2019
16385 | 35 20 15 | FRP COMPOSITES FOR LOW-HEAD WATER CONTROL STRUCTURES | 08/18, CHG 1: 08/20 | AMERICAN COMPOSITES MANUFACTURER'S ASSOCIATION | ACMA | ACMA Code | Code of Standard Practice: Industry Guidelines for Fabrication and Installation of Pultruded FRP Structures | 2011
16386 | 35 20 15 | FRP COMPOSITES FOR LOW-HEAD WATER CONTROL STRUCTURES | 08/18, CHG 1: 08/20 | AMERICAN SOCIETY OF CIVIL ENGINEERS | ASCE | ASCE 7-16 | Minimum Design Loads and Associated Criteria for Buildings and Other Structures | 2017; Errata 2018; Supp 1 2018
16387 | 35 20 15 | FRP COMPOSITES FOR LOW-HEAD WATER CONTROL STRUCTURES | 08/18, CHG 1: 08/20 | AMERICAN SOCIETY OF MECHANICAL ENGINEERS | ASME | ASME B18.2.2 | Nuts for General Applications: Machine Screw Nuts, and Hex, Square, Hex Flange, and Coupling Nuts (Inch Series) | 2022
16388 | 35 20 15 | FRP COMPOSITES FOR LOW-HEAD WATER CONTROL STRUCTURES | 08/18, CHG 1: 08/20 | AMERICAN SOCIETY OF MECHANICAL ENGINEERS | ASME | ASME B18.21.1 | Washers: Helical Spring-Lock, Tooth Lock, and Plain Washers (Inch Series) | 2009; R 2016
16389 | 35 20 15 | FRP COMPOSITES FOR LOW-HEAD WATER CONTROL STRUCTURES | 08/18, CHG 1: 08/20 | AMERICAN SOCIETY OF MECHANICAL ENGINEERS | ASME | ASME B18.22M | Metric Plain Washers | 1981; R 2017
16390 | 35 20 15 | FRP COMPOSITES FOR LOW-HEAD WATER CONTROL STRUCTURES | 08/18, CHG 1: 08/20 | AMERICAN WATER WORKS ASSOCIATION | AWWA | AWWA C563 | Fabricated Composite Slide Gates | 2014
16391 | 35 20 15 | FRP COMPOSITES FOR LOW-HEAD WATER CONTROL STRUCTURES | 08/18, CHG 1: 08/20 | ASTM INTERNATIONAL | ASTM | ASTM A36/A36M | Standard Specification for Carbon Structural Steel | 2019
16392 | 35 20 15 | FRP COMPOSITES FOR LOW-HEAD WATER CONTROL STRUCTURES | 08/18, CHG 1: 08/20 | ASTM INTERNATIONAL | ASTM | ASTM A193/A193M | Standard Specification for Alloy-Steel and Stainless Steel Bolting Materials for High-Temperature Service and Other Special Purpose Applications | 2024
16393 | 35 20 15 | FRP COMPOSITES FOR LOW-HEAD WATER CONTROL STRUCTURES | 08/18, CHG 1: 08/20 | ASTM INTERNATIONAL | ASTM | ASTM A276/A276M | Standard Specification for Stainless Steel Bars and Shapes | 2024
16394 | 35 20 15 | FRP COMPOSITES FOR LOW-HEAD WATER CONTROL STRUCTURES | 08/18, CHG 1: 08/20 | ASTM INTERNATIONAL | ASTM | ASTM A307 | Standard Specification for Carbon Steel Bolts, Studs, and Threaded Rod 60 000 PSI Tensile Strength | 2021
16395 | 35 20 15 | FRP COMPOSITES FOR LOW-HEAD WATER CONTROL STRUCTURES | 08/18, CHG 1: 08/20 | ASTM INTERNATIONAL | ASTM | ASTM A320/A320M | Standard Specification for Alloy-Steel and Stainless Steel Bolting for Low-Temperature Service | 2024
16396 | 35 20 15 | FRP COMPOSITES FOR LOW-HEAD WATER CONTROL STRUCTURES | 08/18, CHG 1: 08/20 | ASTM INTERNATIONAL | ASTM | ASTM A563 | Standard Specification for Carbon and Alloy Steel Nuts | 2021; E 2022a
16397 | 35 20 15 | FRP COMPOSITES FOR LOW-HEAD WATER CONTROL STRUCTURES | 08/18, CHG 1: 08/20 | ASTM INTERNATIONAL | ASTM | ASTM A564/A564M | Standard Specification for Hot-Rolled and Cold-Finished Age-Hardening Stainless Steel Bars and Shapes | 2019
16398 | 35 20 15 | FRP COMPOSITES FOR LOW-HEAD WATER CONTROL STRUCTURES | 08/18, CHG 1: 08/20 | ASTM INTERNATIONAL | ASTM | ASTM A709/A709M | Standard Specification for Structural Steel for Bridges | 2021
16399 | 35 20 15 | FRP COMPOSITES FOR LOW-HEAD WATER CONTROL STRUCTURES | 08/18, CHG 1: 08/20 | ASTM INTERNATIONAL | ASTM | ASTM A992/A992M | Standard Specification for Structural Steel Shapes | 2022
16400 | 35 20 15 | FRP COMPOSITES FOR LOW-HEAD WATER CONTROL STRUCTURES | 08/18, CHG 1: 08/20 | ASTM INTERNATIONAL | ASTM | ASTM B209 | Standard Specification for Aluminum and Aluminum-Alloy Sheet and Plate | 2014
16401 | 35 20 15 | FRP COMPOSITES FOR LOW-HEAD WATER CONTROL STRUCTURES | 08/18, CHG 1: 08/20 | ASTM INTERNATIONAL | ASTM | ASTM B308/B308M | Standard Specification for Aluminum-Alloy 6061-T6 Standard Structural Profiles | 2010; R 2020
16402 | 35 20 15 | FRP COMPOSITES FOR LOW-HEAD WATER CONTROL STRUCTURES | 08/18, CHG 1: 08/20 | ASTM INTERNATIONAL | ASTM | ASTM D395 | Standard Test Methods for Rubber Property - Compression Set | 2016; E 2017
16403 | 35 20 15 | FRP COMPOSITES FOR LOW-HEAD WATER CONTROL STRUCTURES | 08/18, CHG 1: 08/20 | ASTM INTERNATIONAL | ASTM | ASTM D412 | Standard Test Methods for Vulcanized Rubber and Thermoplastic Elastomers - Tension | 2016; R 2021
16404 | 35 20 15 | FRP COMPOSITES FOR LOW-HEAD WATER CONTROL STRUCTURES | 08/18, CHG 1: 08/20 | ASTM INTERNATIONAL | ASTM | ASTM D471 | Standard Test Method for Rubber Property - Effect of Liquids | 2016a
16405 | 35 20 15 | FRP COMPOSITES FOR LOW-HEAD WATER CONTROL STRUCTURES | 08/18, CHG 1: 08/20 | ASTM INTERNATIONAL | ASTM | ASTM D572 | Rubber Deterioration by Heat and Oxygen | 2004; R 2019
16406 | 35 20 15 | FRP COMPOSITES FOR LOW-HEAD WATER CONTROL STRUCTURES | 08/18, CHG 1: 08/20 | ASTM INTERNATIONAL | ASTM | ASTM D638 | Standard Test Method for Tensile Properties of Plastics | 2014
16407 | 35 20 15 | FRP COMPOSITES FOR LOW-HEAD WATER CONTROL STRUCTURES | 08/18, CHG 1: 08/20 | ASTM INTERNATIONAL | ASTM | ASTM D792 | Density and Specific Gravity (Relative Density) of Plastics by Displacement | 2013
16408 | 35 20 15 | FRP COMPOSITES FOR LOW-HEAD WATER CONTROL STRUCTURES | 08/18, CHG 1: 08/20 | ASTM INTERNATIONAL | ASTM | ASTM D1894 | Static and Kinetic Coefficients of Friction of Plastic Film and Sheeting | 2014
16409 | 35 20 15 | FRP COMPOSITES FOR LOW-HEAD WATER CONTROL STRUCTURES | 08/18, CHG 1: 08/20 | ASTM INTERNATIONAL | ASTM | ASTM D2240 | Standard Test Method for Rubber Property - Durometer Hardness | 2015; E 2017
16410 | 35 20 15 | FRP COMPOSITES FOR LOW-HEAD WATER CONTROL STRUCTURES | 08/18, CHG 1: 08/20 | ASTM INTERNATIONAL | ASTM | ASTM D2563 | Classifying Visual Defects in Glass-Reinforced Plastic Laminate Parts | 2008
16411 | 35 20 15 | FRP COMPOSITES FOR LOW-HEAD WATER CONTROL STRUCTURES | 08/18, CHG 1: 08/20 | ASTM INTERNATIONAL | ASTM | ASTM D3917 | Standard Specification for Dimensional Tolerance of Thermosetting Glass-Reinforced Plastic Pultruded Shapes | 2015a
16412 | 35 20 15 | FRP COMPOSITES FOR LOW-HEAD WATER CONTROL STRUCTURES | 08/18, CHG 1: 08/20 | ASTM INTERNATIONAL | ASTM | ASTM D4020 | Ultra-High-Molecular-Weight Polyethylene Molding and Extrusion Materials | 2011
16413 | 35 20 15 | FRP COMPOSITES FOR LOW-HEAD WATER CONTROL STRUCTURES | 08/18, CHG 1: 08/20 | ASTM INTERNATIONAL | ASTM | ASTM D4329 | Standard Practice for Fluorescent UV Exposure of Plastics | 2013
16414 | 35 20 15 | FRP COMPOSITES FOR LOW-HEAD WATER CONTROL STRUCTURES | 08/18, CHG 1: 08/20 | ASTM INTERNATIONAL | ASTM | ASTM D4385 | Standard Practice for Classifying Visual Defects in Thermosetting Reinforced Plastic Pultruded Products | 2010
16415 | 35 20 15 | FRP COMPOSITES FOR LOW-HEAD WATER CONTROL STRUCTURES | 08/18, CHG 1: 08/20 | ASTM INTERNATIONAL | ASTM | ASTM E488/E488M | Standard Test Methods for Strength of Anchors in Concrete Elements | 2022
16416 | 35 20 15 | FRP COMPOSITES FOR LOW-HEAD WATER CONTROL STRUCTURES | 08/18, CHG 1: 08/20 | ASTM INTERNATIONAL | ASTM | ASTM F436/F436M | Standard Specification for Hardened Steel Washers Inch and Metric Dimensions | 2019
16417 | 35 20 15 | FRP COMPOSITES FOR LOW-HEAD WATER CONTROL STRUCTURES | 08/18, CHG 1: 08/20 | ASTM INTERNATIONAL | ASTM | ASTM F844 | Standard Specification for Washers, Steel, Plain (Flat), Unhardened for General Use | 2019; R 2024
16418 | 35 20 15 | FRP COMPOSITES FOR LOW-HEAD WATER CONTROL STRUCTURES | 08/18, CHG 1: 08/20 | ASTM INTERNATIONAL | ASTM | ASTM F1554 | Standard Specification for Anchor Bolts, Steel, 36, 55, and 105-ksi Yield Strength | 2020
16419 | 35 20 15 | FRP COMPOSITES FOR LOW-HEAD WATER CONTROL STRUCTURES | 08/18, CHG 1: 08/20 | ASTM INTERNATIONAL | ASTM | ASTM F3125/F3125M | Standard Specification for High Strength Structural Bolts and Assemblies, Steel and Alloy Steel, Heat Treated, Inch Dimensions 120 ksi and 150 ksi Minimum Tensile Strength, and Metric Dimensions 830 MPa and 1040 MPa Minimum Tensile Strength | 2019
16420 | 35 20 15 | FRP COMPOSITES FOR LOW-HEAD WATER CONTROL STRUCTURES | 08/18, CHG 1: 08/20 | ASTM INTERNATIONAL | ASTM | ASTM G154 | Standard Practice for Operating Fluorescent Ultraviolet (UV) Lamp Apparatus for Exposure of Materials | 2023
16421 | 35 20 15 | FRP COMPOSITES FOR LOW-HEAD WATER CONTROL STRUCTURES | 08/18, CHG 1: 08/20 | RESEARCH COUNCIL ON STRUCTURAL CONNECTIONS | RCSC | RCSC A348 | RCSC Specification for Structural Joints Using High-strength Bolts | 2020
16422 | 35 20 16.33 | HYDRAULIC MITER GATES | 08/22 | AMERICAN WELDING SOCIETY | AWS | AWS D1.1/D1.1M | Structural Welding Code - Steel | 2020; Errata 1 2021
16423 | 35 20 16.33 | HYDRAULIC MITER GATES | 08/22 | AMERICAN WELDING SOCIETY | AWS | AWS D1.2/D1.2M | Structural Welding Code - Aluminum | 2014; Errata 1 2014; Errata 2 2020
16424 | 35 20 16.33 | HYDRAULIC MITER GATES | 08/22 | AMERICAN WOOD PROTECTION ASSOCIATION | AWPA | AWPA M6 | Brands Used on Preservative Treated Materials | 2024
16425 | 35 20 16.33 | HYDRAULIC MITER GATES | 08/22 | ASTM INTERNATIONAL | ASTM | ASTM A36/A36M | Standard Specification for Carbon Structural Steel | 2019
16426 | 35 20 16.33 | HYDRAULIC MITER GATES | 08/22 | ASTM INTERNATIONAL | ASTM | ASTM A53/A53M | Standard Specification for Pipe, Steel, Black and Hot-Dipped, Zinc-Coated, Welded and Seamless | 2024
16427 | 35 20 16.33 | HYDRAULIC MITER GATES | 08/22 | ASTM INTERNATIONAL | ASTM | ASTM A240/A240M | Standard Specification for Chromium and Chromium-Nickel Stainless Steel Plate, Sheet, and Strip for Pressure Vessels and for General Applications | 2024
16428 | 35 20 16.33 | HYDRAULIC MITER GATES | 08/22 | ASTM INTERNATIONAL | ASTM | ASTM A276/A276M | Standard Specification for Stainless Steel Bars and Shapes | 2024
16429 | 35 20 16.33 | HYDRAULIC MITER GATES | 08/22 | ASTM INTERNATIONAL | ASTM | ASTM A307 | Standard Specification for Carbon Steel Bolts, Studs, and Threaded Rod 60 000 PSI Tensile Strength | 2021
16430 | 35 20 16.33 | HYDRAULIC MITER GATES | 08/22 | ASTM INTERNATIONAL | ASTM | ASTM A320/A320M | Standard Specification for Alloy-Steel and Stainless Steel Bolting for Low-Temperature Service | 2024
16431 | 35 20 16.33 | HYDRAULIC MITER GATES | 08/22 | ASTM INTERNATIONAL | ASTM | ASTM A564/A564M | Standard Specification for Hot-Rolled and Cold-Finished Age-Hardening Stainless Steel Bars and Shapes | 2019
16432 | 35 20 16.33 | HYDRAULIC MITER GATES | 08/22 | ASTM INTERNATIONAL | ASTM | ASTM A572/A572M | Standard Specification for High-Strength Low-Alloy Columbium-Vanadium Structural Steel | 2021; E 2021
16433 | 35 20 16.33 | HYDRAULIC MITER GATES | 08/22 | ASTM INTERNATIONAL | ASTM | ASTM A668/A668M | Standard Specification for Steel Forgings, Carbon and Alloy, for General Industrial Use | 2023
16434 | 35 20 16.33 | HYDRAULIC MITER GATES | 08/22 | ASTM INTERNATIONAL | ASTM | ASTM A709/A709M | Standard Specification for Structural Steel for Bridges | 2021
16435 | 35 20 16.33 | HYDRAULIC MITER GATES | 08/22 | ASTM INTERNATIONAL | ASTM | ASTM A992/A992M | Standard Specification for Structural Steel Shapes | 2022
16436 | 35 20 16.33 | HYDRAULIC MITER GATES | 08/22 | ASTM INTERNATIONAL | ASTM | ASTM B6 | Standard Specification for Zinc | 2023
16437 | 35 20 16.33 | HYDRAULIC MITER GATES | 08/22 | ASTM INTERNATIONAL | ASTM | ASTM D256 | Standard Test Methods for Determining the Izod Pendulum Impact Resistance of Plastics | 2010; R 2018
16438 | 35 20 16.33 | HYDRAULIC MITER GATES | 08/22 | ASTM INTERNATIONAL | ASTM | ASTM D395 | Standard Test Methods for Rubber Property - Compression Set | 2016; E 2017
16439 | 35 20 16.33 | HYDRAULIC MITER GATES | 08/22 | ASTM INTERNATIONAL | ASTM | ASTM D412 | Standard Test Methods for Vulcanized Rubber and Thermoplastic Elastomers - Tension | 2016; R 2021
16440 | 35 20 16.33 | HYDRAULIC MITER GATES | 08/22 | ASTM INTERNATIONAL | ASTM | ASTM D413 | Standard Test Methods for Rubber Property - Adhesion to Flexible Substrate | 1998; R 2017
16441 | 35 20 16.33 | HYDRAULIC MITER GATES | 08/22 | ASTM INTERNATIONAL | ASTM | ASTM D471 | Standard Test Method for Rubber Property - Effect of Liquids | 2016a
16442 | 35 20 16.33 | HYDRAULIC MITER GATES | 08/22 | ASTM INTERNATIONAL | ASTM | ASTM D570 | Standard Test Method for Water Absorption of Plastics | 1998; E 2010; R 2010
16443 | 35 20 16.33 | HYDRAULIC MITER GATES | 08/22 | ASTM INTERNATIONAL | ASTM | ASTM D572 | Rubber Deterioration by Heat and Oxygen | 2004; R 2019
16444 | 35 20 16.33 | HYDRAULIC MITER GATES | 08/22 | ASTM INTERNATIONAL | ASTM | ASTM D638 | Standard Test Method for Tensile Properties of Plastics | 2014
16445 | 35 20 16.33 | HYDRAULIC MITER GATES | 08/22 | ASTM INTERNATIONAL | ASTM | ASTM D792 | Density and Specific Gravity (Relative Density) of Plastics by Displacement | 2013
16446 | 35 20 16.33 | HYDRAULIC MITER GATES | 08/22 | ASTM INTERNATIONAL | ASTM | ASTM D1751 | Standard Specification for Preformed Expansion Joint Filler for Concrete Paving and Structural Construction (Nonextruding and Resilient Bituminous Types) | 2018
16447 | 35 20 16.33 | HYDRAULIC MITER GATES | 08/22 | ASTM INTERNATIONAL | ASTM | ASTM D2240 | Standard Test Method for Rubber Property - Durometer Hardness | 2015; E 2017
16448 | 35 20 16.33 | HYDRAULIC MITER GATES | 08/22 | ASTM INTERNATIONAL | ASTM | ASTM D3019 | Lap Cement Used with Asphalt Roll Roofing Non Fibered, Asbestos Fibered, and Non Asbestos Fibered | 2008
16449 | 35 20 16.33 | HYDRAULIC MITER GATES | 08/22 | ASTM INTERNATIONAL | ASTM | ASTM D4020 | Ultra-High-Molecular-Weight Polyethylene Molding and Extrusion Materials | 2011
16450 | 35 20 16.33 | HYDRAULIC MITER GATES | 08/22 | ASTM INTERNATIONAL | ASTM | ASTM F3125/F3125M | Standard Specification for High Strength Structural Bolts and Assemblies, Steel and Alloy Steel, Heat Treated, Inch Dimensions 120 ksi and 150 ksi Minimum Tensile Strength, and Metric Dimensions 830 MPa and 1040 MPa Minimum Tensile Strength | 2019
16451 | 35 20 16.33 | HYDRAULIC MITER GATES | 08/22 | SOCIETY FOR PROTECTIVE COATINGS | SSPC | SSPC PS 9.01 | Cold-Applied Asphalt Mastic Painting System with Extra-Thick Film | 1982; E 2004
16452 | 35 20 16.39 | HYDRAULIC SECTOR GATES | 08/22 | AMERICAN WELDING SOCIETY | AWS | AWS D1.1/D1.1M | Structural Welding Code - Steel | 2020; Errata 1 2021
16453 | 35 20 16.39 | HYDRAULIC SECTOR GATES | 08/22 | AMERICAN WELDING SOCIETY | AWS | AWS D1.2/D1.2M | Structural Welding Code - Aluminum | 2014; Errata 1 2014; Errata 2 2020
16454 | 35 20 16.39 | HYDRAULIC SECTOR GATES | 08/22 | AMERICAN WOOD PROTECTION ASSOCIATION | AWPA | AWPA M6 | Brands Used on Preservative Treated Materials | 2024
16455 | 35 20 16.39 | HYDRAULIC SECTOR GATES | 08/22 | ASTM INTERNATIONAL | ASTM | ASTM A27/A27M | Standard Specification for Steel Castings, Carbon, for General Application | 2020
16456 | 35 20 16.39 | HYDRAULIC SECTOR GATES | 08/22 | ASTM INTERNATIONAL | ASTM | ASTM A36/A36M | Standard Specification for Carbon Structural Steel | 2019
16457 | 35 20 16.39 | HYDRAULIC SECTOR GATES | 08/22 | ASTM INTERNATIONAL | ASTM | ASTM A53/A53M | Standard Specification for Pipe, Steel, Black and Hot-Dipped, Zinc-Coated, Welded and Seamless | 2024
16458 | 35 20 16.39 | HYDRAULIC SECTOR GATES | 08/22 | ASTM INTERNATIONAL | ASTM | ASTM A148/A148M | Standard Specification for Steel Castings, High Strength, for Structural Purposes | 2020; E 2020
16459 | 35 20 16.39 | HYDRAULIC SECTOR GATES | 08/22 | ASTM INTERNATIONAL | ASTM | ASTM A240/A240M | Standard Specification for Chromium and Chromium-Nickel Stainless Steel Plate, Sheet, and Strip for Pressure Vessels and for General Applications | 2024
16460 | 35 20 16.39 | HYDRAULIC SECTOR GATES | 08/22 | ASTM INTERNATIONAL | ASTM | ASTM A276/A276M | Standard Specification for Stainless Steel Bars and Shapes | 2024
16461 | 35 20 16.39 | HYDRAULIC SECTOR GATES | 08/22 | ASTM INTERNATIONAL | ASTM | ASTM A307 | Standard Specification for Carbon Steel Bolts, Studs, and Threaded Rod 60 000 PSI Tensile Strength | 2021
16462 | 35 20 16.39 | HYDRAULIC SECTOR GATES | 08/22 | ASTM INTERNATIONAL | ASTM | ASTM A320/A320M | Standard Specification for Alloy-Steel and Stainless Steel Bolting for Low-Temperature Service | 2024
16463 | 35 20 16.39 | HYDRAULIC SECTOR GATES | 08/22 | ASTM INTERNATIONAL | ASTM | ASTM A501/A501M | Standard Specification for Hot-Formed Welded and Seamless Carbon Steel Structural Tubing | 2021
16464 | 35 20 16.39 | HYDRAULIC SECTOR GATES | 08/22 | ASTM INTERNATIONAL | ASTM | ASTM A564/A564M | Standard Specification for Hot-Rolled and Cold-Finished Age-Hardening Stainless Steel Bars and Shapes | 2019
16465 | 35 20 16.39 | HYDRAULIC SECTOR GATES | 08/22 | ASTM INTERNATIONAL | ASTM | ASTM A572/A572M | Standard Specification for High-Strength Low-Alloy Columbium-Vanadium Structural Steel | 2021; E 2021
16466 | 35 20 16.39 | HYDRAULIC SECTOR GATES | 08/22 | ASTM INTERNATIONAL | ASTM | ASTM A668/A668M | Standard Specification for Steel Forgings, Carbon and Alloy, for General Industrial Use | 2023
16467 | 35 20 16.39 | HYDRAULIC SECTOR GATES | 08/22 | ASTM INTERNATIONAL | ASTM | ASTM A709/A709M | Standard Specification for Structural Steel for Bridges | 2021
16468 | 35 20 16.39 | HYDRAULIC SECTOR GATES | 08/22 | ASTM INTERNATIONAL | ASTM | ASTM A722/A722M | Standard Specification for Uncoated High-Strength Steel Bar for Prestressing Concrete | 2015
16469 | 35 20 16.39 | HYDRAULIC SECTOR GATES | 08/22 | ASTM INTERNATIONAL | ASTM | ASTM A992/A992M | Standard Specification for Structural Steel Shapes | 2022
16470 | 35 20 16.39 | HYDRAULIC SECTOR GATES | 08/22 | ASTM INTERNATIONAL | ASTM | ASTM B22/B22M | Standard Specification for Bronze Castings for Bridges and Turntables | 2017
16471 | 35 20 16.39 | HYDRAULIC SECTOR GATES | 08/22 | ASTM INTERNATIONAL | ASTM | ASTM B148 | Standard Specification for Aluminum-Bronze Sand Castings | 2014
16472 | 35 20 16.39 | HYDRAULIC SECTOR GATES | 08/22 | ASTM INTERNATIONAL | ASTM | ASTM D256 | Standard Test Methods for Determining the Izod Pendulum Impact Resistance of Plastics | 2010; R 2018
16473 | 35 20 16.39 | HYDRAULIC SECTOR GATES | 08/22 | ASTM INTERNATIONAL | ASTM | ASTM D395 | Standard Test Methods for Rubber Property - Compression Set | 2016; E 2017
16474 | 35 20 16.39 | HYDRAULIC SECTOR GATES | 08/22 | ASTM INTERNATIONAL | ASTM | ASTM D412 | Standard Test Methods for Vulcanized Rubber and Thermoplastic Elastomers - Tension | 2016; R 2021
16475 | 35 20 16.39 | HYDRAULIC SECTOR GATES | 08/22 | ASTM INTERNATIONAL | ASTM | ASTM D413 | Standard Test Methods for Rubber Property - Adhesion to Flexible Substrate | 1998; R 2017
16476 | 35 20 16.39 | HYDRAULIC SECTOR GATES | 08/22 | ASTM INTERNATIONAL | ASTM | ASTM D471 | Standard Test Method for Rubber Property - Effect of Liquids | 2016a
16477 | 35 20 16.39 | HYDRAULIC SECTOR GATES | 08/22 | ASTM INTERNATIONAL | ASTM | ASTM D570 | Standard Test Method for Water Absorption of Plastics | 1998; E 2010; R 2010
16478 | 35 20 16.39 | HYDRAULIC SECTOR GATES | 08/22 | ASTM INTERNATIONAL | ASTM | ASTM D572 | Rubber Deterioration by Heat and Oxygen | 2004; R 2019
16479 | 35 20 16.39 | HYDRAULIC SECTOR GATES | 08/22 | ASTM INTERNATIONAL | ASTM | ASTM D638 | Standard Test Method for Tensile Properties of Plastics | 2014
16480 | 35 20 16.39 | HYDRAULIC SECTOR GATES | 08/22 | ASTM INTERNATIONAL | ASTM | ASTM D792 | Density and Specific Gravity (Relative Density) of Plastics by Displacement | 2013
16481 | 35 20 16.39 | HYDRAULIC SECTOR GATES | 08/22 | ASTM INTERNATIONAL | ASTM | ASTM D2240 | Standard Test Method for Rubber Property - Durometer Hardness | 2015; E 2017
16482 | 35 20 16.39 | HYDRAULIC SECTOR GATES | 08/22 | ASTM INTERNATIONAL | ASTM | ASTM D4020 | Ultra-High-Molecular-Weight Polyethylene Molding and Extrusion Materials | 2011
16483 | 35 20 16.39 | HYDRAULIC SECTOR GATES | 08/22 | ASTM INTERNATIONAL | ASTM | ASTM F3125/F3125M | Standard Specification for High Strength Structural Bolts and Assemblies, Steel and Alloy Steel, Heat Treated, Inch Dimensions 120 ksi and 150 ksi Minimum Tensile Strength, and Metric Dimensions 830 MPa and 1040 MPa Minimum Tensile Strength | 2019
16484 | 35 20 16.39 | HYDRAULIC SECTOR GATES | 08/22 | SOCIETY FOR PROTECTIVE COATINGS | SSPC | SSPC PS 9.01 | Cold-Applied Asphalt Mastic Painting System with Extra-Thick Film | 1982; E 2004
16485 | 35 20 16.46 | HYDRAULIC TAINTER GATES AND ANCHORAGES | 08/22 | AMERICAN WELDING SOCIETY | AWS | AWS D1.1/D1.1M | Structural Welding Code - Steel | 2020; Errata 1 2021
16486 | 35 20 16.46 | HYDRAULIC TAINTER GATES AND ANCHORAGES | 08/22 | AMERICAN WELDING SOCIETY | AWS | AWS D1.2/D1.2M | Structural Welding Code - Aluminum | 2014; Errata 1 2014; Errata 2 2020
16487 | 35 20 16.46 | HYDRAULIC TAINTER GATES AND ANCHORAGES | 08/22 | ASTM INTERNATIONAL | ASTM | ASTM A27/A27M | Standard Specification for Steel Castings, Carbon, for General Application | 2020
16488 | 35 20 16.46 | HYDRAULIC TAINTER GATES AND ANCHORAGES | 08/22 | ASTM INTERNATIONAL | ASTM | ASTM A36/A36M | Standard Specification for Carbon Structural Steel | 2019
16489 | 35 20 16.46 | HYDRAULIC TAINTER GATES AND ANCHORAGES | 08/22 | ASTM INTERNATIONAL | ASTM | ASTM A53/A53M | Standard Specification for Pipe, Steel, Black and Hot-Dipped, Zinc-Coated, Welded and Seamless | 2024
16490 | 35 20 16.46 | HYDRAULIC TAINTER GATES AND ANCHORAGES | 08/22 | ASTM INTERNATIONAL | ASTM | ASTM A148/A148M | Standard Specification for Steel Castings, High Strength, for Structural Purposes | 2020; E 2020
16491 | 35 20 16.46 | HYDRAULIC TAINTER GATES AND ANCHORAGES | 08/22 | ASTM INTERNATIONAL | ASTM | ASTM A240/A240M | Standard Specification for Chromium and Chromium-Nickel Stainless Steel Plate, Sheet, and Strip for Pressure Vessels and for General Applications | 2024
16492 | 35 20 16.46 | HYDRAULIC TAINTER GATES AND ANCHORAGES | 08/22 | ASTM INTERNATIONAL | ASTM | ASTM A276/A276M | Standard Specification for Stainless Steel Bars and Shapes | 2024
16493 | 35 20 16.46 | HYDRAULIC TAINTER GATES AND ANCHORAGES | 08/22 | ASTM INTERNATIONAL | ASTM | ASTM A307 | Standard Specification for Carbon Steel Bolts, Studs, and Threaded Rod 60 000 PSI Tensile Strength | 2021
16494 | 35 20 16.46 | HYDRAULIC TAINTER GATES AND ANCHORAGES | 08/22 | ASTM INTERNATIONAL | ASTM | ASTM A564/A564M | Standard Specification for Hot-Rolled and Cold-Finished Age-Hardening Stainless Steel Bars and Shapes | 2019
16495 | 35 20 16.46 | HYDRAULIC TAINTER GATES AND ANCHORAGES | 08/22 | ASTM INTERNATIONAL | ASTM | ASTM A572/A572M | Standard Specification for High-Strength Low-Alloy Columbium-Vanadium Structural Steel | 2021; E 2021
16496 | 35 20 16.46 | HYDRAULIC TAINTER GATES AND ANCHORAGES | 08/22 | ASTM INTERNATIONAL | ASTM | ASTM A668/A668M | Standard Specification for Steel Forgings, Carbon and Alloy, for General Industrial Use | 2023
16497 | 35 20 16.46 | HYDRAULIC TAINTER GATES AND ANCHORAGES | 08/22 | ASTM INTERNATIONAL | ASTM | ASTM A709/A709M | Standard Specification for Structural Steel for Bridges | 2021
16498 | 35 20 16.46 | HYDRAULIC TAINTER GATES AND ANCHORAGES | 08/22 | ASTM INTERNATIONAL | ASTM | ASTM A722/A722M | Standard Specification for Uncoated High-Strength Steel Bar for Prestressing Concrete | 2015
16499 | 35 20 16.46 | HYDRAULIC TAINTER GATES AND ANCHORAGES | 08/22 | ASTM INTERNATIONAL | ASTM | ASTM A992/A992M | Standard Specification for Structural Steel Shapes | 2022
16500 | 35 20 16.46 | HYDRAULIC TAINTER GATES AND ANCHORAGES | 08/22 | ASTM INTERNATIONAL | ASTM | ASTM B22/B22M | Standard Specification for Bronze Castings for Bridges and Turntables | 2017
16501 | 35 20 16.46 | HYDRAULIC TAINTER GATES AND ANCHORAGES | 08/22 | ASTM INTERNATIONAL | ASTM | ASTM B148 | Standard Specification for Aluminum-Bronze Sand Castings | 2014
16502 | 35 20 16.46 | HYDRAULIC TAINTER GATES AND ANCHORAGES | 08/22 | ASTM INTERNATIONAL | ASTM | ASTM C109/C109M | Standard Test Method for Compressive Strength of Hydraulic Cement Mortars (Using 2-in. or (50-mm) Cube Specimens) | 2023
16503 | 35 20 16.46 | HYDRAULIC TAINTER GATES AND ANCHORAGES | 08/22 | ASTM INTERNATIONAL | ASTM | ASTM C150/C150M | Standard Specification for Portland Cement | 2022
16504 | 35 20 16.46 | HYDRAULIC TAINTER GATES AND ANCHORAGES | 08/22 | ASTM INTERNATIONAL | ASTM | ASTM C939/C939M | Standard Test Method for Flow of Grout for Preplaced-Aggregate Concrete (Flow Cone Method) | 2022
16505 | 35 20 16.46 | HYDRAULIC TAINTER GATES AND ANCHORAGES | 08/22 | ASTM INTERNATIONAL | ASTM | ASTM C940 | Standard Test Method for Expansion and Bleeding of Freshly Mixed Grouts for Preplaced-Aggregate Concrete in the Laboratory | 2022
16506 | 35 20 16.46 | HYDRAULIC TAINTER GATES AND ANCHORAGES | 08/22 | ASTM INTERNATIONAL | ASTM | ASTM D395 | Standard Test Methods for Rubber Property - Compression Set | 2016; E 2017
16507 | 35 20 16.46 | HYDRAULIC TAINTER GATES AND ANCHORAGES | 08/22 | ASTM INTERNATIONAL | ASTM | ASTM D412 | Standard Test Methods for Vulcanized Rubber and Thermoplastic Elastomers - Tension | 2016; R 2021
16508 | 35 20 16.46 | HYDRAULIC TAINTER GATES AND ANCHORAGES | 08/22 | ASTM INTERNATIONAL | ASTM | ASTM D413 | Standard Test Methods for Rubber Property - Adhesion to Flexible Substrate | 1998; R 2017
16509 | 35 20 16.46 | HYDRAULIC TAINTER GATES AND ANCHORAGES | 08/22 | ASTM INTERNATIONAL | ASTM | ASTM D471 | Standard Test Method for Rubber Property - Effect of Liquids | 2016a
16510 | 35 20 16.46 | HYDRAULIC TAINTER GATES AND ANCHORAGES | 08/22 | ASTM INTERNATIONAL | ASTM | ASTM D572 | Rubber Deterioration by Heat and Oxygen | 2004; R 2019
16511 | 35 20 16.46 | HYDRAULIC TAINTER GATES AND ANCHORAGES | 08/22 | ASTM INTERNATIONAL | ASTM | ASTM D2240 | Standard Test Method for Rubber Property - Durometer Hardness | 2015; E 2017
16512 | 35 20 16.46 | HYDRAULIC TAINTER GATES AND ANCHORAGES | 08/22 | ASTM INTERNATIONAL | ASTM | ASTM F3125/F3125M | Standard Specification for High Strength Structural Bolts and Assemblies, Steel and Alloy Steel, Heat Treated, Inch Dimensions 120 ksi and 150 ksi Minimum Tensile Strength, and Metric Dimensions 830 MPa and 1040 MPa Minimum Tensile Strength | 2019
16513 | 35 20 16.53 | HYDRAULIC VERTICAL LIFT GATES | 08/22 | AMERICAN WELDING SOCIETY | AWS | AWS D1.1/D1.1M | Structural Welding Code - Steel | 2020; Errata 1 2021
16514 | 35 20 16.53 | HYDRAULIC VERTICAL LIFT GATES | 08/22 | AMERICAN WELDING SOCIETY | AWS | AWS D1.2/D1.2M | Structural Welding Code - Aluminum | 2014; Errata 1 2014; Errata 2 2020
16515 | 35 20 16.53 | HYDRAULIC VERTICAL LIFT GATES | 08/22 | ASTM INTERNATIONAL | ASTM | ASTM A27/A27M | Standard Specification for Steel Castings, Carbon, for General Application | 2020
16516 | 35 20 16.53 | HYDRAULIC VERTICAL LIFT GATES | 08/22 | ASTM INTERNATIONAL | ASTM | ASTM A36/A36M | Standard Specification for Carbon Structural Steel | 2019
16517 | 35 20 16.53 | HYDRAULIC VERTICAL LIFT GATES | 08/22 | ASTM INTERNATIONAL | ASTM | ASTM A53/A53M | Standard Specification for Pipe, Steel, Black and Hot-Dipped, Zinc-Coated, Welded and Seamless | 2024
16518 | 35 20 16.53 | HYDRAULIC VERTICAL LIFT GATES | 08/22 | ASTM INTERNATIONAL | ASTM | ASTM A148/A148M | Standard Specification for Steel Castings, High Strength, for Structural Purposes | 2020; E 2020
16519 | 35 20 16.53 | HYDRAULIC VERTICAL LIFT GATES | 08/22 | ASTM INTERNATIONAL | ASTM | ASTM A240/A240M | Standard Specification for Chromium and Chromium-Nickel Stainless Steel Plate, Sheet, and Strip for Pressure Vessels and for General Applications | 2024
16520 | 35 20 16.53 | HYDRAULIC VERTICAL LIFT GATES | 08/22 | ASTM INTERNATIONAL | ASTM | ASTM A276/A276M | Standard Specification for Stainless Steel Bars and Shapes | 2024
16521 | 35 20 16.53 | HYDRAULIC VERTICAL LIFT GATES | 08/22 | ASTM INTERNATIONAL | ASTM | ASTM A307 | Standard Specification for Carbon Steel Bolts, Studs, and Threaded Rod 60 000 PSI Tensile Strength | 2021
16522 | 35 20 16.53 | HYDRAULIC VERTICAL LIFT GATES | 08/22 | ASTM INTERNATIONAL | ASTM | ASTM A320/A320M | Standard Specification for Alloy-Steel and Stainless Steel Bolting for Low-Temperature Service | 2024
16523 | 35 20 16.53 | HYDRAULIC VERTICAL LIFT GATES | 08/22 | ASTM INTERNATIONAL | ASTM | ASTM A564/A564M | Standard Specification for Hot-Rolled and Cold-Finished Age-Hardening Stainless Steel Bars and Shapes | 2019
16524 | 35 20 16.53 | HYDRAULIC VERTICAL LIFT GATES | 08/22 | ASTM INTERNATIONAL | ASTM | ASTM A572/A572M | Standard Specification for High-Strength Low-Alloy Columbium-Vanadium Structural Steel | 2021; E 2021
16525 | 35 20 16.53 | HYDRAULIC VERTICAL LIFT GATES | 08/22 | ASTM INTERNATIONAL | ASTM | ASTM A709/A709M | Standard Specification for Structural Steel for Bridges | 2021
16526 | 35 20 16.53 | HYDRAULIC VERTICAL LIFT GATES | 08/22 | ASTM INTERNATIONAL | ASTM | ASTM A992/A992M | Standard Specification for Structural Steel Shapes | 2022
16527 | 35 20 16.53 | HYDRAULIC VERTICAL LIFT GATES | 08/22 | ASTM INTERNATIONAL | ASTM | ASTM D395 | Standard Test Methods for Rubber Property - Compression Set | 2016; E 2017
16528 | 35 20 16.53 | HYDRAULIC VERTICAL LIFT GATES | 08/22 | ASTM INTERNATIONAL | ASTM | ASTM D412 | Standard Test Methods for Vulcanized Rubber and Thermoplastic Elastomers - Tension | 2016; R 2021
16529 | 35 20 16.53 | HYDRAULIC VERTICAL LIFT GATES | 08/22 | ASTM INTERNATIONAL | ASTM | ASTM D413 | Standard Test Methods for Rubber Property - Adhesion to Flexible Substrate | 1998; R 2017
16530 | 35 20 16.53 | HYDRAULIC VERTICAL LIFT GATES | 08/22 | ASTM INTERNATIONAL | ASTM | ASTM D471 | Standard Test Method for Rubber Property - Effect of Liquids | 2016a
16531 | 35 20 16.53 | HYDRAULIC VERTICAL LIFT GATES | 08/22 | ASTM INTERNATIONAL | ASTM | ASTM D572 | Rubber Deterioration by Heat and Oxygen | 2004; R 2019
16532 | 35 20 16.53 | HYDRAULIC VERTICAL LIFT GATES | 08/22 | ASTM INTERNATIONAL | ASTM | ASTM D2240 | Standard Test Method for Rubber Property - Durometer Hardness | 2015; E 2017
16533 | 35 20 16.53 | HYDRAULIC VERTICAL LIFT GATES | 08/22 | ASTM INTERNATIONAL | ASTM | ASTM F3125/F3125M | Standard Specification for High Strength Structural Bolts and Assemblies, Steel and Alloy Steel, Heat Treated, Inch Dimensions 120 ksi and 150 ksi Minimum Tensile Strength, and Metric Dimensions 830 MPa and 1040 MPa Minimum Tensile Strength | 2019
16534 | 35 20 16.53 | HYDRAULIC VERTICAL LIFT GATES | 08/22 | U.S. GENERAL SERVICES ADMINISTRATION | GSA | FS RR-W-410 | Wire Rope and Strand | 2022; Rev J
16535 | 35 20 16.54 | SLIDE GATES AND ACTUATORS | 05/21 | AMERICAN GEAR MANUFACTURERS ASSOCIATION | AGMA | AGMA 6010 | Standard for Spur, Helical, Herringbone, and Bevel Enclosed Drives | 1997F
16536 | 35 20 16.54 | SLIDE GATES AND ACTUATORS | 05/21 | AMERICAN SOCIETY OF MECHANICAL ENGINEERS | ASME | ASME B1.1 | Unified Inch Screw Threads (UN, UNR, and UNJ Thread Form) | 2024
16537 | 35 20 16.54 | SLIDE GATES AND ACTUATORS | 05/21 | AMERICAN WATER WORKS ASSOCIATION | AWWA | AWWA C542 | Electric Motor Actuators for Valves and Slide Gates | 2016
16538 | 35 20 16.54 | SLIDE GATES AND ACTUATORS | 05/21 | AMERICAN WATER WORKS ASSOCIATION | AWWA | AWWA C560 | Cast-Iron Slide Gates | 2014
16539 | 35 20 16.54 | SLIDE GATES AND ACTUATORS | 05/21 | AMERICAN WATER WORKS ASSOCIATION | AWWA | AWWA C561 | Fabricated Stainless-Steel Slide Gates | 2012
16540 | 35 20 16.54 | SLIDE GATES AND ACTUATORS | 05/21 | ASTM INTERNATIONAL | ASTM | ASTM A36/A36M | Standard Specification for Carbon Structural Steel | 2019
16541 | 35 20 16.54 | SLIDE GATES AND ACTUATORS | 05/21 | ASTM INTERNATIONAL | ASTM | ASTM A48/A48M | Standard Specification for Gray Iron Castings | 2022
16542 | 35 20 16.54 | SLIDE GATES AND ACTUATORS | 05/21 | ASTM INTERNATIONAL | ASTM | ASTM A126 | Standard Specification for Gray Iron Castings for Valves, Flanges, and Pipe Fittings | 2004; R 2023
16543 | 35 20 16.54 | SLIDE GATES AND ACTUATORS | 05/21 | ASTM INTERNATIONAL | ASTM | ASTM A240/A240M | Standard Specification for Chromium and Chromium-Nickel Stainless Steel Plate, Sheet, and Strip for Pressure Vessels and for General Applications | 2024
16544 | 35 20 16.54 | SLIDE GATES AND ACTUATORS | 05/21 | ASTM INTERNATIONAL | ASTM | ASTM A276/A276M | Standard Specification for Stainless Steel Bars and Shapes | 2024
16545 | 35 20 16.54 | SLIDE GATES AND ACTUATORS | 05/21 | ASTM INTERNATIONAL | ASTM | ASTM A351/A351M | Standard Specification for Castings, Austenitic, for Pressure-Containing Parts | 2024
16546 | 35 20 16.54 | SLIDE GATES AND ACTUATORS | 05/21 | ASTM INTERNATIONAL | ASTM | ASTM B21/B21M | Standard Specification for Naval Brass Rod, Bar, and Shapes | 2020
16547 | 35 20 16.54 | SLIDE GATES AND ACTUATORS | 05/21 | ASTM INTERNATIONAL | ASTM | ASTM B98/B98M | Standard Specification for Copper-Silicon Alloy Rod, Bar, and Shapes | 2013
16548 | 35 20 16.54 | SLIDE GATES AND ACTUATORS | 05/21 | ASTM INTERNATIONAL | ASTM | ASTM B150/B150M | Standard Specification for Aluminum Bronze Rod, Bar, and Shapes | 2012; R 2017
16549 | 35 20 16.54 | SLIDE GATES AND ACTUATORS | 05/21 | ASTM INTERNATIONAL | ASTM | ASTM B584 | Standard Specification for Copper Alloy Sand Castings for General Applications | 2022
16550 | 35 20 16.54 | SLIDE GATES AND ACTUATORS | 05/21 | ASTM INTERNATIONAL | ASTM | ASTM C1107/C1107M | Standard Specification for Packaged Dry, Hydraulic-Cement Grout (Nonshrink) | 2020
16551 | 35 20 16.54 | SLIDE GATES AND ACTUATORS | 05/21 | ASTM INTERNATIONAL | ASTM | ASTM D4020 | Ultra-High-Molecular-Weight Polyethylene Molding and Extrusion Materials | 2011
16552 | 35 20 16.54 | SLIDE GATES AND ACTUATORS | 05/21 | ASTM INTERNATIONAL | ASTM | ASTM F593 | Standard Specification for Stainless Steel Bolts, Hex Cap Screws, and Studs | 2022
16553 | 35 20 16.54 | SLIDE GATES AND ACTUATORS | 05/21 | NATIONAL ELECTRICAL MANUFACTURERS ASSOCIATION | NEMA | NEMA MG 1 | Motors and Generators | 2021
16554 | 35 20 16.54 | SLIDE GATES AND ACTUATORS | 05/21 | U.S. ARMY CORPS OF ENGINEERS | USACE | EM 385-1-1 | Safety -- Safety and Occupational Health (SOH) Requirements | 2024
16555 | 35 20 16.59 | HYDRAULIC CLOSURE GATES | 08/22 | AMERICAN WELDING SOCIETY | AWS | AWS D1.1/D1.1M | Structural Welding Code - Steel | 2020; Errata 1 2021
16556 | 35 20 16.59 | HYDRAULIC CLOSURE GATES | 08/22 | AMERICAN WELDING SOCIETY | AWS | AWS D1.2/D1.2M | Structural Welding Code - Aluminum | 2014; Errata 1 2014; Errata 2 2020
16557 | 35 20 16.59 | HYDRAULIC CLOSURE GATES | 08/22 | ASTM INTERNATIONAL | ASTM | ASTM A1 | Standard Specification for Carbon Steel Tee Rails | 2000; R 2018
16558 | 35 20 16.59 | HYDRAULIC CLOSURE GATES | 08/22 | ASTM INTERNATIONAL | ASTM | ASTM A27/A27M | Standard Specification for Steel Castings, Carbon, for General Application | 2020
16559 | 35 20 16.59 | HYDRAULIC CLOSURE GATES | 08/22 | ASTM INTERNATIONAL | ASTM | ASTM A36/A36M | Standard Specification for Carbon Structural Steel | 2019
16560 | 35 20 16.59 | HYDRAULIC CLOSURE GATES | 08/22 | ASTM INTERNATIONAL | ASTM | ASTM A53/A53M | Standard Specification for Pipe, Steel, Black and Hot-Dipped, Zinc-Coated, Welded and Seamless | 2024
16561 | 35 20 16.59 | HYDRAULIC CLOSURE GATES | 08/22 | ASTM INTERNATIONAL | ASTM | ASTM A148/A148M | Standard Specification for Steel Castings, High Strength, for Structural Purposes | 2020; E 2020
16562 | 35 20 16.59 | HYDRAULIC CLOSURE GATES | 08/22 | ASTM INTERNATIONAL | ASTM | ASTM A240/A240M | Standard Specification for Chromium and Chromium-Nickel Stainless Steel Plate, Sheet, and Strip for Pressure Vessels and for General Applications | 2024
16563 | 35 20 16.59 | HYDRAULIC CLOSURE GATES | 08/22 | ASTM INTERNATIONAL | ASTM | ASTM A276/A276M | Standard Specification for Stainless Steel Bars and Shapes | 2024
16564 | 35 20 16.59 | HYDRAULIC CLOSURE GATES | 08/22 | ASTM INTERNATIONAL | ASTM | ASTM A307 | Standard Specification for Carbon Steel Bolts, Studs, and Threaded Rod 60 000 PSI Tensile Strength | 2021
16565 | 35 20 16.59 | HYDRAULIC CLOSURE GATES | 08/22 | ASTM INTERNATIONAL | ASTM | ASTM A320/A320M | Standard Specification for Alloy-Steel and Stainless Steel Bolting for Low-Temperature Service | 2024
16566 | 35 20 16.59 | HYDRAULIC CLOSURE GATES | 08/22 | ASTM INTERNATIONAL | ASTM | ASTM A564/A564M | Standard Specification for Hot-Rolled and Cold-Finished Age-Hardening Stainless Steel Bars and Shapes | 2019
16567 | 35 20 16.59 | HYDRAULIC CLOSURE GATES | 08/22 | ASTM INTERNATIONAL | ASTM | ASTM A572/A572M | Standard Specification for High-Strength Low-Alloy Columbium-Vanadium Structural Steel | 2021; E 2021
16568 | 35 20 16.59 | HYDRAULIC CLOSURE GATES | 08/22 | ASTM INTERNATIONAL | ASTM | ASTM A668/A668M | Standard Specification for Steel Forgings, Carbon and Alloy, for General Industrial Use | 2023
16569 | 35 20 16.59 | HYDRAULIC CLOSURE GATES | 08/22 | ASTM INTERNATIONAL | ASTM | ASTM A709/A709M | Standard Specification for Structural Steel for Bridges | 2021
16570 | 35 20 16.59 | HYDRAULIC CLOSURE GATES | 08/22 | ASTM INTERNATIONAL | ASTM | ASTM A722/A722M | Standard Specification for Uncoated High-Strength Steel Bar for Prestressing Concrete | 2015
16571 | 35 20 16.59 | HYDRAULIC CLOSURE GATES | 08/22 | ASTM INTERNATIONAL | ASTM | ASTM A1011/A1011M | Standard Specification for Steel Sheet and Strip, Hot-Rolled, Carbon, Structural, High-Strength Low-Alloy, High-Strength Low-Alloy with Improved Formability, and Ultra-High Strength | 2023
16572 | 35 20 16.59 | HYDRAULIC CLOSURE GATES | 08/22 | ASTM INTERNATIONAL | ASTM | ASTM B6 | Standard Specification for Zinc | 2023
16573 | 35 20 16.59 | HYDRAULIC CLOSURE GATES | 08/22 | ASTM INTERNATIONAL | ASTM | ASTM B22/B22M | Standard Specification for Bronze Castings for Bridges and Turntables | 2017
16574 | 35 20 16.59 | HYDRAULIC CLOSURE GATES | 08/22 | ASTM INTERNATIONAL | ASTM | ASTM B148 | Standard Specification for Aluminum-Bronze Sand Castings | 2014
16575 | 35 20 16.59 | HYDRAULIC CLOSURE GATES | 08/22 | ASTM INTERNATIONAL | ASTM | ASTM B823 | Standard Specification for Materials for Nonferrous Powder Metallurgy (P/M)Structural Parts | 2020
16576 | 35 20 16.59 | HYDRAULIC CLOSURE GATES | 08/22 | ASTM INTERNATIONAL | ASTM | ASTM D395 | Standard Test Methods for Rubber Property - Compression Set | 2016; E 2017
16577 | 35 20 16.59 | HYDRAULIC CLOSURE GATES | 08/22 | ASTM INTERNATIONAL | ASTM | ASTM D412 | Standard Test Methods for Vulcanized Rubber and Thermoplastic Elastomers - Tension | 2016; R 2021
16578 | 35 20 16.59 | HYDRAULIC CLOSURE GATES | 08/22 | ASTM INTERNATIONAL | ASTM | ASTM D413 | Standard Test Methods for Rubber Property - Adhesion to Flexible Substrate | 1998; R 2017
16579 | 35 20 16.59 | HYDRAULIC CLOSURE GATES | 08/22 | ASTM INTERNATIONAL | ASTM | ASTM D471 | Standard Test Method for Rubber Property - Effect of Liquids | 2016a
16580 | 35 20 16.59 | HYDRAULIC CLOSURE GATES | 08/22 | ASTM INTERNATIONAL | ASTM | ASTM D572 | Rubber Deterioration by Heat and Oxygen | 2004; R 2019
16581 | 35 20 16.59 | HYDRAULIC CLOSURE GATES | 08/22 | ASTM INTERNATIONAL | ASTM | ASTM D2240 | Standard Test Method for Rubber Property - Durometer Hardness | 2015; E 2017
16582 | 35 20 16.59 | HYDRAULIC CLOSURE GATES | 08/22 | ASTM INTERNATIONAL | ASTM | ASTM F3125/F3125M | Standard Specification for High Strength Structural Bolts and Assemblies, Steel and Alloy Steel, Heat Treated, Inch Dimensions 120 ksi and 150 ksi Minimum Tensile Strength, and Metric Dimensions 830 MPa and 1040 MPa Minimum Tensile Strength | 2019
16583 | 35 20 16.59 | HYDRAULIC CLOSURE GATES | 08/22 | U.S. GENERAL SERVICES ADMINISTRATION | GSA | CID A-A-1928 | Padlock (Combination) | Rev C; Notice 1; Notice 2; Notice 3; Notice 4
16584 | 35 20 16.59 | HYDRAULIC CLOSURE GATES | 08/22 | U.S. GENERAL SERVICES ADMINISTRATION | GSA | FS RR-C-271 | Chains and Attachments, Carbon And Alloy Steel | Rev H; Am 1
16585 | 35 20 16.59 | HYDRAULIC CLOSURE GATES | 08/22 | U.S. GENERAL SERVICES ADMINISTRATION | GSA | FS RR-W-410 | Wire Rope and Strand | 2022; Rev J
16586 | 35 20 20 | ELECTRICAL EQUIPMENT FOR GATE HOIST | 05/22 | AMERICAN SOCIETY OF MECHANICAL ENGINEERS | ASME | ASME B1.1 | Unified Inch Screw Threads (UN, UNR, and UNJ Thread Form) | 2024
16587 | 35 20 20 | ELECTRICAL EQUIPMENT FOR GATE HOIST | 05/22 | ASTM INTERNATIONAL | ASTM | ASTM A123/A123M | Standard Specification for Zinc (Hot-Dip Galvanized) Coatings on Iron and Steel Products | 2017
16588 | 35 20 20 | ELECTRICAL EQUIPMENT FOR GATE HOIST | 05/22 | ASTM INTERNATIONAL | ASTM | ASTM A153/A153M | Standard Specification for Zinc Coating (Hot-Dip) on Iron and Steel Hardware | 2023
16589 | 35 20 20 | ELECTRICAL EQUIPMENT FOR GATE HOIST | 05/22 | INSTITUTE OF ELECTRICAL AND ELECTRONICS ENGINEERS | IEEE | IEEE 112 | Standard Test Procedure for Polyphase Induction Motors and Generators | 2017
16590 | 35 20 20 | ELECTRICAL EQUIPMENT FOR GATE HOIST | 05/22 | INTERNATIONAL ELECTRICAL TESTING ASSOCIATION | NETA | NETA ATS | Standard for Acceptance Testing Specifications for Electrical Power Equipment and Systems | 2021
16591 | 35 20 20 | ELECTRICAL EQUIPMENT FOR GATE HOIST | 05/22 | NATIONAL ELECTRICAL MANUFACTURERS ASSOCIATION | NEMA | ANSI C80.1 | American National Standard for Electrical Rigid Steel Conduit (ERSC) | 2020
16592 | 35 20 20 | ELECTRICAL EQUIPMENT FOR GATE HOIST | 05/22 | NATIONAL ELECTRICAL MANUFACTURERS ASSOCIATION | NEMA | NEMA 250 | Enclosures for Electrical Equipment (1000 Volts Maximum) | 2020
16593 | 35 20 20 | ELECTRICAL EQUIPMENT FOR GATE HOIST | 05/22 | NATIONAL ELECTRICAL MANUFACTURERS ASSOCIATION | NEMA | NEMA FB 1 | Standard for Fittings, Cast Metal Boxes, and Conduit Bodies for Conduit, Electrical Metallic Tubing, and Cable | 2014
16594 | 35 20 20 | ELECTRICAL EQUIPMENT FOR GATE HOIST | 05/22 | NATIONAL ELECTRICAL MANUFACTURERS ASSOCIATION | NEMA | NEMA ICS 1 | Standard for Industrial Control and Systems: General Requirements | 2022
16595 | 35 20 20 | ELECTRICAL EQUIPMENT FOR GATE HOIST | 05/22 | NATIONAL ELECTRICAL MANUFACTURERS ASSOCIATION | NEMA | NEMA ICS 2 | Industrial Control and Systems Controllers, Contactors, and Overload Relays Rated 600 V | 2000; R 2020
16596 | 35 20 20 | ELECTRICAL EQUIPMENT FOR GATE HOIST | 05/22 | NATIONAL ELECTRICAL MANUFACTURERS ASSOCIATION | NEMA | NEMA ICS 5 | Industrial Control and Systems: Control Circuit and Pilot Devices | 2017
16597 | 35 20 20 | ELECTRICAL EQUIPMENT FOR GATE HOIST | 05/22 | NATIONAL ELECTRICAL MANUFACTURERS ASSOCIATION | NEMA | NEMA ICS 6 | Industrial Control and Systems: Enclosures | 1993; R 2016
16598 | 35 20 20 | ELECTRICAL EQUIPMENT FOR GATE HOIST | 05/22 | NATIONAL ELECTRICAL MANUFACTURERS ASSOCIATION | NEMA | NEMA MG 1 | Motors and Generators | 2021
16599 | 35 20 20 | ELECTRICAL EQUIPMENT FOR GATE HOIST | 05/22 | U.S. GENERAL SERVICES ADMINISTRATION | GSA | CID A-A-50553 | Fitting for Conduit, Metal, Rigid (Thick-Wall and Thin-Wall (EMT) Type) | 2015; Rev B; Notice 1
16600 | 35 20 20 | ELECTRICAL EQUIPMENT FOR GATE HOIST | 05/22 | UNDERWRITERS LABORATORIES | UL | UL 44 | UL Standard for Safety Thermoset-Insulated Wires and Cables | 2018; Reprint May 2021
16601 | 35 20 20 | ELECTRICAL EQUIPMENT FOR GATE HOIST | 05/22 | UNDERWRITERS LABORATORIES | UL | UL 489 | UL Standard for Safety Molded-Case Circuit Breakers, Molded-Case Switches and Circuit-Breaker Enclosures | 2016; Rev 2019
16602 | 35 20 20 | ELECTRICAL EQUIPMENT FOR GATE HOIST | 05/22 | UNDERWRITERS LABORATORIES | UL | UL 546 | UL Outline of Investigation for Conductor Termination Compounds | 2008
16603 | 35 31 19.20 | ARTICULATING CONCRETE BLOCK REVETMENTS | 11/23 | AMERICAN ASSOCIATION OF STATE HIGHWAY AND TRANSPORTATION OFFICIALS | AASHTO | AASHTO M 288 | Standard Specification for Geosynthetic Specification for Highway Applications | 2021
16604 | 35 31 19.20 | ARTICULATING CONCRETE BLOCK REVETMENTS | 11/23 | ASTM INTERNATIONAL | ASTM | ASTM C42/C42M | Standard Test Method for Obtaining and Testing Drilled Cores and Sawed Beams of Concrete | 2020
16605 | 35 31 19.20 | ARTICULATING CONCRETE BLOCK REVETMENTS | 11/23 | ASTM INTERNATIONAL | ASTM | ASTM C138/C138M | Standard Test Method for Density (Unit Weight), Yield, and Air Content (Gravimetric) of Concrete | 2023
16606 | 35 31 19.20 | ARTICULATING CONCRETE BLOCK REVETMENTS | 11/23 | ASTM INTERNATIONAL | ASTM | ASTM C140/C140M | Standard Test Methods for Sampling and Testing Concrete Masonry Units and Related Units | 2023a
16607 | 35 31 19.20 | ARTICULATING CONCRETE BLOCK REVETMENTS | 11/23 | ASTM INTERNATIONAL | ASTM | ASTM C1262/C1262M | Standard Test Method for Evaluating the Freeze-Thaw Durability of Dry-Cast Segmental Retaining Wall Units and Related Concrete Units | 2024
16608 | 35 31 19.20 | ARTICULATING CONCRETE BLOCK REVETMENTS | 11/23 | ASTM INTERNATIONAL | ASTM | ASTM D4355/D4355M | Deterioration of Geotextiles from Exposure to Light, Moisture and Heat in a Xenon-Arc Type Apparatus | 2014
16609 | 35 31 19.20 | ARTICULATING CONCRETE BLOCK REVETMENTS | 11/23 | ASTM INTERNATIONAL | ASTM | ASTM D4491/D4491M | Standard Test Methods for Water Permeability of Geotextiles by Permittivity | 2017
16610 | 35 31 19.20 | ARTICULATING CONCRETE BLOCK REVETMENTS | 11/23 | ASTM INTERNATIONAL | ASTM | ASTM D4533/D4533M | Standard Test Method for Trapezoid Tearing Strength of Geotextiles | 2015
16611 | 35 31 19.20 | ARTICULATING CONCRETE BLOCK REVETMENTS | 11/23 | ASTM INTERNATIONAL | ASTM | ASTM D4632/D4632M | Grab Breaking Load and Elongation of Geotextiles | 2015a
16612 | 35 31 19.20 | ARTICULATING CONCRETE BLOCK REVETMENTS | 11/23 | ASTM INTERNATIONAL | ASTM | ASTM D4751 | Standard Test Method for Determining Apparent Opening Size of a Geotextile | 2020
16613 | 35 31 19.20 | ARTICULATING CONCRETE BLOCK REVETMENTS | 11/23 | ASTM INTERNATIONAL | ASTM | ASTM D4833/D4833M | Standard Test Method forIndex Puncture Resistance of Geomembranes and Related Products | 2007; R 2020
16614 | 35 31 19.20 | ARTICULATING CONCRETE BLOCK REVETMENTS | 11/23 | ASTM INTERNATIONAL | ASTM | ASTM D4873/D4873M | Standard Guide for Identification, Storage, and Handling of Geosynthetic Rolls and Samples | 2017
16615 | 35 31 19.20 | ARTICULATING CONCRETE BLOCK REVETMENTS | 11/23 | U.S. FEDERAL HIGHWAY ADMINISTRATION | FHWA | FHWA RD-89-199 | Hydraulic Stability of Articulated Concrete Block Revetment Systems During Overtopping Flow | 1989
16616 | 35 31 19 | STONE, CHANNEL, SHORELINE/COASTAL PROTECTION FOR STRUCTURES | 11/23 | AMERICAN CONCRETE INSTITUTE | ACI | ACI 305R | Guide to Hot Weather Concreting | 2020
16617 | 35 31 19 | STONE, CHANNEL, SHORELINE/COASTAL PROTECTION FOR STRUCTURES | 11/23 | ASTM INTERNATIONAL | ASTM | ASTM C31/C31M | Standard Practice for Making and Curing Concrete Test Specimens in the Field | 2024b
16618 | 35 31 19 | STONE, CHANNEL, SHORELINE/COASTAL PROTECTION FOR STRUCTURES | 11/23 | ASTM INTERNATIONAL | ASTM | ASTM C33/C33M | Standard Specification for Concrete Aggregates | 2023
16619 | 35 31 19 | STONE, CHANNEL, SHORELINE/COASTAL PROTECTION FOR STRUCTURES | 11/23 | ASTM INTERNATIONAL | ASTM | ASTM C39/C39M | Standard Test Method for Compressive Strength of Cylindrical Concrete Specimens | 2024
16620 | 35 31 19 | STONE, CHANNEL, SHORELINE/COASTAL PROTECTION FOR STRUCTURES | 11/23 | ASTM INTERNATIONAL | ASTM | ASTM C94/C94M | Standard Specification for Ready-Mixed Concrete | 2024a
16621 | 35 31 19 | STONE, CHANNEL, SHORELINE/COASTAL PROTECTION FOR STRUCTURES | 11/23 | ASTM INTERNATIONAL | ASTM | ASTM C127 | Standard Test Method for Density, Relative Density (Specific Gravity), and Absorption of Coarse Aggregate | 2015
16622 | 35 31 19 | STONE, CHANNEL, SHORELINE/COASTAL PROTECTION FOR STRUCTURES | 11/23 | ASTM INTERNATIONAL | ASTM | ASTM C136/C136M | Standard Test Method for Sieve Analysis of Fine and Coarse Aggregates | 2019
16623 | 35 31 19 | STONE, CHANNEL, SHORELINE/COASTAL PROTECTION FOR STRUCTURES | 11/23 | ASTM INTERNATIONAL | ASTM | ASTM C143/C143M | Standard Test Method for Slump of Hydraulic-Cement Concrete | 2020
16624 | 35 31 19 | STONE, CHANNEL, SHORELINE/COASTAL PROTECTION FOR STRUCTURES | 11/23 | ASTM INTERNATIONAL | ASTM | ASTM C150/C150M | Standard Specification for Portland Cement | 2022
16625 | 35 31 19 | STONE, CHANNEL, SHORELINE/COASTAL PROTECTION FOR STRUCTURES | 11/23 | ASTM INTERNATIONAL | ASTM | ASTM C171 | Standard Specification for Sheet Materials for Curing Concrete | 2020
16626 | 35 31 19 | STONE, CHANNEL, SHORELINE/COASTAL PROTECTION FOR STRUCTURES | 11/23 | ASTM INTERNATIONAL | ASTM | ASTM C172/C172M | Standard Practice for Sampling Freshly Mixed Concrete | 2017
16627 | 35 31 19 | STONE, CHANNEL, SHORELINE/COASTAL PROTECTION FOR STRUCTURES | 11/23 | ASTM INTERNATIONAL | ASTM | ASTM C231/C231M | Standard Test Method for Air Content of Freshly Mixed Concrete by the Pressure Method | 2024
16628 | 35 31 19 | STONE, CHANNEL, SHORELINE/COASTAL PROTECTION FOR STRUCTURES | 11/23 | ASTM INTERNATIONAL | ASTM | ASTM C260/C260M | Standard Specification for Air-Entraining Admixtures for Concrete | 2010a; R 2016
16629 | 35 31 19 | STONE, CHANNEL, SHORELINE/COASTAL PROTECTION FOR STRUCTURES | 11/23 | ASTM INTERNATIONAL | ASTM | ASTM C295/C295M | Standard Guide for Petrographic Examination of Aggregates for Concrete | 2019
16630 | 35 31 19 | STONE, CHANNEL, SHORELINE/COASTAL PROTECTION FOR STRUCTURES | 11/23 | ASTM INTERNATIONAL | ASTM | ASTM C309 | Standard Specification for Liquid Membrane-Forming Compounds for Curing Concrete | 2019
16631 | 35 31 19 | STONE, CHANNEL, SHORELINE/COASTAL PROTECTION FOR STRUCTURES | 11/23 | ASTM INTERNATIONAL | ASTM | ASTM C476 | Standard Specification for Grout for Masonry | 2023
16632 | 35 31 19 | STONE, CHANNEL, SHORELINE/COASTAL PROTECTION FOR STRUCTURES | 11/23 | ASTM INTERNATIONAL | ASTM | ASTM C494/C494M | Standard Specification for Chemical Admixtures for Concrete | 2019; E 2022
16633 | 35 31 19 | STONE, CHANNEL, SHORELINE/COASTAL PROTECTION FOR STRUCTURES | 11/23 | ASTM INTERNATIONAL | ASTM | ASTM C618 | Standard Specification for Coal Fly Ash and Raw or Calcined Natural Pozzolan for Use in Concrete | 2023; E 2023
16634 | 35 31 19 | STONE, CHANNEL, SHORELINE/COASTAL PROTECTION FOR STRUCTURES | 11/23 | ASTM INTERNATIONAL | ASTM | ASTM C685/C685M | Standard Specification for Concrete Made by Volumetric Batching and Continuous Mixing | 2017
16635 | 35 31 19 | STONE, CHANNEL, SHORELINE/COASTAL PROTECTION FOR STRUCTURES | 11/23 | ASTM INTERNATIONAL | ASTM | ASTM C881/C881M | Standard Specification for Epoxy-Resin-Base Bonding Systems for Concrete | 2020a
16636 | 35 31 19 | STONE, CHANNEL, SHORELINE/COASTAL PROTECTION FOR STRUCTURES | 11/23 | ASTM INTERNATIONAL | ASTM | ASTM D75/D75M | Standard Practice for Sampling Aggregates | 2019
16637 | 35 31 19 | STONE, CHANNEL, SHORELINE/COASTAL PROTECTION FOR STRUCTURES | 11/23 | ASTM INTERNATIONAL | ASTM | ASTM D1429 | Specific Gravity of Water and Brine | 2013
16638 | 35 31 19 | STONE, CHANNEL, SHORELINE/COASTAL PROTECTION FOR STRUCTURES | 11/23 | ASTM INTERNATIONAL | ASTM | ASTM D2487 | Standard Practice for Classification of Soils for Engineering Purposes (Unified Soil Classification System) | 2017; E 2020
16639 | 35 31 19 | STONE, CHANNEL, SHORELINE/COASTAL PROTECTION FOR STRUCTURES | 11/23 | ASTM INTERNATIONAL | ASTM | ASTM D3370 | Standard Practices for Sampling Water from Flowing Process Streams | 2018
16640 | 35 31 19 | STONE, CHANNEL, SHORELINE/COASTAL PROTECTION FOR STRUCTURES | 11/23 | ASTM INTERNATIONAL | ASTM | ASTM D3740 | Minimum Requirements for Agencies Engaged in the Testing and/or Inspection of Soil and Rock as Used in Engineering Design and Construction | 2019
16641 | 35 31 19 | STONE, CHANNEL, SHORELINE/COASTAL PROTECTION FOR STRUCTURES | 11/23 | ASTM INTERNATIONAL | ASTM | ASTM D4791 | Flat Particles, Elongated Particles, or Flat and Elongated Particles in Coarse Aggregate | 2019
16642 | 35 31 19 | STONE, CHANNEL, SHORELINE/COASTAL PROTECTION FOR STRUCTURES | 11/23 | ASTM INTERNATIONAL | ASTM | ASTM D4992 | Evaluation of Rock to be Used for Erosion Control | 2014; E 2015
16643 | 35 31 19 | STONE, CHANNEL, SHORELINE/COASTAL PROTECTION FOR STRUCTURES | 11/23 | ASTM INTERNATIONAL | ASTM | ASTM D5312/D5312M | Evaluation of Durability of Rock for Erosion Control Under Freezing and Thawing Conditions | 2012; R 2013
16644 | 35 31 19 | STONE, CHANNEL, SHORELINE/COASTAL PROTECTION FOR STRUCTURES | 11/23 | ASTM INTERNATIONAL | ASTM | ASTM D5313/D5313M | Evaluation of Durability of Rock for Erosion Control Under Wetting and Drying Conditions | 2012; R 2013
16645 | 35 31 19 | STONE, CHANNEL, SHORELINE/COASTAL PROTECTION FOR STRUCTURES | 11/23 | ASTM INTERNATIONAL | ASTM | ASTM D5519 | Particle Size Analysis of Natural and Man-Made Riprap Materials | 2015
16646 | 35 31 19 | STONE, CHANNEL, SHORELINE/COASTAL PROTECTION FOR STRUCTURES | 11/23 | NATIONAL INSTITUTE OF STANDARDS AND TECHNOLOGY | NIST | NIST HB 44 | Specifications, Tolerances, and Other Technical Requirements for Weighing and Measuring Devices | 2018
16647 | 35 31 19 | STONE, CHANNEL, SHORELINE/COASTAL PROTECTION FOR STRUCTURES | 11/23 | U.S. ARMY CORPS OF ENGINEERS | USACE | COE CRD-C 144 | Standard Test Method for Resistance of Rock to Freezing and Thawing | 1992
16648 | 35 31 19 | STONE, CHANNEL, SHORELINE/COASTAL PROTECTION FOR STRUCTURES | 11/23 | U.S. ARMY CORPS OF ENGINEERS | USACE | COE CRD-C 148 | Method of Testing Stone for Expansive Breakdown on Soaking in Ethylene Glycol | 1969
16649 | 35 31 19 | STONE, CHANNEL, SHORELINE/COASTAL PROTECTION FOR STRUCTURES | 11/23 | U.S. ARMY CORPS OF ENGINEERS | USACE | COE CRD-C 400 | Requirements for Water for Use in Mixing or Curing Concrete | 1963
16650 | 35 31 19 | STONE, CHANNEL, SHORELINE/COASTAL PROTECTION FOR STRUCTURES | 11/23 | U.S. ARMY CORPS OF ENGINEERS | USACE | EM 1110-2-1601 | Engineering and Design -- Hydraulic Design of Flood Control Channels | 1991; 1994 Change 1
16651 | 35 31 19 | STONE, CHANNEL, SHORELINE/COASTAL PROTECTION FOR STRUCTURES | 11/23 | U.S. ARMY CORPS OF ENGINEERS | USACE | EM 1110-2-1906 | Engineering and Design -- Laboratory Soils Testing | 1970; 1986 Change 2
16652 |  | LEVEE CONSTRUCTION | 11/18, CHG 1: 02/20 | AMERICAN ASSOCIATION OF STATE HIGHWAY AND TRANSPORTATION OFFICIALS | AASHTO | AASHTO M 43 | Standard Specification for Sizes of Aggregate for Road and Bridge Construction | 2005; R 2018
16653 |  | LEVEE CONSTRUCTION | 11/18, CHG 1: 02/20 | ASTM INTERNATIONAL | ASTM | ASTM C33/C33M | Standard Specification for Concrete Aggregates | 2023
16654 |  | LEVEE CONSTRUCTION | 11/18, CHG 1: 02/20 | ASTM INTERNATIONAL | ASTM | ASTM D422 | Particle-Size Analysis of Soils | 1963; R 2007; E 2014; E 2014
16655 |  | LEVEE CONSTRUCTION | 11/18, CHG 1: 02/20 | ASTM INTERNATIONAL | ASTM | ASTM D698 | Laboratory Compaction Characteristics of Soil Using Standard Effort (12,400 ft-lbf/cu. ft. (600 kN-m/cu. m.)) | 2012; E 2014; E 2015
16656 |  | LEVEE CONSTRUCTION | 11/18, CHG 1: 02/20 | ASTM INTERNATIONAL | ASTM | ASTM D1556/D1556M | Standard Test Method for Density and Unit Weight of Soil in Place by Sand-Cone Method | 2015; E 2016
16657 |  | LEVEE CONSTRUCTION | 11/18, CHG 1: 02/20 | ASTM INTERNATIONAL | ASTM | ASTM D1557 | Standard Test Methods for Laboratory Compaction Characteristics of Soil Using Modified Effort (56,000 ft-lbf/ft3) (2700 kN-m/m3) | 2012; E 2015
16658 |  | LEVEE CONSTRUCTION | 11/18, CHG 1: 02/20 | ASTM INTERNATIONAL | ASTM | ASTM D2167 | Density and Unit Weight of Soil in Place by the Rubber Balloon Method | 2015
16659 |  | LEVEE CONSTRUCTION | 11/18, CHG 1: 02/20 | ASTM INTERNATIONAL | ASTM | ASTM D2216 | Standard Test Methods for Laboratory Determination of Water (Moisture) Content of Soil and Rock by Mass | 2019
16660 |  | LEVEE CONSTRUCTION | 11/18, CHG 1: 02/20 | ASTM INTERNATIONAL | ASTM | ASTM D2487 | Standard Practice for Classification of Soils for Engineering Purposes (Unified Soil Classification System) | 2017; E 2020
16661 |  | LEVEE CONSTRUCTION | 11/18, CHG 1: 02/20 | ASTM INTERNATIONAL | ASTM | ASTM D2937 | Standard Test Method for Density of Soil in Place by the Drive-Cylinder Method | 2017; E 2017; E 2018
16662 |  | LEVEE CONSTRUCTION | 11/18, CHG 1: 02/20 | ASTM INTERNATIONAL | ASTM | ASTM D4253 | Standard Test Methods for Maximum Index Density and Unit Weight of Soils Using a Vibratory Table | 2016; E 2019
16663 |  | LEVEE CONSTRUCTION | 11/18, CHG 1: 02/20 | ASTM INTERNATIONAL | ASTM | ASTM D4254 | Standard Test Methods for Minimum Index Density and Unit Weight of Soils and Calculation of Relative Density | 2016
16664 |  | LEVEE CONSTRUCTION | 11/18, CHG 1: 02/20 | ASTM INTERNATIONAL | ASTM | ASTM D4318 | Standard Test Methods for Liquid Limit, Plastic Limit, and Plasticity Index of Soils | 2017; E 2018
16665 |  | LEVEE CONSTRUCTION | 11/18, CHG 1: 02/20 | ASTM INTERNATIONAL | ASTM | ASTM D4643 | Standard Test Method for Determination of Water Content of Soil and Rock by Microwave Oven Heating | 2017
16666 |  | LEVEE CONSTRUCTION | 11/18, CHG 1: 02/20 | ASTM INTERNATIONAL | ASTM | ASTM D5195 | Density of Soil and Rock In-Place at Depths Below the Surface by Nuclear Methods | 2014
16667 |  | LEVEE CONSTRUCTION | 11/18, CHG 1: 02/20 | ASTM INTERNATIONAL | ASTM | ASTM D6938 | Standard Test Method for In-Place Density and Water Content of Soil and Soil-Aggregate by Nuclear Methods (Shallow Depth) | 2017a
16668 |  | LEVEE CONSTRUCTION | 11/18, CHG 1: 02/20 | U.S. ARMY CORPS OF ENGINEERS | USACE | EM 385-1-1 | Safety -- Safety and Occupational Health (SOH) Requirements | 2024
16669 | 35 42 34 | REINFORCED SOIL SLOPE | 08/20 | AMERICAN ASSOCIATION OF STATE HIGHWAY AND TRANSPORTATION OFFICIALS | AASHTO | AASHTO M 252 | Standard Specification for Corrugated Polyethylene Drainage Pipe | 2009; R 2017
16670 | 35 42 34 | REINFORCED SOIL SLOPE | 08/20 | AMERICAN ASSOCIATION OF STATE HIGHWAY AND TRANSPORTATION OFFICIALS | AASHTO | AASHTO M 288 | Standard Specification for Geosynthetic Specification for Highway Applications | 2021
16671 | 35 42 34 | REINFORCED SOIL SLOPE | 08/20 | ASTM INTERNATIONAL | ASTM | ASTM C136/C136M | Standard Test Method for Sieve Analysis of Fine and Coarse Aggregates | 2019
16672 | 35 42 34 | REINFORCED SOIL SLOPE | 08/20 | ASTM INTERNATIONAL | ASTM | ASTM D448 | Standard Classification for Sizes of Aggregate for Road and Bridge Construction | 2012; R 2017
16673 | 35 42 34 | REINFORCED SOIL SLOPE | 08/20 | ASTM INTERNATIONAL | ASTM | ASTM D698 | Laboratory Compaction Characteristics of Soil Using Standard Effort (12,400 ft-lbf/cu. ft. (600 kN-m/cu. m.)) | 2012; E 2014; E 2015
16674 | 35 42 34 | REINFORCED SOIL SLOPE | 08/20 | ASTM INTERNATIONAL | ASTM | ASTM D1238 | Melt Flow Rates of Thermoplastics by Extrusion Plastometer | 2013
16675 | 35 42 34 | REINFORCED SOIL SLOPE | 08/20 | ASTM INTERNATIONAL | ASTM | ASTM D1505 | Standard Test Method for Density of Plastics by the Density-Gradient Technique | 2018
16676 | 35 42 34 | REINFORCED SOIL SLOPE | 08/20 | ASTM INTERNATIONAL | ASTM | ASTM D1556/D1556M | Standard Test Method for Density and Unit Weight of Soil in Place by Sand-Cone Method | 2015; E 2016
16677 | 35 42 34 | REINFORCED SOIL SLOPE | 08/20 | ASTM INTERNATIONAL | ASTM | ASTM D1557 | Standard Test Methods for Laboratory Compaction Characteristics of Soil Using Modified Effort (56,000 ft-lbf/ft3) (2700 kN-m/m3) | 2012; E 2015
16678 | 35 42 34 | REINFORCED SOIL SLOPE | 08/20 | ASTM INTERNATIONAL | ASTM | ASTM D2216 | Standard Test Methods for Laboratory Determination of Water (Moisture) Content of Soil and Rock by Mass | 2019
16679 | 35 42 34 | REINFORCED SOIL SLOPE | 08/20 | ASTM INTERNATIONAL | ASTM | ASTM D2487 | Standard Practice for Classification of Soils for Engineering Purposes (Unified Soil Classification System) | 2017; E 2020
16680 | 35 42 34 | REINFORCED SOIL SLOPE | 08/20 | ASTM INTERNATIONAL | ASTM | ASTM D2488 | Standard Practice for Description and Identification of Soils (Visual-Manual Procedure) | 2017; E 2018
16681 | 35 42 34 | REINFORCED SOIL SLOPE | 08/20 | ASTM INTERNATIONAL | ASTM | ASTM D4355/D4355M | Deterioration of Geotextiles from Exposure to Light, Moisture and Heat in a Xenon-Arc Type Apparatus | 2014
16682 | 35 42 34 | REINFORCED SOIL SLOPE | 08/20 | ASTM INTERNATIONAL | ASTM | ASTM D4491/D4491M | Standard Test Methods for Water Permeability of Geotextiles by Permittivity | 2017
16683 | 35 42 34 | REINFORCED SOIL SLOPE | 08/20 | ASTM INTERNATIONAL | ASTM | ASTM D4595 | Standard Test Method for Tensile Properties of Geotextiles by the Wide-Width Strip Method | 2017
16684 | 35 42 34 | REINFORCED SOIL SLOPE | 08/20 | ASTM INTERNATIONAL | ASTM | ASTM D4632/D4632M | Grab Breaking Load and Elongation of Geotextiles | 2015a
16685 | 35 42 34 | REINFORCED SOIL SLOPE | 08/20 | ASTM INTERNATIONAL | ASTM | ASTM D4751 | Standard Test Method for Determining Apparent Opening Size of a Geotextile | 2020
16686 | 35 42 34 | REINFORCED SOIL SLOPE | 08/20 | ASTM INTERNATIONAL | ASTM | ASTM D4873/D4873M | Standard Guide for Identification, Storage, and Handling of Geosynthetic Rolls and Samples | 2017
16687 | 35 42 34 | REINFORCED SOIL SLOPE | 08/20 | ASTM INTERNATIONAL | ASTM | ASTM D4884/D4884M | Strength of Sewn or Thermally Bonded Seams of Geotextiles | 2014a
16688 | 35 42 34 | REINFORCED SOIL SLOPE | 08/20 | ASTM INTERNATIONAL | ASTM | ASTM D5035 | Breaking Force and Elongation of Textile Fabrics (Strip Method) | 2011
16689 | 35 42 34 | REINFORCED SOIL SLOPE | 08/20 | ASTM INTERNATIONAL | ASTM | ASTM D5199 | Measuring Nominal Thickness of Geosynthetics | 2012
16690 | 35 42 34 | REINFORCED SOIL SLOPE | 08/20 | ASTM INTERNATIONAL | ASTM | ASTM D5261 | Standard Test Method for Measuring Mass Per Unit Area of Geotextiles | 2010; R 2018
16691 | 35 42 34 | REINFORCED SOIL SLOPE | 08/20 | ASTM INTERNATIONAL | ASTM | ASTM D5321/D5321M | Standard Test Method for Determining the Shear Strength of Soil-Geosynthetic and Geosynthetic-Geosynthetic Interfaces by Direct Shear | 2020
16692 | 35 42 34 | REINFORCED SOIL SLOPE | 08/20 | ASTM INTERNATIONAL | ASTM | ASTM D6637 | Standard Test Method for Determining Tensile Properties of Geogrids by the Single or Multi-Rib Tensile Method | 2011
16693 | 35 42 34 | REINFORCED SOIL SLOPE | 08/20 | ASTM INTERNATIONAL | ASTM | ASTM D6706 | Standard Test Method for Measuring Geosynthetic Pullout Resistance in Soil | 2001; R 2013
16694 | 35 42 34 | REINFORCED SOIL SLOPE | 08/20 | ASTM INTERNATIONAL | ASTM | ASTM D6938 | Standard Test Method for In-Place Density and Water Content of Soil and Soil-Aggregate by Nuclear Methods (Shallow Depth) | 2017a
16695 | 35 42 34 | REINFORCED SOIL SLOPE | 08/20 | GEOSYNTHETIC INSTITUTE | GSI | GSI GRI GG6 | Grip Types for Use in Wide Width Testing of Geotextiles and Geogrids | 1996
16696 | 35 42 34 | REINFORCED SOIL SLOPE | 08/20 | NATIONAL CONCRETE MASONRY ASSOCIATION | NCMA | NCMA TR127B | Design Manual for Segmental Retaining Walls | 2010
16697 | 35 42 34 | REINFORCED SOIL SLOPE | 08/20 | U.S. ARMY CORPS OF ENGINEERS | USACE | EM 385-1-1 | Safety -- Safety and Occupational Health (SOH) Requirements | 2024
16698 | 35 42 34 | REINFORCED SOIL SLOPE | 08/20 | U.S. DEPARTMENT OF AGRICULTURE | USDA | AMS Seed Act | Federal Seed Act | 1940; R 1988; R 1998
16699 | 35 42 34 | REINFORCED SOIL SLOPE | 08/20 | U.S. FEDERAL HIGHWAY ADMINISTRATION | FHWA | FHWA NHI-00-043 | Mechanically Stabilized Earth Walls and Reinforced Soil Slopes Design and Construction Guidelines (ISDDC) | 2000
16700 | 35 42 34 | REINFORCED SOIL SLOPE | 08/20 | U.S. FEDERAL HIGHWAY ADMINISTRATION | FHWA | FHWA NHI-10-024 | Design and Construction of Mechanically Stabilized Earth Walls and Reinforced Soil Slopes – Volume I | 2009
16701 | 35 42 34 | REINFORCED SOIL SLOPE | 08/20 | U.S. FEDERAL HIGHWAY ADMINISTRATION | FHWA | FHWA NHI-10-025 | Design and Construction of Mechanically Stabilized Earth Walls and Reinforced Soil Slopes – Volume II | 2009
16702 | 35 45 01 | VERTICAL PUMPS, AXIAL-FLOW AND MIXED-FLOW IMPELLER-TYPE | 02/21, CHG 3: 08/23 | AMERICAN PETROLEUM INSTITUTE | API | API RP 686 | Recommended Practice for Machinery Installation and Installation Design | 2009
16703 | 35 45 01 | VERTICAL PUMPS, AXIAL-FLOW AND MIXED-FLOW IMPELLER-TYPE | 02/21, CHG 3: 08/23 | AMERICAN SOCIETY OF MECHANICAL ENGINEERS | ASME | ASME B16.5 | Pipe Flanges and Flanged Fittings NPS 1/2 Through NPS 24 Metric/Inch Standard | 2020
16704 | 35 45 01 | VERTICAL PUMPS, AXIAL-FLOW AND MIXED-FLOW IMPELLER-TYPE | 02/21, CHG 3: 08/23 | AMERICAN SOCIETY OF MECHANICAL ENGINEERS | ASME | ASME B17.1 | Keys and Keyseats | 1967; R 2017
16705 | 35 45 01 | VERTICAL PUMPS, AXIAL-FLOW AND MIXED-FLOW IMPELLER-TYPE | 02/21, CHG 3: 08/23 | AMERICAN SOCIETY OF MECHANICAL ENGINEERS | ASME | ASME B31.1 | Power Piping | 2022
16706 | 35 45 01 | VERTICAL PUMPS, AXIAL-FLOW AND MIXED-FLOW IMPELLER-TYPE | 02/21, CHG 3: 08/23 | AMERICAN SOCIETY OF MECHANICAL ENGINEERS | ASME | ASME B36.10M | Welded and Seamless Wrought Steel Pipe | 2022
16707 | 35 45 01 | VERTICAL PUMPS, AXIAL-FLOW AND MIXED-FLOW IMPELLER-TYPE | 02/21, CHG 3: 08/23 | AMERICAN SOCIETY OF MECHANICAL ENGINEERS | ASME | ASME B46.1 | Surface Texture, Surface Roughness, Waviness and Lay | 2020
16708 | 35 45 01 | VERTICAL PUMPS, AXIAL-FLOW AND MIXED-FLOW IMPELLER-TYPE | 02/21, CHG 3: 08/23 | AMERICAN SOCIETY OF MECHANICAL ENGINEERS | ASME | ASME BPVC SEC IX | BPVC Section IX-Welding, Brazing and Fusing Qualifications | 2017; Errata 2018
16709 | 35 45 01 | VERTICAL PUMPS, AXIAL-FLOW AND MIXED-FLOW IMPELLER-TYPE | 02/21, CHG 3: 08/23 | AMERICAN WATER WORKS ASSOCIATION | AWWA | AWWA C200 | Steel Water Pipe - 6 In. (150 mm) and Larger | 2023
16710 | 35 45 01 | VERTICAL PUMPS, AXIAL-FLOW AND MIXED-FLOW IMPELLER-TYPE | 02/21, CHG 3: 08/23 | AMERICAN WATER WORKS ASSOCIATION | AWWA | AWWA C203 | Coal-Tar Protective Coatings and Linings for Steel Water Pipelines - Enamel and Tape - Hot-Applied | 2020
16711 | 35 45 01 | VERTICAL PUMPS, AXIAL-FLOW AND MIXED-FLOW IMPELLER-TYPE | 02/21, CHG 3: 08/23 | AMERICAN WATER WORKS ASSOCIATION | AWWA | AWWA C207 | Standard for Steel Pipe Flanges for Waterworks Service, Sizes 4 in. through 144 in. (100 mm through 3600 mm) | 2023
16712 | 35 45 01 | VERTICAL PUMPS, AXIAL-FLOW AND MIXED-FLOW IMPELLER-TYPE | 02/21, CHG 3: 08/23 | AMERICAN WATER WORKS ASSOCIATION | AWWA | AWWA C208 | Dimensions for Fabricated Steel Water Pipe Fittings | 2022
16713 | 35 45 01 | VERTICAL PUMPS, AXIAL-FLOW AND MIXED-FLOW IMPELLER-TYPE | 02/21, CHG 3: 08/23 | AMERICAN WATER WORKS ASSOCIATION | AWWA | AWWA M11 | Steel Pipe: A Guide for Design and Installation | 2017; Errata 2018, Addendum 2019
16714 | 35 45 01 | VERTICAL PUMPS, AXIAL-FLOW AND MIXED-FLOW IMPELLER-TYPE | 02/21, CHG 3: 08/23 | AMERICAN WELDING SOCIETY | AWS | AWS D1.1/D1.1M | Structural Welding Code - Steel | 2020; Errata 1 2021
16715 | 35 45 01 | VERTICAL PUMPS, AXIAL-FLOW AND MIXED-FLOW IMPELLER-TYPE | 02/21, CHG 3: 08/23 | ASTM INTERNATIONAL | ASTM | ASTM A27/A27M | Standard Specification for Steel Castings, Carbon, for General Application | 2020
16716 | 35 45 01 | VERTICAL PUMPS, AXIAL-FLOW AND MIXED-FLOW IMPELLER-TYPE | 02/21, CHG 3: 08/23 | ASTM INTERNATIONAL | ASTM | ASTM A36/A36M | Standard Specification for Carbon Structural Steel | 2019
16717 | 35 45 01 | VERTICAL PUMPS, AXIAL-FLOW AND MIXED-FLOW IMPELLER-TYPE | 02/21, CHG 3: 08/23 | ASTM INTERNATIONAL | ASTM | ASTM A48/A48M | Standard Specification for Gray Iron Castings | 2022
16718 | 35 45 01 | VERTICAL PUMPS, AXIAL-FLOW AND MIXED-FLOW IMPELLER-TYPE | 02/21, CHG 3: 08/23 | ASTM INTERNATIONAL | ASTM | ASTM A108 | Standard Specification for Steel Bar, Carbon and Alloy, Cold-Finished | 2024
16719 | 35 45 01 | VERTICAL PUMPS, AXIAL-FLOW AND MIXED-FLOW IMPELLER-TYPE | 02/21, CHG 3: 08/23 | ASTM INTERNATIONAL | ASTM | ASTM A126 | Standard Specification for Gray Iron Castings for Valves, Flanges, and Pipe Fittings | 2004; R 2023
16720 | 35 45 01 | VERTICAL PUMPS, AXIAL-FLOW AND MIXED-FLOW IMPELLER-TYPE | 02/21, CHG 3: 08/23 | ASTM INTERNATIONAL | ASTM | ASTM A217/A217M | Standard Specification for Steel Castings, Martensitic Stainless and Alloy, for Pressure-Containing Parts, Suitable for High-Temperature Service | 2022
16721 | 35 45 01 | VERTICAL PUMPS, AXIAL-FLOW AND MIXED-FLOW IMPELLER-TYPE | 02/21, CHG 3: 08/23 | ASTM INTERNATIONAL | ASTM | ASTM A242/A242M | Standard Specification for High-Strength Low-Alloy Structural Steel | 2024
16722 | 35 45 01 | VERTICAL PUMPS, AXIAL-FLOW AND MIXED-FLOW IMPELLER-TYPE | 02/21, CHG 3: 08/23 | ASTM INTERNATIONAL | ASTM | ASTM A269/A269M | Standard Specification for Seamless and Welded Austenitic Stainless Steel Tubing for General Service | 2024
16723 | 35 45 01 | VERTICAL PUMPS, AXIAL-FLOW AND MIXED-FLOW IMPELLER-TYPE | 02/21, CHG 3: 08/23 | ASTM INTERNATIONAL | ASTM | ASTM A276/A276M | Standard Specification for Stainless Steel Bars and Shapes | 2024
16724 | 35 45 01 | VERTICAL PUMPS, AXIAL-FLOW AND MIXED-FLOW IMPELLER-TYPE | 02/21, CHG 3: 08/23 | ASTM INTERNATIONAL | ASTM | ASTM A285/A285M | Standard Specification for Pressure Vessel Plates, Carbon Steel, Low- and Intermediate-Tensile Strength | 2017
16725 | 35 45 01 | VERTICAL PUMPS, AXIAL-FLOW AND MIXED-FLOW IMPELLER-TYPE | 02/21, CHG 3: 08/23 | ASTM INTERNATIONAL | ASTM | ASTM A312/A312M | Standard Specification for Seamless, Welded, and Heavily Cold Worked Austenitic Stainless Steel Pipes | 2022a
16726 | 35 45 01 | VERTICAL PUMPS, AXIAL-FLOW AND MIXED-FLOW IMPELLER-TYPE | 02/21, CHG 3: 08/23 | ASTM INTERNATIONAL | ASTM | ASTM A351/A351M | Standard Specification for Castings, Austenitic, for Pressure-Containing Parts | 2024
16727 | 35 45 01 | VERTICAL PUMPS, AXIAL-FLOW AND MIXED-FLOW IMPELLER-TYPE | 02/21, CHG 3: 08/23 | ASTM INTERNATIONAL | ASTM | ASTM A352/A352M | Standard Specification for Steel Castings, Ferritic and Martensitic, for Pressure-Containing Parts, Suitable for Low-Temperature Service | 2021
16728 | 35 45 01 | VERTICAL PUMPS, AXIAL-FLOW AND MIXED-FLOW IMPELLER-TYPE | 02/21, CHG 3: 08/23 | ASTM INTERNATIONAL | ASTM | ASTM A516/A516M | Standard Specification for Pressure Vessel Plates, Carbon Steel, for Moderate- and Lower-Temperature Service | 2017
16729 | 35 45 01 | VERTICAL PUMPS, AXIAL-FLOW AND MIXED-FLOW IMPELLER-TYPE | 02/21, CHG 3: 08/23 | ASTM INTERNATIONAL | ASTM | ASTM A576 | Standard Specification for Steel Bars, Carbon, Hot-Wrought, Special Quality | 2023
16730 | 35 45 01 | VERTICAL PUMPS, AXIAL-FLOW AND MIXED-FLOW IMPELLER-TYPE | 02/21, CHG 3: 08/23 | ASTM INTERNATIONAL | ASTM | ASTM A609/A609M | Standard Practice for Castings, Carbon, Low-Alloy, and Martensitic Stainless Steel, Ultrasonic Examination Thereof | 2012; R 2023
16731 | 35 45 01 | VERTICAL PUMPS, AXIAL-FLOW AND MIXED-FLOW IMPELLER-TYPE | 02/21, CHG 3: 08/23 | ASTM INTERNATIONAL | ASTM | ASTM A668/A668M | Standard Specification for Steel Forgings, Carbon and Alloy, for General Industrial Use | 2023
16732 | 35 45 01 | VERTICAL PUMPS, AXIAL-FLOW AND MIXED-FLOW IMPELLER-TYPE | 02/21, CHG 3: 08/23 | ASTM INTERNATIONAL | ASTM | ASTM A743/A743M | Standard Specification for Castings, Iron-Chromium, Iron-Chromium-Nickel, Corrosion Resistant, for General Application | 2021
16733 | 35 45 01 | VERTICAL PUMPS, AXIAL-FLOW AND MIXED-FLOW IMPELLER-TYPE | 02/21, CHG 3: 08/23 | ASTM INTERNATIONAL | ASTM | ASTM B98/B98M | Standard Specification for Copper-Silicon Alloy Rod, Bar, and Shapes | 2013
16734 | 35 45 01 | VERTICAL PUMPS, AXIAL-FLOW AND MIXED-FLOW IMPELLER-TYPE | 02/21, CHG 3: 08/23 | ASTM INTERNATIONAL | ASTM | ASTM B148 | Standard Specification for Aluminum-Bronze Sand Castings | 2014
16735 | 35 45 01 | VERTICAL PUMPS, AXIAL-FLOW AND MIXED-FLOW IMPELLER-TYPE | 02/21, CHG 3: 08/23 | ASTM INTERNATIONAL | ASTM | ASTM B584 | Standard Specification for Copper Alloy Sand Castings for General Applications | 2022
16736 | 35 45 01 | VERTICAL PUMPS, AXIAL-FLOW AND MIXED-FLOW IMPELLER-TYPE | 02/21, CHG 3: 08/23 | ASTM INTERNATIONAL | ASTM | ASTM D2000 | Standard Classification System for Rubber Products in Automotive Applications | 2018
16737 | 35 45 01 | VERTICAL PUMPS, AXIAL-FLOW AND MIXED-FLOW IMPELLER-TYPE | 02/21, CHG 3: 08/23 | ASTM INTERNATIONAL | ASTM | ASTM E165/E165M | Standard Practice for Liquid Penetrant Examination for General Industry | 2023
16738 | 35 45 01 | VERTICAL PUMPS, AXIAL-FLOW AND MIXED-FLOW IMPELLER-TYPE | 02/21, CHG 3: 08/23 | ASTM INTERNATIONAL | ASTM | ASTM E709 | Standard Guide for Magnetic Particle Testing | 2021
16739 | 35 45 01 | VERTICAL PUMPS, AXIAL-FLOW AND MIXED-FLOW IMPELLER-TYPE | 02/21, CHG 3: 08/23 | ASTM INTERNATIONAL | ASTM | ASTM F1476 | Standard Specification for Performance of Gasketed Mechanical Couplings for Use in Piping Applications | 2007; R 2019
16740 | 35 45 01 | VERTICAL PUMPS, AXIAL-FLOW AND MIXED-FLOW IMPELLER-TYPE | 02/21, CHG 3: 08/23 | HYDRAULIC INSTITUTE | HI | HI 9.1-9.5 | Pumps General Guidelines for Materials, Sound Testing, and Decontamination - B117 | 2021
16741 | 35 45 01 | VERTICAL PUMPS, AXIAL-FLOW AND MIXED-FLOW IMPELLER-TYPE | 02/21, CHG 3: 08/23 | HYDRAULIC INSTITUTE | HI | HI 9.6.4 | Rotodynamic Pumps for Vibration Analysis and Allowable Values | 2009
16742 | 35 45 01 | VERTICAL PUMPS, AXIAL-FLOW AND MIXED-FLOW IMPELLER-TYPE | 02/21, CHG 3: 08/23 | HYDRAULIC INSTITUTE | HI | HI ANSI/HI 9.8 | Rotodynamic Pumps for Pump Intake Design - A123 | 2014
16743 | 35 45 01 | VERTICAL PUMPS, AXIAL-FLOW AND MIXED-FLOW IMPELLER-TYPE | 02/21, CHG 3: 08/23 | HYDRAULIC INSTITUTE | HI | HI ANSI/HI 14.6 | Rotodynamic Pumps for Hydraulic Performance Acceptance Tests - A136 | 2011
16744 | 35 45 01 | VERTICAL PUMPS, AXIAL-FLOW AND MIXED-FLOW IMPELLER-TYPE | 02/21, CHG 3: 08/23 | INTERNATIONAL ELECTRICAL TESTING ASSOCIATION | NETA | NETA ATS | Standard for Acceptance Testing Specifications for Electrical Power Equipment and Systems | 2021
16745 | 35 45 01 | VERTICAL PUMPS, AXIAL-FLOW AND MIXED-FLOW IMPELLER-TYPE | 02/21, CHG 3: 08/23 | INTERNATIONAL ORGANIZATION FOR STANDARDIZATION | ISO | ISO 1940-1 | Mechanical Vibration - Balance Quality Requirements for Rotors in a Constant (Rigid) State - Part 1: Specification and Verification of Balance Tolerances | 2003; R 2008
16746 | 35 45 01 | VERTICAL PUMPS, AXIAL-FLOW AND MIXED-FLOW IMPELLER-TYPE | 02/21, CHG 3: 08/23 | INTERNATIONAL ORGANIZATION FOR STANDARDIZATION | ISO | ISO 10816-3 | Mechanical Vibration - Evaluation of Machine Vibration by Measurements on Non-rotating Parts - Part 3: Industrial Machines with Nominal Power above 15 kW and Nominal Speeds Between 120 r/min and 15 000 r/min when Measured in situ AMENDMENT 1 - Second Edition | 2017, AMD 1
16747 | 35 45 01 | VERTICAL PUMPS, AXIAL-FLOW AND MIXED-FLOW IMPELLER-TYPE | 02/21, CHG 3: 08/23 | INTERNATIONAL ORGANIZATION FOR STANDARDIZATION | ISO | ISO 20816-3 | Mechanical Vibration - Measurement and Evaluation of Machine Vibration - Part 3: Industrial Machinery with a Power Rating Above 15 kW and Operating Speeds Between 120 r/min and 30 000 r/min | 2022
16748 | 35 45 01 | VERTICAL PUMPS, AXIAL-FLOW AND MIXED-FLOW IMPELLER-TYPE | 02/21, CHG 3: 08/23 | INTERNATIONAL SOCIETY OF AUTOMATION | ISA | ISA RP2.1 | Manometer Tables | 1978
16749 | 35 45 01 | VERTICAL PUMPS, AXIAL-FLOW AND MIXED-FLOW IMPELLER-TYPE | 02/21, CHG 3: 08/23 | U.S. ARMY CORPS OF ENGINEERS | USACE | EM 1110-2-3105 | Engineering and Design -- Mechanical and Electrical Design of Pump Stations | 2020
16750 | 35 45 01 | VERTICAL PUMPS, AXIAL-FLOW AND MIXED-FLOW IMPELLER-TYPE | 02/21, CHG 3: 08/23 | U.S. DEPARTMENT OF DEFENSE | DOD | UFC 3-301-01 | Structural Engineering | 2023; with Change 1, 2023
16751 | 35 45 01 | VERTICAL PUMPS, AXIAL-FLOW AND MIXED-FLOW IMPELLER-TYPE | 02/21, CHG 3: 08/23 | U.S. ENVIRONMENTAL PROTECTION AGENCY | EPA | EPA 800-R-11-002 | Environmentally Acceptable Lubricants | 2011
16752 | 35 45 02.00 10 | SUBMERSIBLE PUMP, AXIAL-FLOW AND MIXED-FLOW TYPE | 05/21, CHG 1: 08/23 | AMERICAN BEARING MANUFACTURERS ASSOCIATION | ABMA | ABMA 9 | Load Ratings and Fatigue Life for Ball Bearings | 2015
16753 | 35 45 02.00 10 | SUBMERSIBLE PUMP, AXIAL-FLOW AND MIXED-FLOW TYPE | 05/21, CHG 1: 08/23 | AMERICAN BEARING MANUFACTURERS ASSOCIATION | ABMA | ABMA 11 | Load Ratings and Fatigue Life for Roller Bearings | 2014
16754 | 35 45 02.00 10 | SUBMERSIBLE PUMP, AXIAL-FLOW AND MIXED-FLOW TYPE | 05/21, CHG 1: 08/23 | AMERICAN SOCIETY OF MECHANICAL ENGINEERS | ASME | ASME B4.1 | Preferred Limits and Fits for Cylindrical Parts | 1967; R 1994; R 2004; R 2009; R 2020
16755 | 35 45 02.00 10 | SUBMERSIBLE PUMP, AXIAL-FLOW AND MIXED-FLOW TYPE | 05/21, CHG 1: 08/23 | AMERICAN SOCIETY OF MECHANICAL ENGINEERS | ASME | ASME B16.5 | Pipe Flanges and Flanged Fittings NPS 1/2 Through NPS 24 Metric/Inch Standard | 2020
16756 | 35 45 02.00 10 | SUBMERSIBLE PUMP, AXIAL-FLOW AND MIXED-FLOW TYPE | 05/21, CHG 1: 08/23 | AMERICAN SOCIETY OF MECHANICAL ENGINEERS | ASME | ASME B31.1 | Power Piping | 2022
16757 | 35 45 02.00 10 | SUBMERSIBLE PUMP, AXIAL-FLOW AND MIXED-FLOW TYPE | 05/21, CHG 1: 08/23 | AMERICAN SOCIETY OF MECHANICAL ENGINEERS | ASME | ASME B36.10M | Welded and Seamless Wrought Steel Pipe | 2022
16758 | 35 45 02.00 10 | SUBMERSIBLE PUMP, AXIAL-FLOW AND MIXED-FLOW TYPE | 05/21, CHG 1: 08/23 | AMERICAN SOCIETY OF MECHANICAL ENGINEERS | ASME | ASME B46.1 | Surface Texture, Surface Roughness, Waviness and Lay | 2020
16759 | 35 45 02.00 10 | SUBMERSIBLE PUMP, AXIAL-FLOW AND MIXED-FLOW TYPE | 05/21, CHG 1: 08/23 | AMERICAN SOCIETY OF MECHANICAL ENGINEERS | ASME | ASME BPVC SEC IX | BPVC Section IX-Welding, Brazing and Fusing Qualifications | 2017; Errata 2018
16760 | 35 45 02.00 10 | SUBMERSIBLE PUMP, AXIAL-FLOW AND MIXED-FLOW TYPE | 05/21, CHG 1: 08/23 | AMERICAN WATER WORKS ASSOCIATION | AWWA | AWWA C200 | Steel Water Pipe - 6 In. (150 mm) and Larger | 2023
16761 | 35 45 02.00 10 | SUBMERSIBLE PUMP, AXIAL-FLOW AND MIXED-FLOW TYPE | 05/21, CHG 1: 08/23 | AMERICAN WATER WORKS ASSOCIATION | AWWA | AWWA C203 | Coal-Tar Protective Coatings and Linings for Steel Water Pipelines - Enamel and Tape - Hot-Applied | 2020
16762 | 35 45 02.00 10 | SUBMERSIBLE PUMP, AXIAL-FLOW AND MIXED-FLOW TYPE | 05/21, CHG 1: 08/23 | AMERICAN WATER WORKS ASSOCIATION | AWWA | AWWA C207 | Standard for Steel Pipe Flanges for Waterworks Service, Sizes 4 in. through 144 in. (100 mm through 3600 mm) | 2023
16763 | 35 45 02.00 10 | SUBMERSIBLE PUMP, AXIAL-FLOW AND MIXED-FLOW TYPE | 05/21, CHG 1: 08/23 | AMERICAN WATER WORKS ASSOCIATION | AWWA | AWWA C208 | Dimensions for Fabricated Steel Water Pipe Fittings | 2022
16764 | 35 45 02.00 10 | SUBMERSIBLE PUMP, AXIAL-FLOW AND MIXED-FLOW TYPE | 05/21, CHG 1: 08/23 | AMERICAN WATER WORKS ASSOCIATION | AWWA | AWWA E102 | Submersible Vertical Turbine Pumps | 2017
16765 | 35 45 02.00 10 | SUBMERSIBLE PUMP, AXIAL-FLOW AND MIXED-FLOW TYPE | 05/21, CHG 1: 08/23 | AMERICAN WELDING SOCIETY | AWS | AWS D1.1/D1.1M | Structural Welding Code - Steel | 2020; Errata 1 2021
16766 | 35 45 02.00 10 | SUBMERSIBLE PUMP, AXIAL-FLOW AND MIXED-FLOW TYPE | 05/21, CHG 1: 08/23 | ASTM INTERNATIONAL | ASTM | ASTM A36/A36M | Standard Specification for Carbon Structural Steel | 2019
16767 | 35 45 02.00 10 | SUBMERSIBLE PUMP, AXIAL-FLOW AND MIXED-FLOW TYPE | 05/21, CHG 1: 08/23 | ASTM INTERNATIONAL | ASTM | ASTM A48/A48M | Standard Specification for Gray Iron Castings | 2022
16768 | 35 45 02.00 10 | SUBMERSIBLE PUMP, AXIAL-FLOW AND MIXED-FLOW TYPE | 05/21, CHG 1: 08/23 | ASTM INTERNATIONAL | ASTM | ASTM A108 | Standard Specification for Steel Bar, Carbon and Alloy, Cold-Finished | 2024
16769 | 35 45 02.00 10 | SUBMERSIBLE PUMP, AXIAL-FLOW AND MIXED-FLOW TYPE | 05/21, CHG 1: 08/23 | ASTM INTERNATIONAL | ASTM | ASTM A123/A123M | Standard Specification for Zinc (Hot-Dip Galvanized) Coatings on Iron and Steel Products | 2017
16770 | 35 45 02.00 10 | SUBMERSIBLE PUMP, AXIAL-FLOW AND MIXED-FLOW TYPE | 05/21, CHG 1: 08/23 | ASTM INTERNATIONAL | ASTM | ASTM A126 | Standard Specification for Gray Iron Castings for Valves, Flanges, and Pipe Fittings | 2004; R 2023
16771 | 35 45 02.00 10 | SUBMERSIBLE PUMP, AXIAL-FLOW AND MIXED-FLOW TYPE | 05/21, CHG 1: 08/23 | ASTM INTERNATIONAL | ASTM | ASTM A216/A216M | Standard Specification for Steel Castings, Carbon, Suitable for Fusion Welding, for High-Temperature Service | 2021
16772 | 35 45 02.00 10 | SUBMERSIBLE PUMP, AXIAL-FLOW AND MIXED-FLOW TYPE | 05/21, CHG 1: 08/23 | ASTM INTERNATIONAL | ASTM | ASTM A240/A240M | Standard Specification for Chromium and Chromium-Nickel Stainless Steel Plate, Sheet, and Strip for Pressure Vessels and for General Applications | 2024
16773 | 35 45 02.00 10 | SUBMERSIBLE PUMP, AXIAL-FLOW AND MIXED-FLOW TYPE | 05/21, CHG 1: 08/23 | ASTM INTERNATIONAL | ASTM | ASTM A242/A242M | Standard Specification for High-Strength Low-Alloy Structural Steel | 2024
16774 | 35 45 02.00 10 | SUBMERSIBLE PUMP, AXIAL-FLOW AND MIXED-FLOW TYPE | 05/21, CHG 1: 08/23 | ASTM INTERNATIONAL | ASTM | ASTM A276/A276M | Standard Specification for Stainless Steel Bars and Shapes | 2024
16775 | 35 45 02.00 10 | SUBMERSIBLE PUMP, AXIAL-FLOW AND MIXED-FLOW TYPE | 05/21, CHG 1: 08/23 | ASTM INTERNATIONAL | ASTM | ASTM A297/A297M | Standard Specification for Steel Castings, Iron-Chromium and Iron-Chromium-Nickel, Heat Resistant, for General Application | 2021a
16776 | 35 45 02.00 10 | SUBMERSIBLE PUMP, AXIAL-FLOW AND MIXED-FLOW TYPE | 05/21, CHG 1: 08/23 | ASTM INTERNATIONAL | ASTM | ASTM A312/A312M | Standard Specification for Seamless, Welded, and Heavily Cold Worked Austenitic Stainless Steel Pipes | 2022a
16777 | 35 45 02.00 10 | SUBMERSIBLE PUMP, AXIAL-FLOW AND MIXED-FLOW TYPE | 05/21, CHG 1: 08/23 | ASTM INTERNATIONAL | ASTM | ASTM A516/A516M | Standard Specification for Pressure Vessel Plates, Carbon Steel, for Moderate- and Lower-Temperature Service | 2017
16778 | 35 45 02.00 10 | SUBMERSIBLE PUMP, AXIAL-FLOW AND MIXED-FLOW TYPE | 05/21, CHG 1: 08/23 | ASTM INTERNATIONAL | ASTM | ASTM A576 | Standard Specification for Steel Bars, Carbon, Hot-Wrought, Special Quality | 2023
16779 | 35 45 02.00 10 | SUBMERSIBLE PUMP, AXIAL-FLOW AND MIXED-FLOW TYPE | 05/21, CHG 1: 08/23 | ASTM INTERNATIONAL | ASTM | ASTM A582/A582M | Standard Specification for Free-Machining Stainless Steel Bars | 2022
16780 | 35 45 02.00 10 | SUBMERSIBLE PUMP, AXIAL-FLOW AND MIXED-FLOW TYPE | 05/21, CHG 1: 08/23 | ASTM INTERNATIONAL | ASTM | ASTM A668/A668M | Standard Specification for Steel Forgings, Carbon and Alloy, for General Industrial Use | 2023
16781 | 35 45 02.00 10 | SUBMERSIBLE PUMP, AXIAL-FLOW AND MIXED-FLOW TYPE | 05/21, CHG 1: 08/23 | ASTM INTERNATIONAL | ASTM | ASTM A743/A743M | Standard Specification for Castings, Iron-Chromium, Iron-Chromium-Nickel, Corrosion Resistant, for General Application | 2021
16782 | 35 45 02.00 10 | SUBMERSIBLE PUMP, AXIAL-FLOW AND MIXED-FLOW TYPE | 05/21, CHG 1: 08/23 | ASTM INTERNATIONAL | ASTM | ASTM A890/A890M | Standard Specification for Castings, Iron-Chromium-Nickel-Molybdenum Corrosion-Resistant, Duplex (Austenitic/Ferritic) for General Application | 2018
16783 | 35 45 02.00 10 | SUBMERSIBLE PUMP, AXIAL-FLOW AND MIXED-FLOW TYPE | 05/21, CHG 1: 08/23 | ASTM INTERNATIONAL | ASTM | ASTM B98/B98M | Standard Specification for Copper-Silicon Alloy Rod, Bar, and Shapes | 2013
16784 | 35 45 02.00 10 | SUBMERSIBLE PUMP, AXIAL-FLOW AND MIXED-FLOW TYPE | 05/21, CHG 1: 08/23 | ASTM INTERNATIONAL | ASTM | ASTM B148 | Standard Specification for Aluminum-Bronze Sand Castings | 2014
16785 | 35 45 02.00 10 | SUBMERSIBLE PUMP, AXIAL-FLOW AND MIXED-FLOW TYPE | 05/21, CHG 1: 08/23 | ASTM INTERNATIONAL | ASTM | ASTM B584 | Standard Specification for Copper Alloy Sand Castings for General Applications | 2022
16786 | 35 45 02.00 10 | SUBMERSIBLE PUMP, AXIAL-FLOW AND MIXED-FLOW TYPE | 05/21, CHG 1: 08/23 | ASTM INTERNATIONAL | ASTM | ASTM D2000 | Standard Classification System for Rubber Products in Automotive Applications | 2018
16787 | 35 45 02.00 10 | SUBMERSIBLE PUMP, AXIAL-FLOW AND MIXED-FLOW TYPE | 05/21, CHG 1: 08/23 | ASTM INTERNATIONAL | ASTM | ASTM F1476 | Standard Specification for Performance of Gasketed Mechanical Couplings for Use in Piping Applications | 2007; R 2019
16788 | 35 45 02.00 10 | SUBMERSIBLE PUMP, AXIAL-FLOW AND MIXED-FLOW TYPE | 05/21, CHG 1: 08/23 | HYDRAULIC INSTITUTE | HI | HI 9.1-9.5 | Pumps General Guidelines for Materials, Sound Testing, and Decontamination - B117 | 2021
16789 | 35 45 02.00 10 | SUBMERSIBLE PUMP, AXIAL-FLOW AND MIXED-FLOW TYPE | 05/21, CHG 1: 08/23 | HYDRAULIC INSTITUTE | HI | HI 9.6.4 | Rotodynamic Pumps for Vibration Analysis and Allowable Values | 2009
16790 | 35 45 02.00 10 | SUBMERSIBLE PUMP, AXIAL-FLOW AND MIXED-FLOW TYPE | 05/21, CHG 1: 08/23 | HYDRAULIC INSTITUTE | HI | HI ANSI/HI 9.8 | Rotodynamic Pumps for Pump Intake Design - A123 | 2014
16791 | 35 45 02.00 10 | SUBMERSIBLE PUMP, AXIAL-FLOW AND MIXED-FLOW TYPE | 05/21, CHG 1: 08/23 | HYDRAULIC INSTITUTE | HI | HI ANSI/HI 11.6 | Rotodynamic Submersible Pumps for Hydraulic Performance, Hydrostatic Pressure, Mechanical, and Electrical Acceptance Tests | 2016
16792 | 35 45 02.00 10 | SUBMERSIBLE PUMP, AXIAL-FLOW AND MIXED-FLOW TYPE | 05/21, CHG 1: 08/23 | HYDRAULIC INSTITUTE | HI | HI ANSI/HI 14.1-14.2 | Rotodynamic Pumps for Nomenclature and Definitions | 2019
16793 | 35 45 02.00 10 | SUBMERSIBLE PUMP, AXIAL-FLOW AND MIXED-FLOW TYPE | 05/21, CHG 1: 08/23 | HYDRAULIC INSTITUTE | HI | HI ANSI/HI 14.3 | Rotodynamic Pumps for Design and Application | 2019
16794 | 35 45 02.00 10 | SUBMERSIBLE PUMP, AXIAL-FLOW AND MIXED-FLOW TYPE | 05/21, CHG 1: 08/23 | INTERNATIONAL ELECTRICAL TESTING ASSOCIATION | NETA | NETA ATS | Standard for Acceptance Testing Specifications for Electrical Power Equipment and Systems | 2021
16795 | 35 45 02.00 10 | SUBMERSIBLE PUMP, AXIAL-FLOW AND MIXED-FLOW TYPE | 05/21, CHG 1: 08/23 | INTERNATIONAL ORGANIZATION FOR STANDARDIZATION | ISO | ISO 1940-1 | Mechanical Vibration - Balance Quality Requirements for Rotors in a Constant (Rigid) State - Part 1: Specification and Verification of Balance Tolerances | 2003; R 2008
16796 | 35 45 02.00 10 | SUBMERSIBLE PUMP, AXIAL-FLOW AND MIXED-FLOW TYPE | 05/21, CHG 1: 08/23 | INTERNATIONAL ORGANIZATION FOR STANDARDIZATION | ISO | ISO 20816-1 | Mechanical Vibration - Measurement and Evaluation of Machine Vibration - Part 1: General Guidelines | 2016
16797 | 35 45 02.00 10 | SUBMERSIBLE PUMP, AXIAL-FLOW AND MIXED-FLOW TYPE | 05/21, CHG 1: 08/23 | NATIONAL ELECTRICAL MANUFACTURERS ASSOCIATION | NEMA | NEMA MG 1 | Motors and Generators | 2021
16798 | 35 45 02.00 10 | SUBMERSIBLE PUMP, AXIAL-FLOW AND MIXED-FLOW TYPE | 05/21, CHG 1: 08/23 | NATIONAL ELECTRICAL MANUFACTURERS ASSOCIATION | NEMA | NEMA WC 70 | Power Cable Rated 2000 Volts or Less for the Distribution of Electrical Energy | 2021
16799 | 35 45 02.00 10 | SUBMERSIBLE PUMP, AXIAL-FLOW AND MIXED-FLOW TYPE | 05/21, CHG 1: 08/23 | NATIONAL ELECTRICAL MANUFACTURERS ASSOCIATION | NEMA | NEMA WC 72 | Continuity of Coating Testing for Electrical Conductors | 1999; R 2020
16800 | 35 45 02.00 10 | SUBMERSIBLE PUMP, AXIAL-FLOW AND MIXED-FLOW TYPE | 05/21, CHG 1: 08/23 | U.S. ARMY CORPS OF ENGINEERS | USACE | EM 1110-2-3105 | Engineering and Design -- Mechanical and Electrical Design of Pump Stations | 2020
16801 | 35 45 02.00 10 | SUBMERSIBLE PUMP, AXIAL-FLOW AND MIXED-FLOW TYPE | 05/21, CHG 1: 08/23 | U.S. DEPARTMENT OF DEFENSE | DOD | UFC 3-301-01 | Structural Engineering | 2023; with Change 1, 2023
16802 | 35 45 03.00 10 | SPEED REDUCERS FOR STORM WATER PUMPS | 05/22 | AMERICAN BEARING MANUFACTURERS ASSOCIATION | ABMA | ABMA 9 | Load Ratings and Fatigue Life for Ball Bearings | 2015
16803 | 35 45 03.00 10 | SPEED REDUCERS FOR STORM WATER PUMPS | 05/22 | AMERICAN BEARING MANUFACTURERS ASSOCIATION | ABMA | ABMA 11 | Load Ratings and Fatigue Life for Roller Bearings | 2014
16804 | 35 45 03.00 10 | SPEED REDUCERS FOR STORM WATER PUMPS | 05/22 | AMERICAN GEAR MANUFACTURERS ASSOCIATION | AGMA | AGMA 6013 | Standard for Industrial Enclosed Gear Drives | 2006A; R2016
16805 | 35 45 03.00 10 | SPEED REDUCERS FOR STORM WATER PUMPS | 05/22 | AMERICAN GEAR MANUFACTURERS ASSOCIATION | AGMA | AGMA 6123 | Design Manual for Enclosed Epicyclic Gear Drives | 2016C
16806 | 35 45 03.00 10 | SPEED REDUCERS FOR STORM WATER PUMPS | 05/22 | AMERICAN GEAR MANUFACTURERS ASSOCIATION | AGMA | ANSI/AGMA 6025 | Sound for Enclosed Helical, Herringbone and Spiral Bevel Gear Drives | 1998D; R 2010
16807 | 35 45 03.00 10 | SPEED REDUCERS FOR STORM WATER PUMPS | 05/22 | AMERICAN GEAR MANUFACTURERS ASSOCIATION | AGMA | ANSI/AGMA 6113 | Standard for Industrial Enclosed Gear Drives (Metric Edition) | 2016B
16808 | 35 45 03.00 10 | SPEED REDUCERS FOR STORM WATER PUMPS | 05/22 | AMERICAN GEAR MANUFACTURERS ASSOCIATION | AGMA | ANSI/AGMA 9000 | Flexible Couplings - Potential Unbalance Classification | 2011D
16809 | 35 45 03.00 10 | SPEED REDUCERS FOR STORM WATER PUMPS | 05/22 | AMERICAN GEAR MANUFACTURERS ASSOCIATION | AGMA | ANSI/AGMA 9005 | Industrial Gear Lubrication | 2016
16810 | 35 45 03.00 10 | SPEED REDUCERS FOR STORM WATER PUMPS | 05/22 | AMERICAN PETROLEUM INSTITUTE | API | API RP 686 | Recommended Practice for Machinery Installation and Installation Design | 2009
16811 | 35 45 03.00 10 | SPEED REDUCERS FOR STORM WATER PUMPS | 05/22 | AMERICAN SOCIETY OF MECHANICAL ENGINEERS | ASME | ASME B31.1 | Power Piping | 2022
16812 | 35 45 03.00 10 | SPEED REDUCERS FOR STORM WATER PUMPS | 05/22 | INTERNATIONAL ORGANIZATION FOR STANDARDIZATION | ISO | ISO 4406 | Hydraulic Fluid Power - Fluids - Method for Coding the Level of Contamination by Solid Particles | 2021
16813 | 35 45 03.00 10 | SPEED REDUCERS FOR STORM WATER PUMPS | 05/22 | INTERNATIONAL ORGANIZATION FOR STANDARDIZATION | ISO | ISO 16889 | Hydraulic Fluid Power - Filters - Multi-Pass Method for Evaluating Filtration Performance of a Filter Element | 2022
16814 | 35 45 03.00 10 | SPEED REDUCERS FOR STORM WATER PUMPS | 05/22 | INTERNATIONAL ORGANIZATION FOR STANDARDIZATION | ISO | ISO 20816-3 | Mechanical Vibration - Measurement and Evaluation of Machine Vibration - Part 3: Industrial Machinery with a Power Rating Above 15 kW and Operating Speeds Between 120 r/min and 30 000 r/min | 2022
16815 | 35 45 03.00 10 | SPEED REDUCERS FOR STORM WATER PUMPS | 05/22 | NATIONAL ELECTRICAL MANUFACTURERS ASSOCIATION | NEMA | NEMA 250 | Enclosures for Electrical Equipment (1000 Volts Maximum) | 2020
16816 | 35 45 03.00 10 | SPEED REDUCERS FOR STORM WATER PUMPS | 05/22 | NATIONAL FIRE PROTECTION ASSOCIATION | NFPA | NFPA 70 | National Electrical Code | 2023
16817 | 35 45 03.00 10 | SPEED REDUCERS FOR STORM WATER PUMPS | 05/22 | U.S. ENVIRONMENTAL PROTECTION AGENCY | EPA | EPA 800-R-11-002 | Environmentally Acceptable Lubricants | 2011
16818 | 35 45 04.00 10 | SUBMERSIBLE PUMP, CENTRIFUGAL TYPE | 11/20 | AMERICAN BEARING MANUFACTURERS ASSOCIATION | ABMA | ABMA 9 | Load Ratings and Fatigue Life for Ball Bearings | 2015
16819 | 35 45 04.00 10 | SUBMERSIBLE PUMP, CENTRIFUGAL TYPE | 11/20 | AMERICAN BEARING MANUFACTURERS ASSOCIATION | ABMA | ABMA 11 | Load Ratings and Fatigue Life for Roller Bearings | 2014
16820 | 35 45 04.00 10 | SUBMERSIBLE PUMP, CENTRIFUGAL TYPE | 11/20 | AMERICAN SOCIETY OF MECHANICAL ENGINEERS | ASME | ASME B4.1 | Preferred Limits and Fits for Cylindrical Parts | 1967; R 1994; R 2004; R 2009; R 2020
16821 | 35 45 04.00 10 | SUBMERSIBLE PUMP, CENTRIFUGAL TYPE | 11/20 | AMERICAN SOCIETY OF MECHANICAL ENGINEERS | ASME | ASME B31.1 | Power Piping | 2022
16822 | 35 45 04.00 10 | SUBMERSIBLE PUMP, CENTRIFUGAL TYPE | 11/20 | AMERICAN SOCIETY OF MECHANICAL ENGINEERS | ASME | ASME BPVC SEC IX | BPVC Section IX-Welding, Brazing and Fusing Qualifications | 2017; Errata 2018
16823 | 35 45 04.00 10 | SUBMERSIBLE PUMP, CENTRIFUGAL TYPE | 11/20 | ASTM INTERNATIONAL | ASTM | ASTM A27/A27M | Standard Specification for Steel Castings, Carbon, for General Application | 2020
16824 | 35 45 04.00 10 | SUBMERSIBLE PUMP, CENTRIFUGAL TYPE | 11/20 | ASTM INTERNATIONAL | ASTM | ASTM A36/A36M | Standard Specification for Carbon Structural Steel | 2019
16825 | 35 45 04.00 10 | SUBMERSIBLE PUMP, CENTRIFUGAL TYPE | 11/20 | ASTM INTERNATIONAL | ASTM | ASTM A48/A48M | Standard Specification for Gray Iron Castings | 2022
16826 | 35 45 04.00 10 | SUBMERSIBLE PUMP, CENTRIFUGAL TYPE | 11/20 | ASTM INTERNATIONAL | ASTM | ASTM A108 | Standard Specification for Steel Bar, Carbon and Alloy, Cold-Finished | 2024
16827 | 35 45 04.00 10 | SUBMERSIBLE PUMP, CENTRIFUGAL TYPE | 11/20 | ASTM INTERNATIONAL | ASTM | ASTM A123/A123M | Standard Specification for Zinc (Hot-Dip Galvanized) Coatings on Iron and Steel Products | 2017
16828 | 35 45 04.00 10 | SUBMERSIBLE PUMP, CENTRIFUGAL TYPE | 11/20 | ASTM INTERNATIONAL | ASTM | ASTM A193/A193M | Standard Specification for Alloy-Steel and Stainless Steel Bolting Materials for High-Temperature Service and Other Special Purpose Applications | 2024
16829 | 35 45 04.00 10 | SUBMERSIBLE PUMP, CENTRIFUGAL TYPE | 11/20 | ASTM INTERNATIONAL | ASTM | ASTM A194/A194M | Standard Specification for Carbon Steel, Alloy Steel, and Stainless Steel Nuts for Bolts for High-Pressure or High-Temperature Service, or Both | 2024
16830 | 35 45 04.00 10 | SUBMERSIBLE PUMP, CENTRIFUGAL TYPE | 11/20 | ASTM INTERNATIONAL | ASTM | ASTM A276/A276M | Standard Specification for Stainless Steel Bars and Shapes | 2024
16831 | 35 45 04.00 10 | SUBMERSIBLE PUMP, CENTRIFUGAL TYPE | 11/20 | ASTM INTERNATIONAL | ASTM | ASTM A285/A285M | Standard Specification for Pressure Vessel Plates, Carbon Steel, Low- and Intermediate-Tensile Strength | 2017
16832 | 35 45 04.00 10 | SUBMERSIBLE PUMP, CENTRIFUGAL TYPE | 11/20 | ASTM INTERNATIONAL | ASTM | ASTM A516/A516M | Standard Specification for Pressure Vessel Plates, Carbon Steel, for Moderate- and Lower-Temperature Service | 2017
16833 | 35 45 04.00 10 | SUBMERSIBLE PUMP, CENTRIFUGAL TYPE | 11/20 | ASTM INTERNATIONAL | ASTM | ASTM A564/A564M | Standard Specification for Hot-Rolled and Cold-Finished Age-Hardening Stainless Steel Bars and Shapes | 2019
16834 | 35 45 04.00 10 | SUBMERSIBLE PUMP, CENTRIFUGAL TYPE | 11/20 | ASTM INTERNATIONAL | ASTM | ASTM A576 | Standard Specification for Steel Bars, Carbon, Hot-Wrought, Special Quality | 2023
16835 | 35 45 04.00 10 | SUBMERSIBLE PUMP, CENTRIFUGAL TYPE | 11/20 | ASTM INTERNATIONAL | ASTM | ASTM A668/A668M | Standard Specification for Steel Forgings, Carbon and Alloy, for General Industrial Use | 2023
16836 | 35 45 04.00 10 | SUBMERSIBLE PUMP, CENTRIFUGAL TYPE | 11/20 | ASTM INTERNATIONAL | ASTM | ASTM B584 | Standard Specification for Copper Alloy Sand Castings for General Applications | 2022
16837 | 35 45 04.00 10 | SUBMERSIBLE PUMP, CENTRIFUGAL TYPE | 11/20 | HYDRAULIC INSTITUTE | HI | HI ANSI/HI 9.1-9.5 | Pumps General Guidelines for Materials, Sound Testing, and Decontamination - B117 | 2021
16838 | 35 45 04.00 10 | SUBMERSIBLE PUMP, CENTRIFUGAL TYPE | 11/20 | HYDRAULIC INSTITUTE | HI | HI ANSI/HI 9.6.4 | Rotodynamic Pumps for Vibration Analysis and Allowable Values | 2022
16839 | 35 45 04.00 10 | SUBMERSIBLE PUMP, CENTRIFUGAL TYPE | 11/20 | HYDRAULIC INSTITUTE | HI | HI ANSI/HI 11.6 | Rotodynamic Submersible Pumps for Hydraulic Performance, Hydrostatic Pressure, Mechanical, and Electrical Acceptance Tests | 2016
16840 | 35 45 04.00 10 | SUBMERSIBLE PUMP, CENTRIFUGAL TYPE | 11/20 | HYDRAULIC INSTITUTE | HI | HI ANSI/HI 14.1-14.2 | Rotodynamic Pumps for Nomenclature and Definitions | 2019
16841 | 35 45 04.00 10 | SUBMERSIBLE PUMP, CENTRIFUGAL TYPE | 11/20 | HYDRAULIC INSTITUTE | HI | HI ANSI/HI 14.3 | Rotodynamic Pumps for Design and Application | 2019
16842 | 35 45 04.00 10 | SUBMERSIBLE PUMP, CENTRIFUGAL TYPE | 11/20 | INTERNATIONAL ORGANIZATION FOR STANDARDIZATION | ISO | ISO 1940-1 | Mechanical Vibration - Balance Quality Requirements for Rotors in a Constant (Rigid) State - Part 1: Specification and Verification of Balance Tolerances | 2003; R 2008
16843 | 35 45 04.00 10 | SUBMERSIBLE PUMP, CENTRIFUGAL TYPE | 11/20 | NATIONAL ELECTRICAL MANUFACTURERS ASSOCIATION | NEMA | NEMA MG 1 | Motors and Generators | 2021
16844 | 35 45 04.00 10 | SUBMERSIBLE PUMP, CENTRIFUGAL TYPE | 11/20 | NATIONAL ELECTRICAL MANUFACTURERS ASSOCIATION | NEMA | NEMA WC 70 | Power Cable Rated 2000 Volts or Less for the Distribution of Electrical Energy | 2021
16845 | 35 45 04.00 10 | SUBMERSIBLE PUMP, CENTRIFUGAL TYPE | 11/20 | NATIONAL ELECTRICAL MANUFACTURERS ASSOCIATION | NEMA | NEMA WC 72 | Continuity of Coating Testing for Electrical Conductors | 1999; R 2020
16846 | 35 51 13.00 20 | CONCRETE FLOATING PIER FOR SMALL CRAFT | 04/06 | AMERICAN CONCRETE INSTITUTE | ACI | ACI 211.2 | Standard Practice for Selecting Proportions for Structural Lightweight Concrete | 1998; R 2004
16847 | 35 51 13.00 20 | CONCRETE FLOATING PIER FOR SMALL CRAFT | 04/06 | AMERICAN CONCRETE INSTITUTE | ACI | ACI 304R | Guide for Measuring, Mixing, Transporting, and Placing Concrete | 2000; R 2009
16848 | 35 51 13.00 20 | CONCRETE FLOATING PIER FOR SMALL CRAFT | 04/06 | AMERICAN CONCRETE INSTITUTE | ACI | ACI 305R | Guide to Hot Weather Concreting | 2020
16849 | 35 51 13.00 20 | CONCRETE FLOATING PIER FOR SMALL CRAFT | 04/06 | AMERICAN CONCRETE INSTITUTE | ACI | ACI 306.1 | Standard Specification for Cold Weather Concreting | 1990; R 2002
16850 | 35 51 13.00 20 | CONCRETE FLOATING PIER FOR SMALL CRAFT | 04/06 | AMERICAN CONCRETE INSTITUTE | ACI | ACI 309R | Guide for Consolidation of Concrete | 2005
16851 | 35 51 13.00 20 | CONCRETE FLOATING PIER FOR SMALL CRAFT | 04/06 | AMERICAN CONCRETE INSTITUTE | ACI | ACI 318 | Building Code Requirements for Structural Concrete (ACI 318-19) and Commentary (ACI 318R-19) | 2019; R 2022
16852 | 35 51 13.00 20 | CONCRETE FLOATING PIER FOR SMALL CRAFT | 04/06 | AMERICAN CONCRETE INSTITUTE | ACI | ACI 318M | Building Code Requirements for Structural Concrete & Commentary | 2019; Errata 2022
16853 | 35 51 13.00 20 | CONCRETE FLOATING PIER FOR SMALL CRAFT | 04/06 | AMERICAN WELDING SOCIETY | AWS | AWS D1.4/D1.4M | Structural Welding Code - Reinforcing Steel | 2018
16854 | 35 51 13.00 20 | CONCRETE FLOATING PIER FOR SMALL CRAFT | 04/06 | AMERICAN WOOD PROTECTION ASSOCIATION | AWPA | AWPA C1 | All Timber Products - Preservative Treatment by Pressure Processes | 2003
16855 | 35 51 13.00 20 | CONCRETE FLOATING PIER FOR SMALL CRAFT | 04/06 | AMERICAN WOOD PROTECTION ASSOCIATION | AWPA | AWPA C2 | Lumber, Timber, Bridge Ties and Mine Ties - Preservative Treatment by Pressure Processes | 2003
16856 | 35 51 13.00 20 | CONCRETE FLOATING PIER FOR SMALL CRAFT | 04/06 | AMERICAN WOOD PROTECTION ASSOCIATION | AWPA | AWPA C18 | Standard For Pressure Treated Material in Marine Construction | 2003
16857 | 35 51 13.00 20 | CONCRETE FLOATING PIER FOR SMALL CRAFT | 04/06 | AMERICAN WOOD PROTECTION ASSOCIATION | AWPA | AWPA C28 | Standard for Preservative Treatment of Structural Glued Laminated Members and Lamination Before Gluing of Southern Pine, Coastal Douglas Fir, Hemfir and Western Hemlock by Pressure Processes | 2003
16858 | 35 51 13.00 20 | CONCRETE FLOATING PIER FOR SMALL CRAFT | 04/06 | AMERICAN WOOD PROTECTION ASSOCIATION | AWPA | AWPA C33 | Standard for Preservative Treatment of Structural Composite Lumber by Pressure Processes | 2003
16859 | 35 51 13.00 20 | CONCRETE FLOATING PIER FOR SMALL CRAFT | 04/06 | AMERICAN WOOD PROTECTION ASSOCIATION | AWPA | AWPA P5 | Standard for Waterborne Preservatives | 2015
16860 | 35 51 13.00 20 | CONCRETE FLOATING PIER FOR SMALL CRAFT | 04/06 | ASTM INTERNATIONAL | ASTM | ASTM A27/A27M | Standard Specification for Steel Castings, Carbon, for General Application | 2020
16861 | 35 51 13.00 20 | CONCRETE FLOATING PIER FOR SMALL CRAFT | 04/06 | ASTM INTERNATIONAL | ASTM | ASTM A36/A36M | Standard Specification for Carbon Structural Steel | 2019
16862 | 35 51 13.00 20 | CONCRETE FLOATING PIER FOR SMALL CRAFT | 04/06 | ASTM INTERNATIONAL | ASTM | ASTM A47/A47M | Standard Specification for Ferritic Malleable Iron Castings | 1999; R 2022; E 2022
16863 | 35 51 13.00 20 | CONCRETE FLOATING PIER FOR SMALL CRAFT | 04/06 | ASTM INTERNATIONAL | ASTM | ASTM A123/A123M | Standard Specification for Zinc (Hot-Dip Galvanized) Coatings on Iron and Steel Products | 2017
16864 | 35 51 13.00 20 | CONCRETE FLOATING PIER FOR SMALL CRAFT | 04/06 | ASTM INTERNATIONAL | ASTM | ASTM A153/A153M | Standard Specification for Zinc Coating (Hot-Dip) on Iron and Steel Hardware | 2023
16865 | 35 51 13.00 20 | CONCRETE FLOATING PIER FOR SMALL CRAFT | 04/06 | ASTM INTERNATIONAL | ASTM | ASTM A307 | Standard Specification for Carbon Steel Bolts, Studs, and Threaded Rod 60 000 PSI Tensile Strength | 2021
16866 | 35 51 13.00 20 | CONCRETE FLOATING PIER FOR SMALL CRAFT | 04/06 | ASTM INTERNATIONAL | ASTM | ASTM A563 | Standard Specification for Carbon and Alloy Steel Nuts | 2021; E 2022a
16867 | 35 51 13.00 20 | CONCRETE FLOATING PIER FOR SMALL CRAFT | 04/06 | ASTM INTERNATIONAL | ASTM | ASTM A563M | Standard Specification for Carbon and Alloy Steel Nuts (Metric) | 2007; R 2013
16868 | 35 51 13.00 20 | CONCRETE FLOATING PIER FOR SMALL CRAFT | 04/06 | ASTM INTERNATIONAL | ASTM | ASTM A615/A615M | Standard Specification for Deformed and Plain Carbon-Steel Bars for Concrete Reinforcement | 2022
16869 | 35 51 13.00 20 | CONCRETE FLOATING PIER FOR SMALL CRAFT | 04/06 | ASTM INTERNATIONAL | ASTM | ASTM A706/A706M | Standard Specification for Low-Alloy Steel Deformed and Plain Bars for Concrete Reinforcement | 2022a
16870 | 35 51 13.00 20 | CONCRETE FLOATING PIER FOR SMALL CRAFT | 04/06 | ASTM INTERNATIONAL | ASTM | ASTM A780/A780M | Standard Practice for Repair of Damaged and Uncoated Areas of Hot-Dip Galvanized Coatings | 2020
16871 | 35 51 13.00 20 | CONCRETE FLOATING PIER FOR SMALL CRAFT | 04/06 | ASTM INTERNATIONAL | ASTM | ASTM A1064/A1064M | Standard Specification for Carbon-Steel Wire and Welded Wire Reinforcement, Plain and Deformed, for Concrete | 2024
16872 | 35 51 13.00 20 | CONCRETE FLOATING PIER FOR SMALL CRAFT | 04/06 | ASTM INTERNATIONAL | ASTM | ASTM C94/C94M | Standard Specification for Ready-Mixed Concrete | 2024a
16873 | 35 51 13.00 20 | CONCRETE FLOATING PIER FOR SMALL CRAFT | 04/06 | ASTM INTERNATIONAL | ASTM | ASTM C150/C150M | Standard Specification for Portland Cement | 2022
16874 | 35 51 13.00 20 | CONCRETE FLOATING PIER FOR SMALL CRAFT | 04/06 | ASTM INTERNATIONAL | ASTM | ASTM C260/C260M | Standard Specification for Air-Entraining Admixtures for Concrete | 2010a; R 2016
16875 | 35 51 13.00 20 | CONCRETE FLOATING PIER FOR SMALL CRAFT | 04/06 | ASTM INTERNATIONAL | ASTM | ASTM C272/C272M | Standard Test Method for Water Absorption of Core Materials for Sandwich Constructions | 2018
16876 | 35 51 13.00 20 | CONCRETE FLOATING PIER FOR SMALL CRAFT | 04/06 | ASTM INTERNATIONAL | ASTM | ASTM C330/C330M | Standard Specification for Lightweight Aggregates for Structural Concrete | 2017a
16877 | 35 51 13.00 20 | CONCRETE FLOATING PIER FOR SMALL CRAFT | 04/06 | ASTM INTERNATIONAL | ASTM | ASTM C494/C494M | Standard Specification for Chemical Admixtures for Concrete | 2019; E 2022
16878 | 35 51 13.00 20 | CONCRETE FLOATING PIER FOR SMALL CRAFT | 04/06 | ASTM INTERNATIONAL | ASTM | ASTM C578 | Standard Specification for Rigid, Cellular Polystyrene Thermal Insulation | 2023
16879 | 35 51 13.00 20 | CONCRETE FLOATING PIER FOR SMALL CRAFT | 04/06 | ASTM INTERNATIONAL | ASTM | ASTM C595/C595M | Standard Specification for Blended Hydraulic Cements | 2023
16880 | 35 51 13.00 20 | CONCRETE FLOATING PIER FOR SMALL CRAFT | 04/06 | ASTM INTERNATIONAL | ASTM | ASTM C618 | Standard Specification for Coal Fly Ash and Raw or Calcined Natural Pozzolan for Use in Concrete | 2023; E 2023
16881 | 35 51 13.00 20 | CONCRETE FLOATING PIER FOR SMALL CRAFT | 04/06 | ASTM INTERNATIONAL | ASTM | ASTM C989/C989M | Standard Specification for Slag Cement for Use in Concrete and Mortars | 2024
16882 | 35 51 13.00 20 | CONCRETE FLOATING PIER FOR SMALL CRAFT | 04/06 | ASTM INTERNATIONAL | ASTM | ASTM C1107/C1107M | Standard Specification for Packaged Dry, Hydraulic-Cement Grout (Nonshrink) | 2020
16883 | 35 51 13.00 20 | CONCRETE FLOATING PIER FOR SMALL CRAFT | 04/06 | ASTM INTERNATIONAL | ASTM | ASTM D256 | Standard Test Methods for Determining the Izod Pendulum Impact Resistance of Plastics | 2010; R 2018
16884 | 35 51 13.00 20 | CONCRETE FLOATING PIER FOR SMALL CRAFT | 04/06 | ASTM INTERNATIONAL | ASTM | ASTM D570 | Standard Test Method for Water Absorption of Plastics | 1998; E 2010; R 2010
16885 | 35 51 13.00 20 | CONCRETE FLOATING PIER FOR SMALL CRAFT | 04/06 | ASTM INTERNATIONAL | ASTM | ASTM D638 | Standard Test Method for Tensile Properties of Plastics | 2014
16886 | 35 51 13.00 20 | CONCRETE FLOATING PIER FOR SMALL CRAFT | 04/06 | ASTM INTERNATIONAL | ASTM | ASTM D792 | Density and Specific Gravity (Relative Density) of Plastics by Displacement | 2013
16887 | 35 51 13.00 20 | CONCRETE FLOATING PIER FOR SMALL CRAFT | 04/06 | ASTM INTERNATIONAL | ASTM | ASTM D1535 | Standard Practice for Specifying Color by the Munsell System | 2014; R 2018
16888 | 35 51 13.00 20 | CONCRETE FLOATING PIER FOR SMALL CRAFT | 04/06 | ASTM INTERNATIONAL | ASTM | ASTM D1894 | Static and Kinetic Coefficients of Friction of Plastic Film and Sheeting | 2014
16889 | 35 51 13.00 20 | CONCRETE FLOATING PIER FOR SMALL CRAFT | 04/06 | ASTM INTERNATIONAL | ASTM | ASTM D2240 | Standard Test Method for Rubber Property - Durometer Hardness | 2015; E 2017
16890 | 35 51 13.00 20 | CONCRETE FLOATING PIER FOR SMALL CRAFT | 04/06 | ASTM INTERNATIONAL | ASTM | ASTM D4020 | Ultra-High-Molecular-Weight Polyethylene Molding and Extrusion Materials | 2011
16891 | 35 51 13.00 20 | CONCRETE FLOATING PIER FOR SMALL CRAFT | 04/06 | ASTM INTERNATIONAL | ASTM | ASTM D5456 | Standard Specification for Evaluation of Structural Composite Lumber Products | 2017
16892 | 35 51 13.00 20 | CONCRETE FLOATING PIER FOR SMALL CRAFT | 04/06 | ASTM INTERNATIONAL | ASTM | ASTM F844 | Standard Specification for Washers, Steel, Plain (Flat), Unhardened for General Use | 2019; R 2024
16893 | 35 51 13.00 20 | CONCRETE FLOATING PIER FOR SMALL CRAFT | 04/06 | ASTM INTERNATIONAL | ASTM | ASTM G109 | Determining the Effects of Chemical Admixtures on the Corrosion of Embedded Steel Reinforcement in Concrete Exposed to Chloride Environments E(2000) | 2023
16894 | 35 51 13.00 20 | CONCRETE FLOATING PIER FOR SMALL CRAFT | 04/06 | EUROPEAN COMMITTEE FOR STANDARDIZATION | CEN/CENELEC | CENELEC EN 60529 | Degrees of Protection Provided By Enclosures (IP Code) | 1991; A1 2000; A2 2013
16895 | 35 51 13.00 20 | CONCRETE FLOATING PIER FOR SMALL CRAFT | 04/06 | EUROPEAN COMMITTEE FOR STANDARDIZATION | CEN/CENELEC | EN 60309-1 | Plugs, Socket-Outlets and Couplers for Industrial Purposes Part 1: General Requirements | 1999; A1 2007; A2 2012
16896 | 35 51 13.00 20 | CONCRETE FLOATING PIER FOR SMALL CRAFT | 04/06 | EUROPEAN COMMITTEE FOR STANDARDIZATION | CEN/CENELEC | EN 60309-2 | Plugs, Socket-Outlets and Couplers for Industrial Purposes Part 2: Dimensional Interchangeability Requirements for Pin and Contact-Tube Accessories | 1999; A1 2004; A11 2007; A2 2012
16897 | 35 51 13.00 20 | CONCRETE FLOATING PIER FOR SMALL CRAFT | 04/06 | INSTITUTE OF ELECTRICAL AND ELECTRONICS ENGINEERS | IEEE | IEEE C57.12.29 | Standard for Pad-Mounted Equipment - Enclosure Integrity for Coastal Environments | 2023
16898 | 35 51 13.00 20 | CONCRETE FLOATING PIER FOR SMALL CRAFT | 04/06 | NATIONAL ELECTRICAL MANUFACTURERS ASSOCIATION | NEMA | NEMA ICS 6 | Industrial Control and Systems: Enclosures | 1993; R 2016
16899 | 35 51 13.00 20 | CONCRETE FLOATING PIER FOR SMALL CRAFT | 04/06 | PRECAST/PRESTRESSED CONCRETE INSTITUTE | PCI | PCI MNL-116 | Manual for Quality Control for Plants and Production of Structural Precast Concrete Products, 5th Edition | 2021
16900 | 35 51 13.00 20 | CONCRETE FLOATING PIER FOR SMALL CRAFT | 04/06 | PRECAST/PRESTRESSED CONCRETE INSTITUTE | PCI | PCI MNL-120 | PCI Design Handbook - Precast and Prestressed Concrete, 8th Edition | 2021
16901 | 35 51 13.00 20 | CONCRETE FLOATING PIER FOR SMALL CRAFT | 04/06 | SOCIETY OF AUTOMOTIVE ENGINEERS INTERNATIONAL | SAE | SAE AMS-QQ-A-200/8 | Aluminum Alloy 6061, Bar, Rod, Shapes, Tube, and Wire, Extruded | 1997; R 2012
16902 | 35 51 13.00 20 | CONCRETE FLOATING PIER FOR SMALL CRAFT | 04/06 | U.S. DEPARTMENT OF DEFENSE | DOD | MIL-I-24768/14 | Insulation, Plastic, Laminated, Thermosetting, Cotton-Fabric-Base, Phenolic-Resin (FBG) | 1992; Notice 1 2020
16903 | 35 51 13.00 20 | CONCRETE FLOATING PIER FOR SMALL CRAFT | 04/06 | U.S. GENERAL SERVICES ADMINISTRATION | GSA | CID A-A-55619 | Casters, Industrial, Heavy Duty | Rev C; Notice 1; Notice 2; Notice 3
16904 | 35 51 13.00 20 | CONCRETE FLOATING PIER FOR SMALL CRAFT | 04/06 | UNDERWRITERS LABORATORIES | UL | UL 98 | UL Standard for Safety Enclosed and Dead-Front Switches | 2016; Reprint Jan 2022
16905 | 35 51 13.00 20 | CONCRETE FLOATING PIER FOR SMALL CRAFT | 04/06 | UNDERWRITERS LABORATORIES | UL | UL 231 | UL Standard for Safety Power Outlets | 2016; Reprint Oct 2022
16906 | 35 51 13.00 20 | CONCRETE FLOATING PIER FOR SMALL CRAFT | 04/06 | UNDERWRITERS LABORATORIES | UL | UL 489 | UL Standard for Safety Molded-Case Circuit Breakers, Molded-Case Switches and Circuit-Breaker Enclosures | 2016; Rev 2019
16907 | 35 51 13.00 20 | CONCRETE FLOATING PIER FOR SMALL CRAFT | 04/06 | UNDERWRITERS LABORATORIES | UL | UL 943 | UL Standard for Safety Ground-Fault Circuit-Interrupters | 2016; Reprint Sep 2023
16908 | 35 51 13.00 20 | CONCRETE FLOATING PIER FOR SMALL CRAFT | 04/06 | UNDERWRITERS LABORATORIES | UL | UL 1686 | Standard for Pin and Sleeve Configurations | 2023
16909 | 35 59 13.13 | PRESTRESSED CONCRETE FENDER PILING | 08/09 | AMERICAN ASSOCIATION OF STATE HIGHWAY AND TRANSPORTATION OFFICIALS | AASHTO | AASHTO M 182 | Standard Specification for Burlap Cloth Made from Jute or Kenaf and Cotton Mats | 2005; R 2021
16910 | 35 59 13.13 | PRESTRESSED CONCRETE FENDER PILING | 08/09 | AMERICAN CONCRETE INSTITUTE | ACI | ACI 211.1 | Standard Practice for Selecting Proportions for Normal, Heavyweight and Mass Concrete | 1991; R 2009
16911 | 35 59 13.13 | PRESTRESSED CONCRETE FENDER PILING | 08/09 | AMERICAN CONCRETE INSTITUTE | ACI | ACI 212.3R | Chemical Admixtures for Concrete | 2016
16912 | 35 59 13.13 | PRESTRESSED CONCRETE FENDER PILING | 08/09 | AMERICAN CONCRETE INSTITUTE | ACI | ACI 214R | Evaluation of Strength Test Results of Concrete | 2011
16913 | 35 59 13.13 | PRESTRESSED CONCRETE FENDER PILING | 08/09 | AMERICAN CONCRETE INSTITUTE | ACI | ACI 318M | Building Code Requirements for Structural Concrete & Commentary | 2019; Errata 2022
16914 | 35 59 13.13 | PRESTRESSED CONCRETE FENDER PILING | 08/09 | AMERICAN CONCRETE INSTITUTE | ACI | ACI MNL-66 | ACI Detailing Manual | 2020
16915 | 35 59 13.13 | PRESTRESSED CONCRETE FENDER PILING | 08/09 | AMERICAN WELDING SOCIETY | AWS | AWS D1.4/D1.4M | Structural Welding Code - Reinforcing Steel | 2018
16916 | 35 59 13.13 | PRESTRESSED CONCRETE FENDER PILING | 08/09 | ASTM INTERNATIONAL | ASTM | ASTM A53/A53M | Standard Specification for Pipe, Steel, Black and Hot-Dipped, Zinc-Coated, Welded and Seamless | 2024
16917 | 35 59 13.13 | PRESTRESSED CONCRETE FENDER PILING | 08/09 | ASTM INTERNATIONAL | ASTM | ASTM A153/A153M | Standard Specification for Zinc Coating (Hot-Dip) on Iron and Steel Hardware | 2023
16918 | 35 59 13.13 | PRESTRESSED CONCRETE FENDER PILING | 08/09 | ASTM INTERNATIONAL | ASTM | ASTM A307 | Standard Specification for Carbon Steel Bolts, Studs, and Threaded Rod 60 000 PSI Tensile Strength | 2021
16919 | 35 59 13.13 | PRESTRESSED CONCRETE FENDER PILING | 08/09 | ASTM INTERNATIONAL | ASTM | ASTM A416/A416M | Standard Specification for Low-Relaxation, Seven-Wire for Prestressed Concrete | 2024
16920 | 35 59 13.13 | PRESTRESSED CONCRETE FENDER PILING | 08/09 | ASTM INTERNATIONAL | ASTM | ASTM A501/A501M | Standard Specification for Hot-Formed Welded and Seamless Carbon Steel Structural Tubing | 2021
16921 | 35 59 13.13 | PRESTRESSED CONCRETE FENDER PILING | 08/09 | ASTM INTERNATIONAL | ASTM | ASTM A563 | Standard Specification for Carbon and Alloy Steel Nuts | 2021; E 2022a
16922 | 35 59 13.13 | PRESTRESSED CONCRETE FENDER PILING | 08/09 | ASTM INTERNATIONAL | ASTM | ASTM A563M | Standard Specification for Carbon and Alloy Steel Nuts (Metric) | 2007; R 2013
16923 | 35 59 13.13 | PRESTRESSED CONCRETE FENDER PILING | 08/09 | ASTM INTERNATIONAL | ASTM | ASTM A615/A615M | Standard Specification for Deformed and Plain Carbon-Steel Bars for Concrete Reinforcement | 2022
16924 | 35 59 13.13 | PRESTRESSED CONCRETE FENDER PILING | 08/09 | ASTM INTERNATIONAL | ASTM | ASTM A706/A706M | Standard Specification for Low-Alloy Steel Deformed and Plain Bars for Concrete Reinforcement | 2022a
16925 | 35 59 13.13 | PRESTRESSED CONCRETE FENDER PILING | 08/09 | ASTM INTERNATIONAL | ASTM | ASTM A996/A996M | Standard Specification for Rail-Steel and Axle-Steel Deformed Bars for Concrete Reinforcement | 2016
16926 | 35 59 13.13 | PRESTRESSED CONCRETE FENDER PILING | 08/09 | ASTM INTERNATIONAL | ASTM | ASTM A1064/A1064M | Standard Specification for Carbon-Steel Wire and Welded Wire Reinforcement, Plain and Deformed, for Concrete | 2024
16927 | 35 59 13.13 | PRESTRESSED CONCRETE FENDER PILING | 08/09 | ASTM INTERNATIONAL | ASTM | ASTM C31/C31M | Standard Practice for Making and Curing Concrete Test Specimens in the Field | 2024b
16928 | 35 59 13.13 | PRESTRESSED CONCRETE FENDER PILING | 08/09 | ASTM INTERNATIONAL | ASTM | ASTM C33/C33M | Standard Specification for Concrete Aggregates | 2023
16929 | 35 59 13.13 | PRESTRESSED CONCRETE FENDER PILING | 08/09 | ASTM INTERNATIONAL | ASTM | ASTM C39/C39M | Standard Test Method for Compressive Strength of Cylindrical Concrete Specimens | 2024
16930 | 35 59 13.13 | PRESTRESSED CONCRETE FENDER PILING | 08/09 | ASTM INTERNATIONAL | ASTM | ASTM C136/C136M | Standard Test Method for Sieve Analysis of Fine and Coarse Aggregates | 2019
16931 | 35 59 13.13 | PRESTRESSED CONCRETE FENDER PILING | 08/09 | ASTM INTERNATIONAL | ASTM | ASTM C143/C143M | Standard Test Method for Slump of Hydraulic-Cement Concrete | 2020
16932 | 35 59 13.13 | PRESTRESSED CONCRETE FENDER PILING | 08/09 | ASTM INTERNATIONAL | ASTM | ASTM C150/C150M | Standard Specification for Portland Cement | 2022
16933 | 35 59 13.13 | PRESTRESSED CONCRETE FENDER PILING | 08/09 | ASTM INTERNATIONAL | ASTM | ASTM C171 | Standard Specification for Sheet Materials for Curing Concrete | 2020
16934 | 35 59 13.13 | PRESTRESSED CONCRETE FENDER PILING | 08/09 | ASTM INTERNATIONAL | ASTM | ASTM C172/C172M | Standard Practice for Sampling Freshly Mixed Concrete | 2017
16935 | 35 59 13.13 | PRESTRESSED CONCRETE FENDER PILING | 08/09 | ASTM INTERNATIONAL | ASTM | ASTM C260/C260M | Standard Specification for Air-Entraining Admixtures for Concrete | 2010a; R 2016
16936 | 35 59 13.13 | PRESTRESSED CONCRETE FENDER PILING | 08/09 | ASTM INTERNATIONAL | ASTM | ASTM C309 | Standard Specification for Liquid Membrane-Forming Compounds for Curing Concrete | 2019
16937 | 35 59 13.13 | PRESTRESSED CONCRETE FENDER PILING | 08/09 | ASTM INTERNATIONAL | ASTM | ASTM C311/C311M | Standard Test Methods for Sampling and Testing Fly Ash or Natural Pozzolans for Use in Portland-Cement Concrete | 2024
16938 | 35 59 13.13 | PRESTRESSED CONCRETE FENDER PILING | 08/09 | ASTM INTERNATIONAL | ASTM | ASTM C494/C494M | Standard Specification for Chemical Admixtures for Concrete | 2019; E 2022
16939 | 35 59 13.13 | PRESTRESSED CONCRETE FENDER PILING | 08/09 | ASTM INTERNATIONAL | ASTM | ASTM C595/C595M | Standard Specification for Blended Hydraulic Cements | 2023
16940 | 35 59 13.13 | PRESTRESSED CONCRETE FENDER PILING | 08/09 | ASTM INTERNATIONAL | ASTM | ASTM C618 | Standard Specification for Coal Fly Ash and Raw or Calcined Natural Pozzolan for Use in Concrete | 2023; E 2023
16941 | 35 59 13.13 | PRESTRESSED CONCRETE FENDER PILING | 08/09 | ASTM INTERNATIONAL | ASTM | ASTM C666/C666M | Resistance of Concrete to Rapid Freezing and Thawing | 2015
16942 | 35 59 13.13 | PRESTRESSED CONCRETE FENDER PILING | 08/09 | ASTM INTERNATIONAL | ASTM | ASTM C989/C989M | Standard Specification for Slag Cement for Use in Concrete and Mortars | 2024
16943 | 35 59 13.13 | PRESTRESSED CONCRETE FENDER PILING | 08/09 | ASTM INTERNATIONAL | ASTM | ASTM C1202 | Standard Test Method for Electrical Indication of Concrete's Ability to Resist Chloride Ion Penetration | 2022; E 2022
16944 | 35 59 13.13 | PRESTRESSED CONCRETE FENDER PILING | 08/09 | ASTM INTERNATIONAL | ASTM | ASTM C1218/C1218M | Standard Test Method for Water-Soluble Chloride in Mortar and Concrete | 2020c
16945 | 35 59 13.13 | PRESTRESSED CONCRETE FENDER PILING | 08/09 | ASTM INTERNATIONAL | ASTM | ASTM C1240 | Standard Specification for Silica Fume Used in Cementitious Mixtures | 2020
16946 | 35 59 13.13 | PRESTRESSED CONCRETE FENDER PILING | 08/09 | ASTM INTERNATIONAL | ASTM | ASTM C1260 | Standard Test Method for Potential Alkali Reactivity of Aggregates (Mortar-Bar Method) | 2023
16947 | 35 59 13.13 | PRESTRESSED CONCRETE FENDER PILING | 08/09 | ASTM INTERNATIONAL | ASTM | ASTM C1567 | Standard Test Method for Potential Alkali-Silica Reactivity of Combinations of Cementitious Materials and Aggregate (Accelerated Mortar-Bar Method) | 2023
16948 | 35 59 13.13 | PRESTRESSED CONCRETE FENDER PILING | 08/09 | ASTM INTERNATIONAL | ASTM | ASTM D256 | Standard Test Methods for Determining the Izod Pendulum Impact Resistance of Plastics | 2010; R 2018
16949 | 35 59 13.13 | PRESTRESSED CONCRETE FENDER PILING | 08/09 | ASTM INTERNATIONAL | ASTM | ASTM D570 | Standard Test Method for Water Absorption of Plastics | 1998; E 2010; R 2010
16950 | 35 59 13.13 | PRESTRESSED CONCRETE FENDER PILING | 08/09 | ASTM INTERNATIONAL | ASTM | ASTM D638 | Standard Test Method for Tensile Properties of Plastics | 2014
16951 | 35 59 13.13 | PRESTRESSED CONCRETE FENDER PILING | 08/09 | ASTM INTERNATIONAL | ASTM | ASTM D792 | Density and Specific Gravity (Relative Density) of Plastics by Displacement | 2013
16952 | 35 59 13.13 | PRESTRESSED CONCRETE FENDER PILING | 08/09 | ASTM INTERNATIONAL | ASTM | ASTM D1894 | Static and Kinetic Coefficients of Friction of Plastic Film and Sheeting | 2014
16953 | 35 59 13.13 | PRESTRESSED CONCRETE FENDER PILING | 08/09 | ASTM INTERNATIONAL | ASTM | ASTM D2240 | Standard Test Method for Rubber Property - Durometer Hardness | 2015; E 2017
16954 | 35 59 13.13 | PRESTRESSED CONCRETE FENDER PILING | 08/09 | ASTM INTERNATIONAL | ASTM | ASTM D4020 | Ultra-High-Molecular-Weight Polyethylene Molding and Extrusion Materials | 2011
16955 | 35 59 13.13 | PRESTRESSED CONCRETE FENDER PILING | 08/09 | ASTM INTERNATIONAL | ASTM | ASTM F844 | Standard Specification for Washers, Steel, Plain (Flat), Unhardened for General Use | 2019; R 2024
16956 | 35 59 13.13 | PRESTRESSED CONCRETE FENDER PILING | 08/09 | PRECAST/PRESTRESSED CONCRETE INSTITUTE | PCI | PCI MNL-116 | Manual for Quality Control for Plants and Production of Structural Precast Concrete Products, 5th Edition | 2021
16957 | 35 59 13.14 20 | POLYMERIC PILES | 02/18 | ASTM INTERNATIONAL | ASTM | ASTM D570 | Standard Test Method for Water Absorption of Plastics | 1998; E 2010; R 2010
16958 | 35 59 13.14 20 | POLYMERIC PILES | 02/18 | ASTM INTERNATIONAL | ASTM | ASTM D746 | Standard Test Method for Brittleness Temperature of Plastics and Elastomers by Impact | 2014
16959 | 35 59 13.14 20 | POLYMERIC PILES | 02/18 | ASTM INTERNATIONAL | ASTM | ASTM D883 | Standard Terminology Relating to Plastics | 2020a
16960 | 35 59 13.14 20 | POLYMERIC PILES | 02/18 | ASTM INTERNATIONAL | ASTM | ASTM D1143/D1143M | Piles Under Static Axial Compressive Load | 2007; R 2013
16961 | 35 59 13.14 20 | POLYMERIC PILES | 02/18 | ASTM INTERNATIONAL | ASTM | ASTM D2240 | Standard Test Method for Rubber Property - Durometer Hardness | 2015; E 2017
16962 | 35 59 13.14 20 | POLYMERIC PILES | 02/18 | ASTM INTERNATIONAL | ASTM | ASTM D2310 | Machine-Made "Fiberglass" (Glass-Fiber-Reinforced Thermosetting-Resin) Pipe | 2006; R 2012
16963 | 35 59 13.14 20 | POLYMERIC PILES | 02/18 | ASTM INTERNATIONAL | ASTM | ASTM D2996 | Standard Specification for Filament-Wound "Fiberglass" (Glass-Fiber-Reinforced Thermosetting-Resin) Pipe | 2017
16964 | 35 59 13.14 20 | POLYMERIC PILES | 02/18 | ASTM INTERNATIONAL | ASTM | ASTM D3350 | Polyethylene Plastics Pipe and Fittings Materials | 2021
16965 | 35 59 13.14 20 | POLYMERIC PILES | 02/18 | ASTM INTERNATIONAL | ASTM | ASTM D3689 | Standard Test Methods for Deep Foundations Under Static Axial Tensile Load | 2007; E 2013; R 2013
16966 | 35 59 13.14 20 | POLYMERIC PILES | 02/18 | ASTM INTERNATIONAL | ASTM | ASTM D3966/D3966M | Standard Test Methods for Deep Foundations Under Lateral Load | 2007; R 2013; E 2013
16967 | 35 59 13.14 20 | POLYMERIC PILES | 02/18 | ASTM INTERNATIONAL | ASTM | ASTM D4060 | Abrasion Resistance of Organic Coatings by the Taber Abraser | 2019
16968 | 35 59 13.14 20 | POLYMERIC PILES | 02/18 | ASTM INTERNATIONAL | ASTM | ASTM D4329 | Standard Practice for Fluorescent UV Exposure of Plastics | 2013
16969 | 35 59 13.14 20 | POLYMERIC PILES | 02/18 | ASTM INTERNATIONAL | ASTM | ASTM D4945 | Standard Test Method for High-Strain Dynamic Testing of Deep Foundations | 2017
16970 | 35 59 13.14 20 | POLYMERIC PILES | 02/18 | ASTM INTERNATIONAL | ASTM | ASTM D6109 | Standard Test Methods for Flexural Properties of Unreinforced and Reinforced Plastic Lumber and Related Products | 2013
16971 | 35 59 13.14 20 | POLYMERIC PILES | 02/18 | ASTM INTERNATIONAL | ASTM | ASTM D7258 | Standard Specification for Polymeric Piles | 2017
16972 | 35 59 13.14 20 | POLYMERIC PILES | 02/18 | ASTM INTERNATIONAL | ASTM | ASTM E84 | Standard Test Method for Surface Burning Characteristics of Building Materials | 2023
16973 | 35 59 13.14 20 | POLYMERIC PILES | 02/18 | U.S. ARMY CORPS OF ENGINEERS | USACE | EM 385-1-1 | Safety -- Safety and Occupational Health (SOH) Requirements | 2024
16974 | 35 59 13.16 | EXTRUDED AND MOLDED MARINE FENDERS | 11/21 | AMERICAN WELDING SOCIETY | AWS | AWS D1.1/D1.1M | Structural Welding Code - Steel | 2020; Errata 1 2021
16975 | 35 59 13.16 | EXTRUDED AND MOLDED MARINE FENDERS | 11/21 | ASTM INTERNATIONAL | ASTM | ASTM A36/A36M | Standard Specification for Carbon Structural Steel | 2019
16976 | 35 59 13.16 | EXTRUDED AND MOLDED MARINE FENDERS | 11/21 | ASTM INTERNATIONAL | ASTM | ASTM A123/A123M | Standard Specification for Zinc (Hot-Dip Galvanized) Coatings on Iron and Steel Products | 2017
16977 | 35 59 13.16 | EXTRUDED AND MOLDED MARINE FENDERS | 11/21 | ASTM INTERNATIONAL | ASTM | ASTM A153/A153M | Standard Specification for Zinc Coating (Hot-Dip) on Iron and Steel Hardware | 2023
16978 | 35 59 13.16 | EXTRUDED AND MOLDED MARINE FENDERS | 11/21 | ASTM INTERNATIONAL | ASTM | ASTM A307 | Standard Specification for Carbon Steel Bolts, Studs, and Threaded Rod 60 000 PSI Tensile Strength | 2021
16979 | 35 59 13.16 | EXTRUDED AND MOLDED MARINE FENDERS | 11/21 | ASTM INTERNATIONAL | ASTM | ASTM A479/A479M | Standard Specification for Stainless Steel Bars and Shapes for Use in Boilers and Other Pressure Vessels | 2024
16980 | 35 59 13.16 | EXTRUDED AND MOLDED MARINE FENDERS | 11/21 | ASTM INTERNATIONAL | ASTM | ASTM A563 | Standard Specification for Carbon and Alloy Steel Nuts | 2021; E 2022a
16981 | 35 59 13.16 | EXTRUDED AND MOLDED MARINE FENDERS | 11/21 | ASTM INTERNATIONAL | ASTM | ASTM B695 | Standard Specification for Coatings of Zinc Mechanically Deposited on Iron and Steel | 2021
16982 | 35 59 13.16 | EXTRUDED AND MOLDED MARINE FENDERS | 11/21 | ASTM INTERNATIONAL | ASTM | ASTM D256 | Standard Test Methods for Determining the Izod Pendulum Impact Resistance of Plastics | 2010; R 2018
16983 | 35 59 13.16 | EXTRUDED AND MOLDED MARINE FENDERS | 11/21 | ASTM INTERNATIONAL | ASTM | ASTM D395 | Standard Test Methods for Rubber Property - Compression Set | 2016; E 2017
16984 | 35 59 13.16 | EXTRUDED AND MOLDED MARINE FENDERS | 11/21 | ASTM INTERNATIONAL | ASTM | ASTM D412 | Standard Test Methods for Vulcanized Rubber and Thermoplastic Elastomers - Tension | 2016; R 2021
16985 | 35 59 13.16 | EXTRUDED AND MOLDED MARINE FENDERS | 11/21 | ASTM INTERNATIONAL | ASTM | ASTM D471 | Standard Test Method for Rubber Property - Effect of Liquids | 2016a
16986 | 35 59 13.16 | EXTRUDED AND MOLDED MARINE FENDERS | 11/21 | ASTM INTERNATIONAL | ASTM | ASTM D573 | Standard Test Method for Rubber - Deterioration in an Air Oven | 2004; R 2019
16987 | 35 59 13.16 | EXTRUDED AND MOLDED MARINE FENDERS | 11/21 | ASTM INTERNATIONAL | ASTM | ASTM D575 | Rubber Properties in Compression | 1991; R 2012
16988 | 35 59 13.16 | EXTRUDED AND MOLDED MARINE FENDERS | 11/21 | ASTM INTERNATIONAL | ASTM | ASTM D624 | Standard Test Method for Tear Strength of Conventional Vulcanized Rubber and Thermoplastic Elastomers | 2000; R 2020
16989 | 35 59 13.16 | EXTRUDED AND MOLDED MARINE FENDERS | 11/21 | ASTM INTERNATIONAL | ASTM | ASTM D746 | Standard Test Method for Brittleness Temperature of Plastics and Elastomers by Impact | 2014
16990 | 35 59 13.16 | EXTRUDED AND MOLDED MARINE FENDERS | 11/21 | ASTM INTERNATIONAL | ASTM | ASTM D1171 | Standard Test Method for Rubber Deterioration - Surface Ozone Cracking Outdoors (Triangular Specimens) | 2018
16991 | 35 59 13.16 | EXTRUDED AND MOLDED MARINE FENDERS | 11/21 | ASTM INTERNATIONAL | ASTM | ASTM D1894 | Static and Kinetic Coefficients of Friction of Plastic Film and Sheeting | 2014
16992 | 35 59 13.16 | EXTRUDED AND MOLDED MARINE FENDERS | 11/21 | ASTM INTERNATIONAL | ASTM | ASTM D2000 | Standard Classification System for Rubber Products in Automotive Applications | 2018
16993 | 35 59 13.16 | EXTRUDED AND MOLDED MARINE FENDERS | 11/21 | ASTM INTERNATIONAL | ASTM | ASTM F593 | Standard Specification for Stainless Steel Bolts, Hex Cap Screws, and Studs | 2022
16994 | 35 59 13.16 | EXTRUDED AND MOLDED MARINE FENDERS | 11/21 | ASTM INTERNATIONAL | ASTM | ASTM F594 | Standard Specification for Stainless Steel Nuts | 2022
16995 | 35 59 13.16 | EXTRUDED AND MOLDED MARINE FENDERS | 11/21 | ASTM INTERNATIONAL | ASTM | ASTM F648 | Standard Specification for Ultra-High-Molecular-Weight Polyethylene Powder and Fabricated Form for Surgical Implants | 2021
16996 | 35 59 13.16 | EXTRUDED AND MOLDED MARINE FENDERS | 11/21 | ASTM INTERNATIONAL | ASTM | ASTM F844 | Standard Specification for Washers, Steel, Plain (Flat), Unhardened for General Use | 2019; R 2024
16997 | 35 59 13.16 | EXTRUDED AND MOLDED MARINE FENDERS | 11/21 | ASTM INTERNATIONAL | ASTM | ASTM F2192 | Standard Test Method for Determining and Reporting the Berthing Energy and Reaction of Marine Feeders | 2005; R 2022
16998 | 35 59 13.16 | EXTRUDED AND MOLDED MARINE FENDERS | 11/21 | INTERNATIONAL NAVIGATION ASSOCIATION | PIANC | PIANC 2002 | Guidelines for the Design of Fender Systems: 2002 | 2002
16999 | 35 59 13.16 | EXTRUDED AND MOLDED MARINE FENDERS | 11/21 | U.S. DEPARTMENT OF DEFENSE | DOD | MIL-PRF-907 | Antiseize Thread Compound, High Temperature | 2020; Rev H
17000 | 35 59 13.16 | EXTRUDED AND MOLDED MARINE FENDERS | 11/21 | U.S. GENERAL SERVICES ADMINISTRATION | GSA | FS RR-C-271 | Chains and Attachments, Carbon And Alloy Steel | Rev H; Am 1
17001 | 35 59 13.17 | FOAM-FILLED MARINE FENDERS | 11/21 | AMERICAN BUREAU OF SHIPPING | ABS | ABS 2 | Rules for Building and Classing Steel Vessels | 2019
17002 | 35 59 13.17 | FOAM-FILLED MARINE FENDERS | 11/21 | AMERICAN WELDING SOCIETY | AWS | AWS D1.1/D1.1M | Structural Welding Code - Steel | 2020; Errata 1 2021
17003 | 35 59 13.17 | FOAM-FILLED MARINE FENDERS | 11/21 | ASTM INTERNATIONAL | ASTM | ASTM A123/A123M | Standard Specification for Zinc (Hot-Dip Galvanized) Coatings on Iron and Steel Products | 2017
17004 | 35 59 13.17 | FOAM-FILLED MARINE FENDERS | 11/21 | ASTM INTERNATIONAL | ASTM | ASTM A153/A153M | Standard Specification for Zinc Coating (Hot-Dip) on Iron and Steel Hardware | 2023
17005 | 35 59 13.17 | FOAM-FILLED MARINE FENDERS | 11/21 | ASTM INTERNATIONAL | ASTM | ASTM D412 | Standard Test Methods for Vulcanized Rubber and Thermoplastic Elastomers - Tension | 2016; R 2021
17006 | 35 59 13.17 | FOAM-FILLED MARINE FENDERS | 11/21 | ASTM INTERNATIONAL | ASTM | ASTM D470 | Crosslinked Insulations and Jackets for Wire and Cable | 2013
17007 | 35 59 13.17 | FOAM-FILLED MARINE FENDERS | 11/21 | ASTM INTERNATIONAL | ASTM | ASTM D1052 | Measuring Rubber Deterioration-Cut Growth Using Ross Flexing Apparatus | 2009; R 2019
17008 | 35 59 13.17 | FOAM-FILLED MARINE FENDERS | 11/21 | ASTM INTERNATIONAL | ASTM | ASTM D1630 | Rubber Property - Abrasion Resistance (Footware Abrader) | 2006; R 2012
17009 | 35 59 13.17 | FOAM-FILLED MARINE FENDERS | 11/21 | ASTM INTERNATIONAL | ASTM | ASTM D1667 | Standard Specification for Flexible Cellular Materials - Poly (Vinyl Chloride) Foam (Closed-Cell) | 2022
17010 | 35 59 13.17 | FOAM-FILLED MARINE FENDERS | 11/21 | ASTM INTERNATIONAL | ASTM | ASTM D2240 | Standard Test Method for Rubber Property - Durometer Hardness | 2015; E 2017
17011 | 35 59 13.17 | FOAM-FILLED MARINE FENDERS | 11/21 | ASTM INTERNATIONAL | ASTM | ASTM D3575 | Standard Test Methods for Flexible Cellular Materials Made from Olefin Polymers | 2020
17012 | 35 59 13.17 | FOAM-FILLED MARINE FENDERS | 11/21 | ASTM INTERNATIONAL | ASTM | ASTM F2192 | Standard Test Method for Determining and Reporting the Berthing Energy and Reaction of Marine Feeders | 2005; R 2022
17013 | 35 59 13.17 | FOAM-FILLED MARINE FENDERS | 11/21 | INTERNATIONAL NAVIGATION ASSOCIATION | PIANC | PIANC 2002 | Guidelines for the Design of Fender Systems: 2002 | 2002
17014 | 35 59 13.17 | FOAM-FILLED MARINE FENDERS | 11/21 | U.S. GENERAL SERVICES ADMINISTRATION | GSA | FS RR-C-271 | Chains and Attachments, Carbon And Alloy Steel | Rev H; Am 1
17015 | 35 59 13.18 | PNEUMATIC AND HYDRO-PNEUMATIC MARINE FENDERS | 11/21 | AMERICAN BUREAU OF SHIPPING | ABS | ABS 2 | Rules for Building and Classing Steel Vessels | 2019
17016 | 35 59 13.18 | PNEUMATIC AND HYDRO-PNEUMATIC MARINE FENDERS | 11/21 | AMERICAN WELDING SOCIETY | AWS | AWS D1.1/D1.1M | Structural Welding Code - Steel | 2020; Errata 1 2021
17017 | 35 59 13.18 | PNEUMATIC AND HYDRO-PNEUMATIC MARINE FENDERS | 11/21 | ASTM INTERNATIONAL | ASTM | ASTM A123/A123M | Standard Specification for Zinc (Hot-Dip Galvanized) Coatings on Iron and Steel Products | 2017
17018 | 35 59 13.18 | PNEUMATIC AND HYDRO-PNEUMATIC MARINE FENDERS | 11/21 | ASTM INTERNATIONAL | ASTM | ASTM A153/A153M | Standard Specification for Zinc Coating (Hot-Dip) on Iron and Steel Hardware | 2023
17019 | 35 59 13.18 | PNEUMATIC AND HYDRO-PNEUMATIC MARINE FENDERS | 11/21 | ASTM INTERNATIONAL | ASTM | ASTM D412 | Standard Test Methods for Vulcanized Rubber and Thermoplastic Elastomers - Tension | 2016; R 2021
17020 | 35 59 13.18 | PNEUMATIC AND HYDRO-PNEUMATIC MARINE FENDERS | 11/21 | ASTM INTERNATIONAL | ASTM | ASTM D624 | Standard Test Method for Tear Strength of Conventional Vulcanized Rubber and Thermoplastic Elastomers | 2000; R 2020
17021 | 35 59 13.18 | PNEUMATIC AND HYDRO-PNEUMATIC MARINE FENDERS | 11/21 | ASTM INTERNATIONAL | ASTM | ASTM D2240 | Standard Test Method for Rubber Property - Durometer Hardness | 2015; E 2017
17022 | 35 59 13.18 | PNEUMATIC AND HYDRO-PNEUMATIC MARINE FENDERS | 11/21 | INTERNATIONAL ORGANIZATION FOR STANDARDIZATION | ISO | ISO 34-1 | Rubber, Vulcanized or Thermoplastic -- Determination of Tear Strength -- Part 1: Trouser, Angle and Crescent Test Pieces | 2022
17023 | 35 59 13.18 | PNEUMATIC AND HYDRO-PNEUMATIC MARINE FENDERS | 11/21 | INTERNATIONAL ORGANIZATION FOR STANDARDIZATION | ISO | ISO 37 | Rubber, Vulcanized or Thermoplastic -- Determination of Tensile Stress-Strain Properties | 2024
17024 | 35 59 13.18 | PNEUMATIC AND HYDRO-PNEUMATIC MARINE FENDERS | 11/21 | INTERNATIONAL ORGANIZATION FOR STANDARDIZATION | ISO | ISO 815-1 | Rubber, Vulcanized or Thermoplastic -- Determination of Compression Set -- Part 1: At Ambient or Elevated Temperatures | 2019
17025 | 35 59 13.18 | PNEUMATIC AND HYDRO-PNEUMATIC MARINE FENDERS | 11/21 | INTERNATIONAL ORGANIZATION FOR STANDARDIZATION | ISO | ISO 1431-1 | Rubber, Vulcanized or Thermoplastic - Resistance to ozone cracking - Part 1: Static and dynamic strain testing | 2012
17026 | 35 59 13.18 | PNEUMATIC AND HYDRO-PNEUMATIC MARINE FENDERS | 11/21 | INTERNATIONAL ORGANIZATION FOR STANDARDIZATION | ISO | ISO 7619-1 | Rubber, Vulcanized or Thermoplastic - Determination of indentation hardness - Part 1: Duromater method (Shore hardness) | 2010
17027 | 35 59 13.18 | PNEUMATIC AND HYDRO-PNEUMATIC MARINE FENDERS | 11/21 | INTERNATIONAL ORGANIZATION FOR STANDARDIZATION | ISO | ISO 17357-1 | Ships and Marine Technology - Floating Pneumatic Rubber Fenders - Part 1: High Pressure | 2014
17028 | 35 59 13.18 | PNEUMATIC AND HYDRO-PNEUMATIC MARINE FENDERS | 11/21 | U.S. GENERAL SERVICES ADMINISTRATION | GSA | FS RR-C-271 | Chains and Attachments, Carbon And Alloy Steel | Rev H; Am 1
17029 | 35 73 13 | EMBANKMENT FOR EARTH AND ROCKFILL DAMS | 11/18 | ASTM INTERNATIONAL | ASTM | ASTM C33/C33M | Standard Specification for Concrete Aggregates | 2023
17030 | 35 73 13 | EMBANKMENT FOR EARTH AND ROCKFILL DAMS | 11/18 | ASTM INTERNATIONAL | ASTM | ASTM C136/C136M | Standard Test Method for Sieve Analysis of Fine and Coarse Aggregates | 2019
17031 | 35 73 13 | EMBANKMENT FOR EARTH AND ROCKFILL DAMS | 11/18 | ASTM INTERNATIONAL | ASTM | ASTM D422 | Particle-Size Analysis of Soils | 1963; R 2007; E 2014; E 2014
17032 | 35 73 13 | EMBANKMENT FOR EARTH AND ROCKFILL DAMS | 11/18 | ASTM INTERNATIONAL | ASTM | ASTM D698 | Laboratory Compaction Characteristics of Soil Using Standard Effort (12,400 ft-lbf/cu. ft. (600 kN-m/cu. m.)) | 2012; E 2014; E 2015
17033 | 35 73 13 | EMBANKMENT FOR EARTH AND ROCKFILL DAMS | 11/18 | ASTM INTERNATIONAL | ASTM | ASTM D1140 | Standard Test Methods for Determining the Amount of Material Finer than 75-µm (No. 200) Sieve in Soils by Washing | 2017
17034 | 35 73 13 | EMBANKMENT FOR EARTH AND ROCKFILL DAMS | 11/18 | ASTM INTERNATIONAL | ASTM | ASTM D1556/D1556M | Standard Test Method for Density and Unit Weight of Soil in Place by Sand-Cone Method | 2015; E 2016
17035 | 35 73 13 | EMBANKMENT FOR EARTH AND ROCKFILL DAMS | 11/18 | ASTM INTERNATIONAL | ASTM | ASTM D1557 | Standard Test Methods for Laboratory Compaction Characteristics of Soil Using Modified Effort (56,000 ft-lbf/ft3) (2700 kN-m/m3) | 2012; E 2015
17036 | 35 73 13 | EMBANKMENT FOR EARTH AND ROCKFILL DAMS | 11/18 | ASTM INTERNATIONAL | ASTM | ASTM D2167 | Density and Unit Weight of Soil in Place by the Rubber Balloon Method | 2015
17037 | 35 73 13 | EMBANKMENT FOR EARTH AND ROCKFILL DAMS | 11/18 | ASTM INTERNATIONAL | ASTM | ASTM D2216 | Standard Test Methods for Laboratory Determination of Water (Moisture) Content of Soil and Rock by Mass | 2019
17038 | 35 73 13 | EMBANKMENT FOR EARTH AND ROCKFILL DAMS | 11/18 | ASTM INTERNATIONAL | ASTM | ASTM D2487 | Standard Practice for Classification of Soils for Engineering Purposes (Unified Soil Classification System) | 2017; E 2020
17039 | 35 73 13 | EMBANKMENT FOR EARTH AND ROCKFILL DAMS | 11/18 | ASTM INTERNATIONAL | ASTM | ASTM D2937 | Standard Test Method for Density of Soil in Place by the Drive-Cylinder Method | 2017; E 2017; E 2018
17040 | 35 73 13 | EMBANKMENT FOR EARTH AND ROCKFILL DAMS | 11/18 | ASTM INTERNATIONAL | ASTM | ASTM D4253 | Standard Test Methods for Maximum Index Density and Unit Weight of Soils Using a Vibratory Table | 2016; E 2019
17041 | 35 73 13 | EMBANKMENT FOR EARTH AND ROCKFILL DAMS | 11/18 | ASTM INTERNATIONAL | ASTM | ASTM D4254 | Standard Test Methods for Minimum Index Density and Unit Weight of Soils and Calculation of Relative Density | 2016
17042 | 35 73 13 | EMBANKMENT FOR EARTH AND ROCKFILL DAMS | 11/18 | ASTM INTERNATIONAL | ASTM | ASTM D4318 | Standard Test Methods for Liquid Limit, Plastic Limit, and Plasticity Index of Soils | 2017; E 2018
17043 | 35 73 13 | EMBANKMENT FOR EARTH AND ROCKFILL DAMS | 11/18 | ASTM INTERNATIONAL | ASTM | ASTM D4643 | Standard Test Method for Determination of Water Content of Soil and Rock by Microwave Oven Heating | 2017
17044 | 35 73 13 | EMBANKMENT FOR EARTH AND ROCKFILL DAMS | 11/18 | ASTM INTERNATIONAL | ASTM | ASTM D5195 | Density of Soil and Rock In-Place at Depths Below the Surface by Nuclear Methods | 2014
17045 | 35 73 13 | EMBANKMENT FOR EARTH AND ROCKFILL DAMS | 11/18 | ASTM INTERNATIONAL | ASTM | ASTM D6938 | Standard Test Method for In-Place Density and Water Content of Soil and Soil-Aggregate by Nuclear Methods (Shallow Depth) | 2017a
17046 | 40 05 13.96 | WELDING PROCESS PIPING | 05/10 | AMERICAN SOCIETY FOR NONDESTRUCTIVE TESTING | ASNT | ASNT SNT-TC-1A | Recommended Practice for Personnel Qualification and Certification in Nondestructive Testing | 2020
17047 | 40 05 13.96 | WELDING PROCESS PIPING | 05/10 | AMERICAN SOCIETY FOR NONDESTRUCTIVE TESTING | ASNT | ASNT SNT-TC-1A Q&A Bk A | Supplement to Recommended Practice No. SNT-TC-1A (Q&A Book): Radiographic Testing Method | 2010
17048 | 40 05 13.96 | WELDING PROCESS PIPING | 05/10 | AMERICAN SOCIETY FOR NONDESTRUCTIVE TESTING | ASNT | ASNT SNT-TC-1A Q&A Bk B | Supplement to Recommended Practice SNT-TC-1A (Q&A Book): Magnetic Particle Method | 2007
17049 | 40 05 13.96 | WELDING PROCESS PIPING | 05/10 | AMERICAN SOCIETY FOR NONDESTRUCTIVE TESTING | ASNT | ASNT SNT-TC-1A Q&A Bk C | Supplement to Recommended Practice No. SNT-TC-1A (Q&A Book): Ultrasonic Testing Method | 2011; Text Correction 2011
17050 | 40 05 13.96 | WELDING PROCESS PIPING | 05/10 | AMERICAN SOCIETY FOR NONDESTRUCTIVE TESTING | ASNT | ASNT SNT-TC-1A Q&A Bk D | Supplement to Recommended Practice No. SNT-TC-1A (Q&A Book): Liquid Penetrant Testing Method | 2011; Text Correction 2011
17051 | 40 05 13.96 | WELDING PROCESS PIPING | 05/10 | AMERICAN SOCIETY OF MECHANICAL ENGINEERS | ASME | ASME B31.1 | Power Piping | 2022
17052 | 40 05 13.96 | WELDING PROCESS PIPING | 05/10 | AMERICAN SOCIETY OF MECHANICAL ENGINEERS | ASME | ASME B31.3 | Process Piping | 2022; Errata 2023
17053 | 40 05 13.96 | WELDING PROCESS PIPING | 05/10 | AMERICAN SOCIETY OF MECHANICAL ENGINEERS | ASME | ASME B31.4 | Pipeline Transportation Systems for Liquid Hydrocarbons and Other Liquid | 2022
17054 | 40 05 13.96 | WELDING PROCESS PIPING | 05/10 | AMERICAN SOCIETY OF MECHANICAL ENGINEERS | ASME | ASME B31.5 | Refrigeration Piping and Heat Transfer Components | 2022
17055 | 40 05 13.96 | WELDING PROCESS PIPING | 05/10 | AMERICAN SOCIETY OF MECHANICAL ENGINEERS | ASME | ASME B31.8 | Gas Transmission and Distribution Piping Systems | 2022; Supplement 2022
17056 | 40 05 13.96 | WELDING PROCESS PIPING | 05/10 | AMERICAN SOCIETY OF MECHANICAL ENGINEERS | ASME | ASME BPVC SEC I | BPVC Section I-Rules for Construction of Power Boilers | 2017
17057 | 40 05 13.96 | WELDING PROCESS PIPING | 05/10 | AMERICAN SOCIETY OF MECHANICAL ENGINEERS | ASME | ASME BPVC SEC II-C | BPVC Section II-Materials Part C-Specifications for Welding Rods Electrodes and Filler Metals | 2017
17058 | 40 05 13.96 | WELDING PROCESS PIPING | 05/10 | AMERICAN SOCIETY OF MECHANICAL ENGINEERS | ASME | ASME BPVC SEC IX | BPVC Section IX-Welding, Brazing and Fusing Qualifications | 2017; Errata 2018
17059 | 40 05 13.96 | WELDING PROCESS PIPING | 05/10 | AMERICAN SOCIETY OF MECHANICAL ENGINEERS | ASME | ASME BPVC SEC V | BPVC Section V-Nondestructive Examination | 2017
17060 | 40 05 13.96 | WELDING PROCESS PIPING | 05/10 | AMERICAN WELDING SOCIETY | AWS | AWS A2.4 | Standard Symbols for Welding, Brazing and Nondestructive Examination | 2012
17061 | 40 05 13.96 | WELDING PROCESS PIPING | 05/10 | AMERICAN WELDING SOCIETY | AWS | AWS A3.0M/A3.0 | Standard Welding Terms and Definitions | 2020
17062 | 40 05 13.96 | WELDING PROCESS PIPING | 05/10 | AMERICAN WELDING SOCIETY | AWS | AWS B2.1/B2.1M | Specification for Welding Procedure and Performance Qualification | 2021
17063 | 40 05 13.96 | WELDING PROCESS PIPING | 05/10 | AMERICAN WELDING SOCIETY | AWS | AWS QC1 | Specification for AWS Certification of Welding Inspectors | 2016
17064 | 40 05 13.96 | WELDING PROCESS PIPING | 05/10 | AMERICAN WELDING SOCIETY | AWS | AWS Z49.1 | Safety in Welding and Cutting and Allied Processes | 2021
17065 | 40 05 13 | PIPELINES, LIQUID PROCESS PIPING | 10/07, CHG 2: 02/20 | ALUMINUM ASSOCIATION | AA | AA ANSI H35.2M | Dimensional Tolerances for Aluminum Mill Products | 2017
17066 | 40 05 13 | PIPELINES, LIQUID PROCESS PIPING | 10/07, CHG 2: 02/20 | AMERICAN PETROLEUM INSTITUTE | API | API Spec 5L | Line Pipe | 2018; 46th Ed; ERTA 2018
17067 | 40 05 13 | PIPELINES, LIQUID PROCESS PIPING | 10/07, CHG 2: 02/20 | AMERICAN SOCIETY OF MECHANICAL ENGINEERS | ASME | ASME B1.1 | Unified Inch Screw Threads (UN, UNR, and UNJ Thread Form) | 2024
17068 | 40 05 13 | PIPELINES, LIQUID PROCESS PIPING | 10/07, CHG 2: 02/20 | AMERICAN SOCIETY OF MECHANICAL ENGINEERS | ASME | ASME B1.20.1 | Pipe Threads, General Purpose (Inch) | 2013; R 2018
17069 | 40 05 13 | PIPELINES, LIQUID PROCESS PIPING | 10/07, CHG 2: 02/20 | AMERICAN SOCIETY OF MECHANICAL ENGINEERS | ASME | ASME B1.20.2M | Pipe Threads, 60 Deg. General Purpose (Metric) | 2006; R 2011
17070 | 40 05 13 | PIPELINES, LIQUID PROCESS PIPING | 10/07, CHG 2: 02/20 | AMERICAN SOCIETY OF MECHANICAL ENGINEERS | ASME | ASME B1.20.7 | Standard for Hose Coupling Screw Threads (Inch) | 1991; R 2013
17071 | 40 05 13 | PIPELINES, LIQUID PROCESS PIPING | 10/07, CHG 2: 02/20 | AMERICAN SOCIETY OF MECHANICAL ENGINEERS | ASME | ASME B16.1 | Gray Iron Pipe Flanges and Flanged Fittings Classes 25, 125, and 250 | 2020
17072 | 40 05 13 | PIPELINES, LIQUID PROCESS PIPING | 10/07, CHG 2: 02/20 | AMERICAN SOCIETY OF MECHANICAL ENGINEERS | ASME | ASME B16.3 | Malleable Iron Threaded Fittings, Classes 150 and 300 | 2021
17073 | 40 05 13 | PIPELINES, LIQUID PROCESS PIPING | 10/07, CHG 2: 02/20 | AMERICAN SOCIETY OF MECHANICAL ENGINEERS | ASME | ASME B16.5 | Pipe Flanges and Flanged Fittings NPS 1/2 Through NPS 24 Metric/Inch Standard | 2020
17074 | 40 05 13 | PIPELINES, LIQUID PROCESS PIPING | 10/07, CHG 2: 02/20 | AMERICAN SOCIETY OF MECHANICAL ENGINEERS | ASME | ASME B16.9 | Factory-Made Wrought Buttwelding Fittings | 2018
17075 | 40 05 13 | PIPELINES, LIQUID PROCESS PIPING | 10/07, CHG 2: 02/20 | AMERICAN SOCIETY OF MECHANICAL ENGINEERS | ASME | ASME B16.11 | Forged Fittings, Socket-Welding and Threaded | 2022
17076 | 40 05 13 | PIPELINES, LIQUID PROCESS PIPING | 10/07, CHG 2: 02/20 | AMERICAN SOCIETY OF MECHANICAL ENGINEERS | ASME | ASME B16.15 | Cast Copper Alloy Threaded Fittings Classes 125 and 250 | 2018
17077 | 40 05 13 | PIPELINES, LIQUID PROCESS PIPING | 10/07, CHG 2: 02/20 | AMERICAN SOCIETY OF MECHANICAL ENGINEERS | ASME | ASME B16.18 | Cast Copper Alloy Solder Joint Pressure Fittings | 2021
17078 | 40 05 13 | PIPELINES, LIQUID PROCESS PIPING | 10/07, CHG 2: 02/20 | AMERICAN SOCIETY OF MECHANICAL ENGINEERS | ASME | ASME B16.20 | Metallic Gaskets for Pipe Flanges | 2023
17079 | 40 05 13 | PIPELINES, LIQUID PROCESS PIPING | 10/07, CHG 2: 02/20 | AMERICAN SOCIETY OF MECHANICAL ENGINEERS | ASME | ASME B16.21 | Nonmetallic Flat Gaskets for Pipe Flanges | 2021
17080 | 40 05 13 | PIPELINES, LIQUID PROCESS PIPING | 10/07, CHG 2: 02/20 | AMERICAN SOCIETY OF MECHANICAL ENGINEERS | ASME | ASME B16.22 | Wrought Copper and Copper Alloy Solder Joint Pressure Fittings | 2021
17081 | 40 05 13 | PIPELINES, LIQUID PROCESS PIPING | 10/07, CHG 2: 02/20 | AMERICAN SOCIETY OF MECHANICAL ENGINEERS | ASME | ASME B16.26 | Standard for Cast Copper Alloy Fittings for Flared Copper Tubes | 2018
17082 | 40 05 13 | PIPELINES, LIQUID PROCESS PIPING | 10/07, CHG 2: 02/20 | AMERICAN SOCIETY OF MECHANICAL ENGINEERS | ASME | ASME B16.34 | Valves - Flanged, Threaded and Welding End | 2021
17083 | 40 05 13 | PIPELINES, LIQUID PROCESS PIPING | 10/07, CHG 2: 02/20 | AMERICAN SOCIETY OF MECHANICAL ENGINEERS | ASME | ASME B16.42 | Ductile Iron Pipe Flanges and Flanged Fittings, Classes 150 and 300 | 2021
17084 | 40 05 13 | PIPELINES, LIQUID PROCESS PIPING | 10/07, CHG 2: 02/20 | AMERICAN SOCIETY OF MECHANICAL ENGINEERS | ASME | ASME B18.2.1 | Square, Hex, Heavy Hex, and Askew Head Bolts and Hex, Heavy Hex, Hex Flange, Lobed Head, and Lag Screws (Inch Series) | 2012; R 2021
17085 | 40 05 13 | PIPELINES, LIQUID PROCESS PIPING | 10/07, CHG 2: 02/20 | AMERICAN SOCIETY OF MECHANICAL ENGINEERS | ASME | ASME B18.2.2 | Nuts for General Applications: Machine Screw Nuts, and Hex, Square, Hex Flange, and Coupling Nuts (Inch Series) | 2022
17086 | 40 05 13 | PIPELINES, LIQUID PROCESS PIPING | 10/07, CHG 2: 02/20 | AMERICAN SOCIETY OF MECHANICAL ENGINEERS | ASME | ASME B31.1 | Power Piping | 2022
17087 | 40 05 13 | PIPELINES, LIQUID PROCESS PIPING | 10/07, CHG 2: 02/20 | AMERICAN SOCIETY OF MECHANICAL ENGINEERS | ASME | ASME B31.3 | Process Piping | 2022; Errata 2023
17088 | 40 05 13 | PIPELINES, LIQUID PROCESS PIPING | 10/07, CHG 2: 02/20 | AMERICAN SOCIETY OF MECHANICAL ENGINEERS | ASME | ASME B36.10M | Welded and Seamless Wrought Steel Pipe | 2022
17089 | 40 05 13 | PIPELINES, LIQUID PROCESS PIPING | 10/07, CHG 2: 02/20 | AMERICAN SOCIETY OF MECHANICAL ENGINEERS | ASME | ASME B36.19M | Welded and Seamless Wrought Stainless Steel Pipe | 2022; Errata 2023
17090 | 40 05 13 | PIPELINES, LIQUID PROCESS PIPING | 10/07, CHG 2: 02/20 | AMERICAN SOCIETY OF MECHANICAL ENGINEERS | ASME | ASME B40.100 | Pressure Gauges and Gauge Attachments | 2022
17091 | 40 05 13 | PIPELINES, LIQUID PROCESS PIPING | 10/07, CHG 2: 02/20 | AMERICAN SOCIETY OF SANITARY ENGINEERING | ASSE | ASSE 1001 | Performance Requirements for Atmospheric Type Vacuum Breakers | 2021
17092 | 40 05 13 | PIPELINES, LIQUID PROCESS PIPING | 10/07, CHG 2: 02/20 | AMERICAN SOCIETY OF SANITARY ENGINEERING | ASSE | ASSE 1012 | Performance Requirements for Backflow Preventer with an Intermediate Atmospheric Vent | 2023
17093 | 40 05 13 | PIPELINES, LIQUID PROCESS PIPING | 10/07, CHG 2: 02/20 | AMERICAN SOCIETY OF SANITARY ENGINEERING | ASSE | ASSE 1013 | Performance Requirements for Reduced Pressure Principle Backflow Prevention Assemblies | 2021
17094 | 40 05 13 | PIPELINES, LIQUID PROCESS PIPING | 10/07, CHG 2: 02/20 | AMERICAN SOCIETY OF SANITARY ENGINEERING | ASSE | ASSE 1015 | Performance Requirements for Double Check Backflow Prevention Assemblies | 2021
17095 | 40 05 13 | PIPELINES, LIQUID PROCESS PIPING | 10/07, CHG 2: 02/20 | AMERICAN SOCIETY OF SANITARY ENGINEERING | ASSE | ASSE 1020 | Performance Requirements for Pressure Vacuum Breaker Assemblies | 2020
17096 | 40 05 13 | PIPELINES, LIQUID PROCESS PIPING | 10/07, CHG 2: 02/20 | AMERICAN WATER WORKS ASSOCIATION | AWWA | ANSI/AWWA C541 | Hydraulic and Pneumatic Cylinder and Vane-Type Actuators for Valves and Slide Gates | 2016; R 2021
17097 | 40 05 13 | PIPELINES, LIQUID PROCESS PIPING | 10/07, CHG 2: 02/20 | AMERICAN WATER WORKS ASSOCIATION | AWWA | ANSI/AWWA C542 | Electric Motor Actuators for Valves and Slide Gates | 2016; R 2021
17098 | 40 05 13 | PIPELINES, LIQUID PROCESS PIPING | 10/07, CHG 2: 02/20 | AMERICAN WATER WORKS ASSOCIATION | AWWA | AWWA C104/A21.4 | Cement-Mortar Lining for Ductile-Iron Pipe and Fittings for Water | 2022
17099 | 40 05 13 | PIPELINES, LIQUID PROCESS PIPING | 10/07, CHG 2: 02/20 | AMERICAN WATER WORKS ASSOCIATION | AWWA | AWWA C110/A21.10 | Ductile-Iron and Gray-Iron Fittings | 2021
17100 | 40 05 13 | PIPELINES, LIQUID PROCESS PIPING | 10/07, CHG 2: 02/20 | AMERICAN WATER WORKS ASSOCIATION | AWWA | AWWA C111/A21.11 | Rubber-Gasket Joints for Ductile-Iron Pressure Pipe and Fittings | 2023
17101 | 40 05 13 | PIPELINES, LIQUID PROCESS PIPING | 10/07, CHG 2: 02/20 | AMERICAN WATER WORKS ASSOCIATION | AWWA | AWWA C115/A21.15 | Flanged Ductile-Iron Pipe With Ductile-Iron or Gray-Iron Threaded Flanges | 2020
17102 | 40 05 13 | PIPELINES, LIQUID PROCESS PIPING | 10/07, CHG 2: 02/20 | AMERICAN WATER WORKS ASSOCIATION | AWWA | AWWA C150/A21.50 | Thickness Design of Ductile-Iron Pipe | 2021; R 2023
17103 | 40 05 13 | PIPELINES, LIQUID PROCESS PIPING | 10/07, CHG 2: 02/20 | AMERICAN WATER WORKS ASSOCIATION | AWWA | AWWA C151/A21.51 | Ductile-Iron Pipe, Centrifugally Cast | 2023
17104 | 40 05 13 | PIPELINES, LIQUID PROCESS PIPING | 10/07, CHG 2: 02/20 | AMERICAN WATER WORKS ASSOCIATION | AWWA | AWWA C153/A21.53 | Ductile-Iron Compact Fittings for Water Service | 2019
17105 | 40 05 13 | PIPELINES, LIQUID PROCESS PIPING | 10/07, CHG 2: 02/20 | AMERICAN WATER WORKS ASSOCIATION | AWWA | AWWA C207 | Standard for Steel Pipe Flanges for Waterworks Service, Sizes 4 in. through 144 in. (100 mm through 3600 mm) | 2023
17106 | 40 05 13 | PIPELINES, LIQUID PROCESS PIPING | 10/07, CHG 2: 02/20 | AMERICAN WATER WORKS ASSOCIATION | AWWA | AWWA C500 | Metal-Seated Gate Valves for Water Supply Service | 2019
17107 | 40 05 13 | PIPELINES, LIQUID PROCESS PIPING | 10/07, CHG 2: 02/20 | AMERICAN WATER WORKS ASSOCIATION | AWWA | AWWA C504 | Standard for Rubber-Seated Butterfly Valves | 2023
17108 | 40 05 13 | PIPELINES, LIQUID PROCESS PIPING | 10/07, CHG 2: 02/20 | AMERICAN WATER WORKS ASSOCIATION | AWWA | AWWA C508 | Swing-Check Valves for Waterworks Service, 2 In. Through 48-In. (50-mm Through 1,200-mm) NPS | 2017
17109 | 40 05 13 | PIPELINES, LIQUID PROCESS PIPING | 10/07, CHG 2: 02/20 | AMERICAN WATER WORKS ASSOCIATION | AWWA | AWWA C509 | Resilient-Seated Gate Valves for Water Supply Service | 2023
17110 | 40 05 13 | PIPELINES, LIQUID PROCESS PIPING | 10/07, CHG 2: 02/20 | AMERICAN WATER WORKS ASSOCIATION | AWWA | AWWA C510 | Double Check Valve Backflow Prevention Assembly | 2017; R 2021
17111 | 40 05 13 | PIPELINES, LIQUID PROCESS PIPING | 10/07, CHG 2: 02/20 | AMERICAN WATER WORKS ASSOCIATION | AWWA | AWWA C511 | Reduced-Pressure Principle Backflow Prevention Assembly | 2017; R 2021
17112 | 40 05 13 | PIPELINES, LIQUID PROCESS PIPING | 10/07, CHG 2: 02/20 | AMERICAN WATER WORKS ASSOCIATION | AWWA | AWWA C550 | Protective Interior Coatings for Valves and Hydrants | 2017
17113 | 40 05 13 | PIPELINES, LIQUID PROCESS PIPING | 10/07, CHG 2: 02/20 | AMERICAN WATER WORKS ASSOCIATION | AWWA | AWWA C606 | Grooved and Shouldered Joints | 2022
17114 | 40 05 13 | PIPELINES, LIQUID PROCESS PIPING | 10/07, CHG 2: 02/20 | AMERICAN WATER WORKS ASSOCIATION | AWWA | AWWA C651 | Standard for Disinfecting Water Mains | 2023
17115 | 40 05 13 | PIPELINES, LIQUID PROCESS PIPING | 10/07, CHG 2: 02/20 | AMERICAN WELDING SOCIETY | AWS | AWS A5.3/A5.3M | Specification for Aluminum and Aluminum-Alloy Electrodes for Shielded Metal Arc Welding | 2023
17116 | 40 05 13 | PIPELINES, LIQUID PROCESS PIPING | 10/07, CHG 2: 02/20 | AMERICAN WELDING SOCIETY | AWS | AWS A5.8/A5.8M | Specification for Filler Metals for Brazing and Braze Welding | 2019
17117 | 40 05 13 | PIPELINES, LIQUID PROCESS PIPING | 10/07, CHG 2: 02/20 | AMERICAN WELDING SOCIETY | AWS | AWS A5.10/A5.10M | Welding Consumables - Wire Electrodes, Wires and Rods for Welding of Aluminum and Aluminum-Alloys - Classification | 2023
17118 | 40 05 13 | PIPELINES, LIQUID PROCESS PIPING | 10/07, CHG 2: 02/20 | AMERICAN WELDING SOCIETY | AWS | AWS A5.11/A5.11M | Specification for Nickel and Nickel-Alloy Welding Electrodes for Shielded Metal Arc Welding | 2018
17119 | 40 05 13 | PIPELINES, LIQUID PROCESS PIPING | 10/07, CHG 2: 02/20 | AMERICAN WELDING SOCIETY | AWS | AWS A5.14/A5.14M | Specification for Nickel and Nickel-Alloy Bare Welding Electrodes and Rods | 2024
17120 | 40 05 13 | PIPELINES, LIQUID PROCESS PIPING | 10/07, CHG 2: 02/20 | AMERICAN WELDING SOCIETY | AWS | AWS D1.1/D1.1M | Structural Welding Code - Steel | 2020; Errata 1 2021
17121 | 40 05 13 | PIPELINES, LIQUID PROCESS PIPING | 10/07, CHG 2: 02/20 | ASTM INTERNATIONAL | ASTM | ASTM A36/A36M | Standard Specification for Carbon Structural Steel | 2019
17122 | 40 05 13 | PIPELINES, LIQUID PROCESS PIPING | 10/07, CHG 2: 02/20 | ASTM INTERNATIONAL | ASTM | ASTM A47/A47M | Standard Specification for Ferritic Malleable Iron Castings | 1999; R 2022; E 2022
17123 | 40 05 13 | PIPELINES, LIQUID PROCESS PIPING | 10/07, CHG 2: 02/20 | ASTM INTERNATIONAL | ASTM | ASTM A48/A48M | Standard Specification for Gray Iron Castings | 2022
17124 | 40 05 13 | PIPELINES, LIQUID PROCESS PIPING | 10/07, CHG 2: 02/20 | ASTM INTERNATIONAL | ASTM | ASTM A53/A53M | Standard Specification for Pipe, Steel, Black and Hot-Dipped, Zinc-Coated, Welded and Seamless | 2024
17125 | 40 05 13 | PIPELINES, LIQUID PROCESS PIPING | 10/07, CHG 2: 02/20 | ASTM INTERNATIONAL | ASTM | ASTM A105/A105M | Standard Specification for Carbon Steel Forgings for Piping Applications | 2023
17126 | 40 05 13 | PIPELINES, LIQUID PROCESS PIPING | 10/07, CHG 2: 02/20 | ASTM INTERNATIONAL | ASTM | ASTM A106/A106M | Standard Specification for Seamless Carbon Steel Pipe for High-Temperature Service | 2019a
17127 | 40 05 13 | PIPELINES, LIQUID PROCESS PIPING | 10/07, CHG 2: 02/20 | ASTM INTERNATIONAL | ASTM | ASTM A108 | Standard Specification for Steel Bar, Carbon and Alloy, Cold-Finished | 2024
17128 | 40 05 13 | PIPELINES, LIQUID PROCESS PIPING | 10/07, CHG 2: 02/20 | ASTM INTERNATIONAL | ASTM | ASTM A126 | Standard Specification for Gray Iron Castings for Valves, Flanges, and Pipe Fittings | 2004; R 2023
17129 | 40 05 13 | PIPELINES, LIQUID PROCESS PIPING | 10/07, CHG 2: 02/20 | ASTM INTERNATIONAL | ASTM | ASTM A153/A153M | Standard Specification for Zinc Coating (Hot-Dip) on Iron and Steel Hardware | 2023
17130 | 40 05 13 | PIPELINES, LIQUID PROCESS PIPING | 10/07, CHG 2: 02/20 | ASTM INTERNATIONAL | ASTM | ASTM A167 | Standard Specification for Stainless and Heat-Resisting Chromium-Nickel Steel Plate, Sheet, and Strip | 2011
17131 | 40 05 13 | PIPELINES, LIQUID PROCESS PIPING | 10/07, CHG 2: 02/20 | ASTM INTERNATIONAL | ASTM | ASTM A181/A181M | Standard Specification for Carbon Steel Forgings, for General-Purpose Piping | 2014; R 2020
17132 | 40 05 13 | PIPELINES, LIQUID PROCESS PIPING | 10/07, CHG 2: 02/20 | ASTM INTERNATIONAL | ASTM | ASTM A182/A182M | Standard Specification for Forged or Rolled Alloy and Stainless Steel Pipe Flanges, Forged Fittings, and Valves and Parts for High-Temperature Service | 2024
17133 | 40 05 13 | PIPELINES, LIQUID PROCESS PIPING | 10/07, CHG 2: 02/20 | ASTM INTERNATIONAL | ASTM | ASTM A183 | Standard Specification for Carbon Steel Track Bolts and Nuts | 2014; R 2020
17134 | 40 05 13 | PIPELINES, LIQUID PROCESS PIPING | 10/07, CHG 2: 02/20 | ASTM INTERNATIONAL | ASTM | ASTM A193/A193M | Standard Specification for Alloy-Steel and Stainless Steel Bolting Materials for High-Temperature Service and Other Special Purpose Applications | 2024
17135 | 40 05 13 | PIPELINES, LIQUID PROCESS PIPING | 10/07, CHG 2: 02/20 | ASTM INTERNATIONAL | ASTM | ASTM A194/A194M | Standard Specification for Carbon Steel, Alloy Steel, and Stainless Steel Nuts for Bolts for High-Pressure or High-Temperature Service, or Both | 2024
17136 | 40 05 13 | PIPELINES, LIQUID PROCESS PIPING | 10/07, CHG 2: 02/20 | ASTM INTERNATIONAL | ASTM | ASTM A216/A216M | Standard Specification for Steel Castings, Carbon, Suitable for Fusion Welding, for High-Temperature Service | 2021
17137 | 40 05 13 | PIPELINES, LIQUID PROCESS PIPING | 10/07, CHG 2: 02/20 | ASTM INTERNATIONAL | ASTM | ASTM A240/A240M | Standard Specification for Chromium and Chromium-Nickel Stainless Steel Plate, Sheet, and Strip for Pressure Vessels and for General Applications | 2024
17138 | 40 05 13 | PIPELINES, LIQUID PROCESS PIPING | 10/07, CHG 2: 02/20 | ASTM INTERNATIONAL | ASTM | ASTM A268/A268M | Standard Specification for Seamless and Welded Ferritic and Martensitic Stainless Steel Tubing for General Service | 2024
17139 | 40 05 13 | PIPELINES, LIQUID PROCESS PIPING | 10/07, CHG 2: 02/20 | ASTM INTERNATIONAL | ASTM | ASTM A269/A269M | Standard Specification for Seamless and Welded Austenitic Stainless Steel Tubing for General Service | 2024
17140 | 40 05 13 | PIPELINES, LIQUID PROCESS PIPING | 10/07, CHG 2: 02/20 | ASTM INTERNATIONAL | ASTM | ASTM A276/A276M | Standard Specification for Stainless Steel Bars and Shapes | 2024
17141 | 40 05 13 | PIPELINES, LIQUID PROCESS PIPING | 10/07, CHG 2: 02/20 | ASTM INTERNATIONAL | ASTM | ASTM A307 | Standard Specification for Carbon Steel Bolts, Studs, and Threaded Rod 60 000 PSI Tensile Strength | 2021
17142 | 40 05 13 | PIPELINES, LIQUID PROCESS PIPING | 10/07, CHG 2: 02/20 | ASTM INTERNATIONAL | ASTM | ASTM A312/A312M | Standard Specification for Seamless, Welded, and Heavily Cold Worked Austenitic Stainless Steel Pipes | 2022a
17143 | 40 05 13 | PIPELINES, LIQUID PROCESS PIPING | 10/07, CHG 2: 02/20 | ASTM INTERNATIONAL | ASTM | ASTM A334/A334M | Standard Specification for Seamless and Welded Carbon and Alloy-Steel Tubes for Low-Temperature Service | 2004a; R 2021
17144 | 40 05 13 | PIPELINES, LIQUID PROCESS PIPING | 10/07, CHG 2: 02/20 | ASTM INTERNATIONAL | ASTM | ASTM A351/A351M | Standard Specification for Castings, Austenitic, for Pressure-Containing Parts | 2024
17145 | 40 05 13 | PIPELINES, LIQUID PROCESS PIPING | 10/07, CHG 2: 02/20 | ASTM INTERNATIONAL | ASTM | ASTM A352/A352M | Standard Specification for Steel Castings, Ferritic and Martensitic, for Pressure-Containing Parts, Suitable for Low-Temperature Service | 2021
17146 | 40 05 13 | PIPELINES, LIQUID PROCESS PIPING | 10/07, CHG 2: 02/20 | ASTM INTERNATIONAL | ASTM | ASTM A395/A395M | Standard Specification for Ferritic Ductile Iron Pressure-Retaining Castings for Use at Elevated Temperatures | 1999; R 2022
17147 | 40 05 13 | PIPELINES, LIQUID PROCESS PIPING | 10/07, CHG 2: 02/20 | ASTM INTERNATIONAL | ASTM | ASTM A403/A403M | Standard Specification for Wrought Austenitic Stainless Steel Piping Fittings | 2022b
17148 | 40 05 13 | PIPELINES, LIQUID PROCESS PIPING | 10/07, CHG 2: 02/20 | ASTM INTERNATIONAL | ASTM | ASTM A423/A423M | Standard Specification for Seamless and Electric-Welded Low-Alloy Steel Tubes | 2019
17149 | 40 05 13 | PIPELINES, LIQUID PROCESS PIPING | 10/07, CHG 2: 02/20 | ASTM INTERNATIONAL | ASTM | ASTM A436 | Standard Specification for Austenitic Gray Iron Castings | 1984; R 2020
17150 | 40 05 13 | PIPELINES, LIQUID PROCESS PIPING | 10/07, CHG 2: 02/20 | ASTM INTERNATIONAL | ASTM | ASTM A479/A479M | Standard Specification for Stainless Steel Bars and Shapes for Use in Boilers and Other Pressure Vessels | 2024
17151 | 40 05 13 | PIPELINES, LIQUID PROCESS PIPING | 10/07, CHG 2: 02/20 | ASTM INTERNATIONAL | ASTM | ASTM A513/A513M | Standard Specification for Electric-Resistance-Welded Carbon and Alloy Steel Mechanical Tubing | 2024
17152 | 40 05 13 | PIPELINES, LIQUID PROCESS PIPING | 10/07, CHG 2: 02/20 | ASTM INTERNATIONAL | ASTM | ASTM A536 | Standard Specification for Ductile Iron Castings | 1984; R 2019; E 2019
17153 | 40 05 13 | PIPELINES, LIQUID PROCESS PIPING | 10/07, CHG 2: 02/20 | ASTM INTERNATIONAL | ASTM | ASTM A576 | Standard Specification for Steel Bars, Carbon, Hot-Wrought, Special Quality | 2023
17154 | 40 05 13 | PIPELINES, LIQUID PROCESS PIPING | 10/07, CHG 2: 02/20 | ASTM INTERNATIONAL | ASTM | ASTM A587 | Standard Specification for Electric-Resistance-Welded Low-Carbon Steel Pipe for the Chemical Industry | 2022
17155 | 40 05 13 | PIPELINES, LIQUID PROCESS PIPING | 10/07, CHG 2: 02/20 | ASTM INTERNATIONAL | ASTM | ASTM A632 | Standard Specification for Seamless and Welded Austenitic Stainless Steel Tubing (Small-Diameter) for General Service | 2004; R 2014
17156 | 40 05 13 | PIPELINES, LIQUID PROCESS PIPING | 10/07, CHG 2: 02/20 | ASTM INTERNATIONAL | ASTM | ASTM A727/A727M | Standard Specification for Carbon Steel Forgings for Piping Components with Inherent Notch Toughness | 2014; R2019
17157 | 40 05 13 | PIPELINES, LIQUID PROCESS PIPING | 10/07, CHG 2: 02/20 | ASTM INTERNATIONAL | ASTM | ASTM A780/A780M | Standard Practice for Repair of Damaged and Uncoated Areas of Hot-Dip Galvanized Coatings | 2020
17158 | 40 05 13 | PIPELINES, LIQUID PROCESS PIPING | 10/07, CHG 2: 02/20 | ASTM INTERNATIONAL | ASTM | ASTM A789/A789M | Standard Specification for Seamless and Welded Ferritic/Austenitic Stainless Steel Tubing for General Service | 2024
17159 | 40 05 13 | PIPELINES, LIQUID PROCESS PIPING | 10/07, CHG 2: 02/20 | ASTM INTERNATIONAL | ASTM | ASTM A813/A813M | Standard Specification for Single- or Double-Welded Austenitic Stainless Steel Pipe | 2024
17160 | 40 05 13 | PIPELINES, LIQUID PROCESS PIPING | 10/07, CHG 2: 02/20 | ASTM INTERNATIONAL | ASTM | ASTM A814/A814M | Standard Specification for Cold-Worked Welded Austenitic Stainless Steel Pipe | 2015; R 2019
17161 | 40 05 13 | PIPELINES, LIQUID PROCESS PIPING | 10/07, CHG 2: 02/20 | ASTM INTERNATIONAL | ASTM | ASTM A815/A815M | Standard Specification for Wrought Ferritic, Ferritic/Austenitic, and Martensitic Stainless Steel Piping Fittings | 2024
17162 | 40 05 13 | PIPELINES, LIQUID PROCESS PIPING | 10/07, CHG 2: 02/20 | ASTM INTERNATIONAL | ASTM | ASTM A858/A858M | Standard Specification for Heat-Treated Carbon Steel Fittings for Low-Temperature and Corrosive Service | 2019
17163 | 40 05 13 | PIPELINES, LIQUID PROCESS PIPING | 10/07, CHG 2: 02/20 | ASTM INTERNATIONAL | ASTM | ASTM A865/A865M | Standard Specification for Threaded Couplings, Steel, Black or Zinc-Coated (Galvanized) Welded or Seamless, for Use in Steel Pipe Joints | 2023
17164 | 40 05 13 | PIPELINES, LIQUID PROCESS PIPING | 10/07, CHG 2: 02/20 | ASTM INTERNATIONAL | ASTM | ASTM B32 | Standard Specification for Solder Metal | 2020
17165 | 40 05 13 | PIPELINES, LIQUID PROCESS PIPING | 10/07, CHG 2: 02/20 | ASTM INTERNATIONAL | ASTM | ASTM B42 | Standard Specification for Seamless Copper Pipe, Standard Sizes | 2020
17166 | 40 05 13 | PIPELINES, LIQUID PROCESS PIPING | 10/07, CHG 2: 02/20 | ASTM INTERNATIONAL | ASTM | ASTM B61 | Standard Specification for Steam or Valve Bronze Castings | 2015; R 2021
17167 | 40 05 13 | PIPELINES, LIQUID PROCESS PIPING | 10/07, CHG 2: 02/20 | ASTM INTERNATIONAL | ASTM | ASTM B62 | Standard Specification for Composition Bronze or Ounce Metal Castings | 2017
17168 | 40 05 13 | PIPELINES, LIQUID PROCESS PIPING | 10/07, CHG 2: 02/20 | ASTM INTERNATIONAL | ASTM | ASTM B75/B75M | Standard Specification for Seamless Copper Tube | 2020
17169 | 40 05 13 | PIPELINES, LIQUID PROCESS PIPING | 10/07, CHG 2: 02/20 | ASTM INTERNATIONAL | ASTM | ASTM B88 | Standard Specification for Seamless Copper Water Tube | 2022
17170 | 40 05 13 | PIPELINES, LIQUID PROCESS PIPING | 10/07, CHG 2: 02/20 | ASTM INTERNATIONAL | ASTM | ASTM B88M | Standard Specification for Seamless Copper Water Tube (Metric) | 2020
17171 | 40 05 13 | PIPELINES, LIQUID PROCESS PIPING | 10/07, CHG 2: 02/20 | ASTM INTERNATIONAL | ASTM | ASTM B98/B98M | Standard Specification for Copper-Silicon Alloy Rod, Bar, and Shapes | 2013
17172 | 40 05 13 | PIPELINES, LIQUID PROCESS PIPING | 10/07, CHG 2: 02/20 | ASTM INTERNATIONAL | ASTM | ASTM B124/B124M | Standard Specification for Copper and Copper Alloy Forging Rod, Bar, and Shapes | 2020
17173 | 40 05 13 | PIPELINES, LIQUID PROCESS PIPING | 10/07, CHG 2: 02/20 | ASTM INTERNATIONAL | ASTM | ASTM B150/B150M | Standard Specification for Aluminum Bronze Rod, Bar, and Shapes | 2012; R 2017
17174 | 40 05 13 | PIPELINES, LIQUID PROCESS PIPING | 10/07, CHG 2: 02/20 | ASTM INTERNATIONAL | ASTM | ASTM B161 | Standard Specification for Nickel Seamless Pipe and Tube | 2005; R 2014
17175 | 40 05 13 | PIPELINES, LIQUID PROCESS PIPING | 10/07, CHG 2: 02/20 | ASTM INTERNATIONAL | ASTM | ASTM B164 | Standard Specification for Nickel-Copper Alloy Rod, Bar, and Wire | 2003; R 2014
17176 | 40 05 13 | PIPELINES, LIQUID PROCESS PIPING | 10/07, CHG 2: 02/20 | ASTM INTERNATIONAL | ASTM | ASTM B165 | Standard Specification for Nickel-Copper Alloy (UNS N04400)* Seamless Pipe and Tube | 2019
17177 | 40 05 13 | PIPELINES, LIQUID PROCESS PIPING | 10/07, CHG 2: 02/20 | ASTM INTERNATIONAL | ASTM | ASTM B167 | Standard Specification for Nickel-Chromium-Aluminum Alloys, Nickel-Chromium-Iron Alloys, Nickel-Chromium-Cobalt-Molybdenum Alloy, Nickel-Iron-Chromium-Tungsten Alloy, and Nickel-Chromium-Molybdenum-Copper Alloy Seamless Pipe and Tube | 2023
17178 | 40 05 13 | PIPELINES, LIQUID PROCESS PIPING | 10/07, CHG 2: 02/20 | ASTM INTERNATIONAL | ASTM | ASTM B210/B210M | Standard Specification for Aluminum and Aluminum-Alloy Drawn Seamless Tubes | 2019a
17179 | 40 05 13 | PIPELINES, LIQUID PROCESS PIPING | 10/07, CHG 2: 02/20 | ASTM INTERNATIONAL | ASTM | ASTM B211/B211M | Standard Specification for Aluminum and Aluminum-Alloy Rolled or Cold Finished Bar, Rod, and Wire | 2023
17180 | 40 05 13 | PIPELINES, LIQUID PROCESS PIPING | 10/07, CHG 2: 02/20 | ASTM INTERNATIONAL | ASTM | ASTM B241/B241M | Standard Specification for Aluminum and Aluminum-Alloy Seamless Pipe and Seamless Extruded Tube | 2022
17181 | 40 05 13 | PIPELINES, LIQUID PROCESS PIPING | 10/07, CHG 2: 02/20 | ASTM INTERNATIONAL | ASTM | ASTM B247 | Standard Specification for Aluminum and Aluminum-Alloy Die Forgings, Hand Forgings, and Rolled Ring Forgings | 2020
17182 | 40 05 13 | PIPELINES, LIQUID PROCESS PIPING | 10/07, CHG 2: 02/20 | ASTM INTERNATIONAL | ASTM | ASTM B247M | Standard Specification for Aluminum and Aluminum-Alloy Die Forgings, Hand Forgings, and Rolled Ring Forgings (Metric) | 2020
17183 | 40 05 13 | PIPELINES, LIQUID PROCESS PIPING | 10/07, CHG 2: 02/20 | ASTM INTERNATIONAL | ASTM | ASTM B302 | Standard Specification for Threadless Copper Pipe, Standard Sizes | 2017
17184 | 40 05 13 | PIPELINES, LIQUID PROCESS PIPING | 10/07, CHG 2: 02/20 | ASTM INTERNATIONAL | ASTM | ASTM B345/B345M | Standard Specification for Aluminum and Aluminum-Alloy Seamless Pipe and Seamless Extruded Tube for Gas and Oil Transmission and Distribution Piping Systems | 2011
17185 | 40 05 13 | PIPELINES, LIQUID PROCESS PIPING | 10/07, CHG 2: 02/20 | ASTM INTERNATIONAL | ASTM | ASTM B361 | Standard Specification for Factory-Made Wrought Aluminum and Aluminum-Alloy Welding Fittings | 2016
17186 | 40 05 13 | PIPELINES, LIQUID PROCESS PIPING | 10/07, CHG 2: 02/20 | ASTM INTERNATIONAL | ASTM | ASTM B366/B366M | Standard Specification for Factory-Made Wrought Nickel and Nickel Alloy Fittings | 2023
17187 | 40 05 13 | PIPELINES, LIQUID PROCESS PIPING | 10/07, CHG 2: 02/20 | ASTM INTERNATIONAL | ASTM | ASTM B517 | Standard Specification for Welded Nickel-Chromium-Iron-Alloy (UNS N06600, UNS N06603, UNS N06025, and UNS N06045) Pipe | 2019
17188 | 40 05 13 | PIPELINES, LIQUID PROCESS PIPING | 10/07, CHG 2: 02/20 | ASTM INTERNATIONAL | ASTM | ASTM B546 | Standard Specification for Electric Fusion-Welded Ni-Cr-Co-Mo Alloy (UNS N06617), Ni-Fe-Cr-Si Alloys (UNS N08330 and UNS N08332),Ni-Cr-Fe-Al Alloy (UNS N06603), Ni-Cr-Fe Alloy (UNS N06025), and Ni-Cr-Fe-Si Alloy (UNS N06045) Pipe | 2019; R 2024
17189 | 40 05 13 | PIPELINES, LIQUID PROCESS PIPING | 10/07, CHG 2: 02/20 | ASTM INTERNATIONAL | ASTM | ASTM B564 | Standard Specification for Nickel Alloy Forgings | 2022
17190 | 40 05 13 | PIPELINES, LIQUID PROCESS PIPING | 10/07, CHG 2: 02/20 | ASTM INTERNATIONAL | ASTM | ASTM B574 | Standard Specification for Low-Carbon Nickel-Chromium-Molybdenum, Low-Carbon Nickel-Molybdenum-Chromium, Low-Carbon Nickel- Molybdenum-Chromium-Tantalum, Low-Carbon Nickel- Chromium-Molybdenum-Copper, and Low-Carbon Nickel- Chromium-Molybdenum-Tungsten Alloy Rod | 2023
17191 | 40 05 13 | PIPELINES, LIQUID PROCESS PIPING | 10/07, CHG 2: 02/20 | ASTM INTERNATIONAL | ASTM | ASTM B619/B619M | Standard Specification for Welded Nickel and Nickel-Cobalt Alloy Pipe | 2019; R 2023
17192 | 40 05 13 | PIPELINES, LIQUID PROCESS PIPING | 10/07, CHG 2: 02/20 | ASTM INTERNATIONAL | ASTM | ASTM B622 | Standard Specification for Seamless Nickel and Nickel-Cobalt Alloy Pipe and Tube | 2023
17193 | 40 05 13 | PIPELINES, LIQUID PROCESS PIPING | 10/07, CHG 2: 02/20 | ASTM INTERNATIONAL | ASTM | ASTM B725 | Standard Specification for Welded Nickel and Nickel Copper Alloy Pipe | 2022
17194 | 40 05 13 | PIPELINES, LIQUID PROCESS PIPING | 10/07, CHG 2: 02/20 | ASTM INTERNATIONAL | ASTM | ASTM B775/B775M | Standard Specification for General Requirements for Nickel and Nickel Alloy Welded Pipe | 2022
17195 | 40 05 13 | PIPELINES, LIQUID PROCESS PIPING | 10/07, CHG 2: 02/20 | ASTM INTERNATIONAL | ASTM | ASTM B813 | Standard Specification for Liquid and Paste Fluxes for Soldering of Copper and Copper Alloy Tube | 2016
17196 | 40 05 13 | PIPELINES, LIQUID PROCESS PIPING | 10/07, CHG 2: 02/20 | ASTM INTERNATIONAL | ASTM | ASTM B829 | Standard Specification for General Requirements for Nickel and Nickel Alloys Seamless Pipe and Tube | 2019a
17197 | 40 05 13 | PIPELINES, LIQUID PROCESS PIPING | 10/07, CHG 2: 02/20 | ASTM INTERNATIONAL | ASTM | ASTM C552 | Standard Specification for Cellular Glass Thermal Insulation | 2022
17198 | 40 05 13 | PIPELINES, LIQUID PROCESS PIPING | 10/07, CHG 2: 02/20 | ASTM INTERNATIONAL | ASTM | ASTM C600 | Thermal Shock Test on Glass Pipe | 1985; R 2010
17199 | 40 05 13 | PIPELINES, LIQUID PROCESS PIPING | 10/07, CHG 2: 02/20 | ASTM INTERNATIONAL | ASTM | ASTM D1418 | Standard Practice for Rubber and Rubber Lattices - Nomenclature | 2010; R 2016
17200 | 40 05 13 | PIPELINES, LIQUID PROCESS PIPING | 10/07, CHG 2: 02/20 | ASTM INTERNATIONAL | ASTM | ASTM D1527 | Standard Specification for Acrylonitrile-Butadiene-Styrene (ABS) Plastic Pipe, Schedules 40 and 80 | 1999; R 2005
17201 | 40 05 13 | PIPELINES, LIQUID PROCESS PIPING | 10/07, CHG 2: 02/20 | ASTM INTERNATIONAL | ASTM | ASTM D1784 | Standard Specification for Rigid Poly(Vinyl Chloride) (PVC) Compounds and Chlorinated Poly(Vinyl Chloride) (CPVC) Compounds | 2020
17202 | 40 05 13 | PIPELINES, LIQUID PROCESS PIPING | 10/07, CHG 2: 02/20 | ASTM INTERNATIONAL | ASTM | ASTM D1785 | Standard Specification for Poly(Vinyl Chloride) (PVC), Plastic Pipe, Schedules 40, 80, and 120 | 2021
17203 | 40 05 13 | PIPELINES, LIQUID PROCESS PIPING | 10/07, CHG 2: 02/20 | ASTM INTERNATIONAL | ASTM | ASTM D2000 | Standard Classification System for Rubber Products in Automotive Applications | 2018
17204 | 40 05 13 | PIPELINES, LIQUID PROCESS PIPING | 10/07, CHG 2: 02/20 | ASTM INTERNATIONAL | ASTM | ASTM D2235 | Standard Specification for Solvent Cement for Acrylonitrile-Butadiene-Styrene (ABS) Plastic Pipe and Fittings | 2004; R 2016
17205 | 40 05 13 | PIPELINES, LIQUID PROCESS PIPING | 10/07, CHG 2: 02/20 | ASTM INTERNATIONAL | ASTM | ASTM D2239 | Standard Specification for Polyethylene (PE) Plastic Pipe (SIDR-PR) Based on Controlled Inside Diameter | 2012
17206 | 40 05 13 | PIPELINES, LIQUID PROCESS PIPING | 10/07, CHG 2: 02/20 | ASTM INTERNATIONAL | ASTM | ASTM D2241 | Standard Specification for Poly(Vinyl Chloride) (PVC) Pressure-Rated Pipe (SDR Series) | 2020
17207 | 40 05 13 | PIPELINES, LIQUID PROCESS PIPING | 10/07, CHG 2: 02/20 | ASTM INTERNATIONAL | ASTM | ASTM D2310 | Machine-Made "Fiberglass" (Glass-Fiber-Reinforced Thermosetting-Resin) Pipe | 2006; R 2012
17208 | 40 05 13 | PIPELINES, LIQUID PROCESS PIPING | 10/07, CHG 2: 02/20 | ASTM INTERNATIONAL | ASTM | ASTM D2464 | Standard Specification for Threaded Poly(Vinyl Chloride) (PVC) Plastic Pipe Fittings, Schedule 80 | 2015
17209 | 40 05 13 | PIPELINES, LIQUID PROCESS PIPING | 10/07, CHG 2: 02/20 | ASTM INTERNATIONAL | ASTM | ASTM D2466 | Standard Specification for Poly(Vinyl Chloride) (PVC) Plastic Pipe Fittings, Schedule 40 | 2023
17210 | 40 05 13 | PIPELINES, LIQUID PROCESS PIPING | 10/07, CHG 2: 02/20 | ASTM INTERNATIONAL | ASTM | ASTM D2467 | Standard Specification for Poly(Vinyl Chloride) (PVC) Plastic Pipe Fittings, Schedule 80 | 2020
17211 | 40 05 13 | PIPELINES, LIQUID PROCESS PIPING | 10/07, CHG 2: 02/20 | ASTM INTERNATIONAL | ASTM | ASTM D2564 | Standard Specification for Solvent Cements for Poly(Vinyl Chloride) (PVC) Plastic Piping Systems | 2020
17212 | 40 05 13 | PIPELINES, LIQUID PROCESS PIPING | 10/07, CHG 2: 02/20 | ASTM INTERNATIONAL | ASTM | ASTM D2609 | Standard Specification for Plastic Insert Fittings for Polyethylene (PE) Plastic Pipe | 2015
17213 | 40 05 13 | PIPELINES, LIQUID PROCESS PIPING | 10/07, CHG 2: 02/20 | ASTM INTERNATIONAL | ASTM | ASTM D2657 | Heat Fusion Joining Polyolefin Pipe and Fittings | 2007; R 2015
17214 | 40 05 13 | PIPELINES, LIQUID PROCESS PIPING | 10/07, CHG 2: 02/20 | ASTM INTERNATIONAL | ASTM | ASTM D2683 | Standard Specification for Socket-Type Polyethylene Fittings for Outside Diameter-Controlled Polyethylene Pipe and Tubing | 2020
17215 | 40 05 13 | PIPELINES, LIQUID PROCESS PIPING | 10/07, CHG 2: 02/20 | ASTM INTERNATIONAL | ASTM | ASTM D2737 | Polyethylene (PE) Plastic Tubing | 2012a
17216 | 40 05 13 | PIPELINES, LIQUID PROCESS PIPING | 10/07, CHG 2: 02/20 | ASTM INTERNATIONAL | ASTM | ASTM D2774 | Standard Practice for Underground Installation of Thermoplastic Pressure Piping | 2021a
17217 | 40 05 13 | PIPELINES, LIQUID PROCESS PIPING | 10/07, CHG 2: 02/20 | ASTM INTERNATIONAL | ASTM | ASTM D2855 | Standard Practice for the Two-Step (Primer and Solvent Cement) Method of Joining Poly (Vinyl Chloride) (PVC) or Chlorinated Poly (Vinyl Chloride) (CPVC) Pipe and Piping Components with Tapered Sockets | 2020
17218 | 40 05 13 | PIPELINES, LIQUID PROCESS PIPING | 10/07, CHG 2: 02/20 | ASTM INTERNATIONAL | ASTM | ASTM D2992 | Obtaining Hydrostatic or Pressure Design Basis for "Fiberglass" (Glass-Fiber-Reinforced Thermosetting-Resin) Pipe and Fittings | 2012
17219 | 40 05 13 | PIPELINES, LIQUID PROCESS PIPING | 10/07, CHG 2: 02/20 | ASTM INTERNATIONAL | ASTM | ASTM D3035 | Polyethylene (PE) Plastic Pipe (DR-PR) Based on Controlled Outside Diameter | 2022
17220 | 40 05 13 | PIPELINES, LIQUID PROCESS PIPING | 10/07, CHG 2: 02/20 | ASTM INTERNATIONAL | ASTM | ASTM D3222 | Standard Specification for Unmodified Poly(Vinylidene Fluoride) (PVDF) Molding Extrusion and Coating Materials | 2018a
17221 | 40 05 13 | PIPELINES, LIQUID PROCESS PIPING | 10/07, CHG 2: 02/20 | ASTM INTERNATIONAL | ASTM | ASTM D3261 | Standard Specification for Butt Heat Fusion Polyethylene (PE) Plastic Fittings for Polyethylene (PE) Plastic Pipe and Tubing | 2016
17222 | 40 05 13 | PIPELINES, LIQUID PROCESS PIPING | 10/07, CHG 2: 02/20 | ASTM INTERNATIONAL | ASTM | ASTM D3307 | Standard Specification for Perfluoroalkoxy (PFA)-Fluorocarbon Resin Molding and Extrusion Materials | 2016
17223 | 40 05 13 | PIPELINES, LIQUID PROCESS PIPING | 10/07, CHG 2: 02/20 | ASTM INTERNATIONAL | ASTM | ASTM D3308 | Standard Specification for PTFE Resin Skived Tape | 2012; R 2017
17224 | 40 05 13 | PIPELINES, LIQUID PROCESS PIPING | 10/07, CHG 2: 02/20 | ASTM INTERNATIONAL | ASTM | ASTM D3350 | Polyethylene Plastics Pipe and Fittings Materials | 2021
17225 | 40 05 13 | PIPELINES, LIQUID PROCESS PIPING | 10/07, CHG 2: 02/20 | ASTM INTERNATIONAL | ASTM | ASTM D3754 | "Fiberglass" (Glass-Fiber-Reinforced Thermosetting-Resin) Sewer and Industrial Pressure Pipe | 2019
17226 | 40 05 13 | PIPELINES, LIQUID PROCESS PIPING | 10/07, CHG 2: 02/20 | ASTM INTERNATIONAL | ASTM | ASTM D3839 | Standard Guide for Underground Installation of "Fiberglass" (Glass-Fiber-Reinforced Thermosetting-Resin) Pipe | 2014; R 2019
17227 | 40 05 13 | PIPELINES, LIQUID PROCESS PIPING | 10/07, CHG 2: 02/20 | ASTM INTERNATIONAL | ASTM | ASTM D3892 | Standard Practice for Packaging/Packing of Plastics | 2015
17228 | 40 05 13 | PIPELINES, LIQUID PROCESS PIPING | 10/07, CHG 2: 02/20 | ASTM INTERNATIONAL | ASTM | ASTM D3965 | Standard Classification System and Basis for Specifications for Rigid Acrylonitrile-Butadiene-Styrene (ABS) Materials for Pipe and Fittings | 2016
17229 | 40 05 13 | PIPELINES, LIQUID PROCESS PIPING | 10/07, CHG 2: 02/20 | ASTM INTERNATIONAL | ASTM | ASTM D4024 | Machine Made "Fiberglass" (Glass-Fiber-Reinforced Thermosetting Resin) Flanges | 2015
17230 | 40 05 13 | PIPELINES, LIQUID PROCESS PIPING | 10/07, CHG 2: 02/20 | ASTM INTERNATIONAL | ASTM | ASTM D4101 | Standard Classification System and Basis for Specification for Polypropylene Injection and Extrusion Materials | 2017
17231 | 40 05 13 | PIPELINES, LIQUID PROCESS PIPING | 10/07, CHG 2: 02/20 | ASTM INTERNATIONAL | ASTM | ASTM D4161 | "Fiberglass" (Glass-Fiber-Reinforced Thermosetting-Resin) Pipe Joints Using Flexible Elastomeric Seals | 2014; R 2019
17232 | 40 05 13 | PIPELINES, LIQUID PROCESS PIPING | 10/07, CHG 2: 02/20 | ASTM INTERNATIONAL | ASTM | ASTM D5421 | Contact Molded "Fiberglass" (Glass-Fiber-Reinforced Thermosetting Resin) Flanges | 2015
17233 | 40 05 13 | PIPELINES, LIQUID PROCESS PIPING | 10/07, CHG 2: 02/20 | ASTM INTERNATIONAL | ASTM | ASTM D5685 | Standard Specification for "Fiberglass" (Glass-Fiber-Reinforced Thermosetting-Resin) Pressure Pipe Fittings | 2019
17234 | 40 05 13 | PIPELINES, LIQUID PROCESS PIPING | 10/07, CHG 2: 02/20 | ASTM INTERNATIONAL | ASTM | ASTM E438 | Standard Specification for Glasses in Laboratory Apparatus | 1992; R 2024
17235 | 40 05 13 | PIPELINES, LIQUID PROCESS PIPING | 10/07, CHG 2: 02/20 | ASTM INTERNATIONAL | ASTM | ASTM E814 | Standard Test Method for Fire Tests of Penetration Firestop Systems | 2024
17236 | 40 05 13 | PIPELINES, LIQUID PROCESS PIPING | 10/07, CHG 2: 02/20 | ASTM INTERNATIONAL | ASTM | ASTM F336 | Standard Practice for Design and Construction of Nonmetallic Enveloped Gaskets for Corrosive Service | 2002; R 2023
17237 | 40 05 13 | PIPELINES, LIQUID PROCESS PIPING | 10/07, CHG 2: 02/20 | ASTM INTERNATIONAL | ASTM | ASTM F402 | Standard Practice for Safe Handling of Solvent Cements, Primers, and Cleaners Used for Joining Thermoplastic Pipe and Fittings | 2018
17238 | 40 05 13 | PIPELINES, LIQUID PROCESS PIPING | 10/07, CHG 2: 02/20 | ASTM INTERNATIONAL | ASTM | ASTM F437 | Standard Specification for Threaded Chlorinated Poly(Vinyl Chloride) (CPVC) Plastic Pipe Fittings, Schedule 80 | 2024
17239 | 40 05 13 | PIPELINES, LIQUID PROCESS PIPING | 10/07, CHG 2: 02/20 | ASTM INTERNATIONAL | ASTM | ASTM F438 | Standard Specification for Socket-Type Chlorinated Poly(Vinyl Chloride) (CPVC) Plastic Pipe Fittings, Schedule 40 | 2023
17240 | 40 05 13 | PIPELINES, LIQUID PROCESS PIPING | 10/07, CHG 2: 02/20 | ASTM INTERNATIONAL | ASTM | ASTM F439 | Standard Specification for Chlorinated Poly(Vinyl Chloride) (CPVC) Plastic Pipe Fittings, Schedule 80 | 2024
17241 | 40 05 13 | PIPELINES, LIQUID PROCESS PIPING | 10/07, CHG 2: 02/20 | ASTM INTERNATIONAL | ASTM | ASTM F441/F441M | Standard Specification for Chlorinated Poly(Vinyl Chloride) (CPVC) Plastic Pipe, Schedules 40 and 80 | 2023
17242 | 40 05 13 | PIPELINES, LIQUID PROCESS PIPING | 10/07, CHG 2: 02/20 | ASTM INTERNATIONAL | ASTM | ASTM F442/F442M | Standard Specification for Chlorinated Poly(Vinyl Chloride) (CPVC) Plastic Pipe (SDR-PR) | 2023
17243 | 40 05 13 | PIPELINES, LIQUID PROCESS PIPING | 10/07, CHG 2: 02/20 | ASTM INTERNATIONAL | ASTM | ASTM F477 | Standard Specification for Elastomeric Seals (Gaskets) for Joining Plastic Pipe | 2014; R 2021
17244 | 40 05 13 | PIPELINES, LIQUID PROCESS PIPING | 10/07, CHG 2: 02/20 | ASTM INTERNATIONAL | ASTM | ASTM F493 | Standard Specification for Solvent Cements for Chlorinated Poly (Vinyl Chloride) (CPVC) Plastic Pipe and Fittings | 2022
17245 | 40 05 13 | PIPELINES, LIQUID PROCESS PIPING | 10/07, CHG 2: 02/20 | ASTM INTERNATIONAL | ASTM | ASTM F656 | Standard Specification for Primers for Use in Solvent Cement Joints of Poly(Vinyl Chloride) (PVC) Plastic Pipe and Fittings | 2021
17246 | 40 05 13 | PIPELINES, LIQUID PROCESS PIPING | 10/07, CHG 2: 02/20 | ASTM INTERNATIONAL | ASTM | ASTM F714 | Standard Specification for Polyethylene (PE) Plastic Pipe (DR-PR) Based on Outside Diameter | 2024
17247 | 40 05 13 | PIPELINES, LIQUID PROCESS PIPING | 10/07, CHG 2: 02/20 | ASTM INTERNATIONAL | ASTM | ASTM F876 | Standard Specification for Crosslinked Polyethylene (PEX) Tubing | 2024
17248 | 40 05 13 | PIPELINES, LIQUID PROCESS PIPING | 10/07, CHG 2: 02/20 | ASTM INTERNATIONAL | ASTM | ASTM F1055 | Standard Specification for Electrofusion Type Polyethylene Fittings for Outside Diameter Controlled Polyethylene and Crosslinked Polyethylene (PEX)Pipe and Tubing | 2016; R 2022a
17249 | 40 05 13 | PIPELINES, LIQUID PROCESS PIPING | 10/07, CHG 2: 02/20 | ASTM INTERNATIONAL | ASTM | ASTM F1056 | Standard Specification for Socket Fusion Tools for Use in Socket Fusion Joining Polyethylene Pipe or Tubing and Fittings | 2018; R 2022
17250 | 40 05 13 | PIPELINES, LIQUID PROCESS PIPING | 10/07, CHG 2: 02/20 | ASTM INTERNATIONAL | ASTM | ASTM F1199 | Standard Specification for Cast (All Temperatures and Pressures) and Welded Pipe Line Strainers (150 psig and 150 degrees F Maximum) | 2021
17251 | 40 05 13 | PIPELINES, LIQUID PROCESS PIPING | 10/07, CHG 2: 02/20 | ASTM INTERNATIONAL | ASTM | ASTM F1200 | Standard Specification for Fabricated (Welded) Pipe Line Strainers (Above 150 psig and 150 degrees F (1Mpa and 65 degrees C)) | 2021a
17252 | 40 05 13 | PIPELINES, LIQUID PROCESS PIPING | 10/07, CHG 2: 02/20 | ASTM INTERNATIONAL | ASTM | ASTM F1290 | Standard Practice for Electrofusion Joining Polyolefin Pipe and Fittings | 2019
17253 | 40 05 13 | PIPELINES, LIQUID PROCESS PIPING | 10/07, CHG 2: 02/20 | ASTM INTERNATIONAL | ASTM | ASTM F1545 | Standard Specification for Plastic-Lined Ferrous Metal Pipe, Fittings and Flanges | 2015a; R 2021
17254 | 40 05 13 | PIPELINES, LIQUID PROCESS PIPING | 10/07, CHG 2: 02/20 | DUCTILE IRON PIPE RESEARCH ASSOCIATION | DIPRA | DIPRA TRD | Thrust Restraint Design for Ductile Iron Pipe | 2016
17255 | 40 05 13 | PIPELINES, LIQUID PROCESS PIPING | 10/07, CHG 2: 02/20 | INTERNATIONAL ORGANIZATION FOR STANDARDIZATION | ISO | ISO 228-1 | Pipe Threads Where Pressure-Tight Joints Are Not Made on The Threads - Part 1: Dimensions, Tolerances and Designation | 2000
17256 | 40 05 13 | PIPELINES, LIQUID PROCESS PIPING | 10/07, CHG 2: 02/20 | MANUFACTURERS STANDARDIZATION SOCIETY OF THE VALVE AND FITTINGS INDUSTRY | MSS | MSS SP-25 | Standard Marking System for Valves, Fittings, Flanges and Unions | 2018
17257 | 40 05 13 | PIPELINES, LIQUID PROCESS PIPING | 10/07, CHG 2: 02/20 | MANUFACTURERS STANDARDIZATION SOCIETY OF THE VALVE AND FITTINGS INDUSTRY | MSS | MSS SP-43 | Wrought Stainless Steel Butt-Welding Fittings | 2019
17258 | 40 05 13 | PIPELINES, LIQUID PROCESS PIPING | 10/07, CHG 2: 02/20 | MANUFACTURERS STANDARDIZATION SOCIETY OF THE VALVE AND FITTINGS INDUSTRY | MSS | MSS SP-58 | Pipe Hangers and Supports - Materials, Design and Manufacture, Selection, Application, and Installation | 2018
17259 | 40 05 13 | PIPELINES, LIQUID PROCESS PIPING | 10/07, CHG 2: 02/20 | NACE INTERNATIONAL | NACE | NACE SP0185 | Extruded Polyolefin Resin Coating Systems with Soft Adhesives for Underground or Submerged Pipe | 2024
17260 | 40 05 13 | PIPELINES, LIQUID PROCESS PIPING | 10/07, CHG 2: 02/20 | NATIONAL ELECTRICAL MANUFACTURERS ASSOCIATION | NEMA | NEMA 250 | Enclosures for Electrical Equipment (1000 Volts Maximum) | 2020
17261 | 40 05 13 | PIPELINES, LIQUID PROCESS PIPING | 10/07, CHG 2: 02/20 | NATIONAL FIRE PROTECTION ASSOCIATION | NFPA | NFPA 70 | National Electrical Code | 2023
17262 | 40 05 13 | PIPELINES, LIQUID PROCESS PIPING | 10/07, CHG 2: 02/20 | NATIONAL FIRE PROTECTION ASSOCIATION | NFPA | NFPA 704 | Standard System for the Identification of the Hazards of Materials for Emergency Response | 2022
17263 | 40 05 13 | PIPELINES, LIQUID PROCESS PIPING | 10/07, CHG 2: 02/20 | PLASTICS PIPE INSTITUTE | PPI | PPI Handbook | PPI Handbook Of PE Pipe | 2008
17264 | 40 05 13 | PIPELINES, LIQUID PROCESS PIPING | 10/07, CHG 2: 02/20 | RUBBER MANUFACTURERS ASSOCIATION | RMA | RMA IP-2 | Hose Handbook; 8th Edition | 2009
17265 | 40 05 13 | PIPELINES, LIQUID PROCESS PIPING | 10/07, CHG 2: 02/20 | SOCIETY FOR PROTECTIVE COATINGS | SSPC | SSPC SP 6/NACE No.3 | Commercial Blast Cleaning | 2007
17266 | 40 05 13 | PIPELINES, LIQUID PROCESS PIPING | 10/07, CHG 2: 02/20 | U.S. DEPARTMENT OF DEFENSE | DOD | UFC 3-301-01 | Structural Engineering | 2023; with Change 1, 2023
17267 | 40 05 13 | PIPELINES, LIQUID PROCESS PIPING | 10/07, CHG 2: 02/20 | U.S. NATIONAL ARCHIVES AND RECORDS ADMINISTRATION | NARA | 29 CFR 1910 | Occupational Safety and Health Standards
17268 | 40 17 26.00 20 | WELDING PRESSURE PIPING | 04/06 | AMERICAN PETROLEUM INSTITUTE | API | API Std 1104 | Welding of Pipeline and Related Facilities | 2013; Errata 1-3 2014; Addendum 1 2014; Errata 4 2015; Addendum 2 2016
17269 | 40 17 26.00 20 | WELDING PRESSURE PIPING | 04/06 | AMERICAN SOCIETY FOR NONDESTRUCTIVE TESTING | ASNT | ASNT SNT-TC-1A | Recommended Practice for Personnel Qualification and Certification in Nondestructive Testing | 2020
17270 | 40 17 26.00 20 | WELDING PRESSURE PIPING | 04/06 | AMERICAN SOCIETY OF MECHANICAL ENGINEERS | ASME | ASME B31.1 | Power Piping | 2022
17271 | 40 17 26.00 20 | WELDING PRESSURE PIPING | 04/06 | AMERICAN SOCIETY OF MECHANICAL ENGINEERS | ASME | ASME B31.3 | Process Piping | 2022; Errata 2023
17272 | 40 17 26.00 20 | WELDING PRESSURE PIPING | 04/06 | AMERICAN SOCIETY OF MECHANICAL ENGINEERS | ASME | ASME B31.4 | Pipeline Transportation Systems for Liquid Hydrocarbons and Other Liquid | 2022
17273 | 40 17 26.00 20 | WELDING PRESSURE PIPING | 04/06 | AMERICAN SOCIETY OF MECHANICAL ENGINEERS | ASME | ASME B31.5 | Refrigeration Piping and Heat Transfer Components | 2022
17274 | 40 17 26.00 20 | WELDING PRESSURE PIPING | 04/06 | AMERICAN SOCIETY OF MECHANICAL ENGINEERS | ASME | ASME B31.9 | Building Services Piping | 2020
17275 | 40 17 26.00 20 | WELDING PRESSURE PIPING | 04/06 | AMERICAN SOCIETY OF MECHANICAL ENGINEERS | ASME | ASME BPVC SEC I | BPVC Section I-Rules for Construction of Power Boilers | 2017
17276 | 40 17 26.00 20 | WELDING PRESSURE PIPING | 04/06 | AMERICAN SOCIETY OF MECHANICAL ENGINEERS | ASME | ASME BPVC SEC II-C | BPVC Section II-Materials Part C-Specifications for Welding Rods Electrodes and Filler Metals | 2017
17277 | 40 17 26.00 20 | WELDING PRESSURE PIPING | 04/06 | AMERICAN SOCIETY OF MECHANICAL ENGINEERS | ASME | ASME BPVC SEC IX | BPVC Section IX-Welding, Brazing and Fusing Qualifications | 2017; Errata 2018
17278 | 40 17 26.00 20 | WELDING PRESSURE PIPING | 04/06 | AMERICAN SOCIETY OF MECHANICAL ENGINEERS | ASME | ASME BPVC SEC V | BPVC Section V-Nondestructive Examination | 2017
17279 | 40 17 26.00 20 | WELDING PRESSURE PIPING | 04/06 | AMERICAN WELDING SOCIETY | AWS | AWS A2.4 | Standard Symbols for Welding, Brazing and Nondestructive Examination | 2012
17280 | 40 17 26.00 20 | WELDING PRESSURE PIPING | 04/06 | AMERICAN WELDING SOCIETY | AWS | AWS A3.0M/A3.0 | Standard Welding Terms and Definitions | 2020
17281 | 40 17 26.00 20 | WELDING PRESSURE PIPING | 04/06 | AMERICAN WELDING SOCIETY | AWS | AWS B2.1/B2.1M | Specification for Welding Procedure and Performance Qualification | 2021
17282 | 40 17 26.00 20 | WELDING PRESSURE PIPING | 04/06 | AMERICAN WELDING SOCIETY | AWS | AWS D1.1/D1.1M | Structural Welding Code - Steel | 2020; Errata 1 2021
17283 | 40 17 26.00 20 | WELDING PRESSURE PIPING | 04/06 | AMERICAN WELDING SOCIETY | AWS | AWS QC1 | Specification for AWS Certification of Welding Inspectors | 2016
17284 | 40 17 26.00 20 | WELDING PRESSURE PIPING | 04/06 | AMERICAN WELDING SOCIETY | AWS | AWS Z49.1 | Safety in Welding and Cutting and Allied Processes | 2021
17285 | 40 17 26.00 20 | WELDING PRESSURE PIPING | 04/06 | U.S. NATIONAL ARCHIVES AND RECORDS ADMINISTRATION | NARA | 29 CFR 1910 | Occupational Safety and Health Standards
17286 | 40 17 26.00 20 | WELDING PRESSURE PIPING | 04/06 | U.S. NATIONAL ARCHIVES AND RECORDS ADMINISTRATION | NARA | 29 CFR 1926 | Safety and Health Regulations for Construction
17287 | 40 60 00 | PROCESS CONTROL | 05/20 | AMERICAN NATIONAL STANDARDS INSTITUTE | ANSI | ANSI C12.1 | Electric Meters - Code for Electricity Metering | 2014; Errata 2016
17288 | 40 60 00 | PROCESS CONTROL | 05/20 | AMERICAN NATIONAL STANDARDS INSTITUTE | ANSI | ANSI INCITS 154 | Office Machines and Supplies - Alphanumeric Machines - Keyboard Arrangement | 1988; R 2004
17289 | 40 60 00 | PROCESS CONTROL | 05/20 | AMERICAN SOCIETY OF MECHANICAL ENGINEERS | ASME | ASME B31.8 | Gas Transmission and Distribution Piping Systems | 2022; Supplement 2022
17290 | 40 60 00 | PROCESS CONTROL | 05/20 | AMERICAN SOCIETY OF MECHANICAL ENGINEERS | ASME | ASME BPVC SEC VIII | Boiler and Pressure Vessel Codes: Section VIII Rules for Construction of Pressure Vessel | 2010
17291 | 40 60 00 | PROCESS CONTROL | 05/20 | AMERICAN WATER WORKS ASSOCIATION | AWWA | AWWA C606 | Grooved and Shouldered Joints | 2022
17292 | 40 60 00 | PROCESS CONTROL | 05/20 | ASTM INTERNATIONAL | ASTM | ASTM B88 | Standard Specification for Seamless Copper Water Tube | 2022
17293 | 40 60 00 | PROCESS CONTROL | 05/20 | ASTM INTERNATIONAL | ASTM | ASTM B88M | Standard Specification for Seamless Copper Water Tube (Metric) | 2020
17294 | 40 60 00 | PROCESS CONTROL | 05/20 | ASTM INTERNATIONAL | ASTM | ASTM D635 | Standard Test Method for Rate of Burning and/or Extent and Time of Burning of Plastics in a Horizontal Position | 2018
17295 | 40 60 00 | PROCESS CONTROL | 05/20 | ASTM INTERNATIONAL | ASTM | ASTM D638 | Standard Test Method for Tensile Properties of Plastics | 2014
17296 | 40 60 00 | PROCESS CONTROL | 05/20 | ASTM INTERNATIONAL | ASTM | ASTM D792 | Density and Specific Gravity (Relative Density) of Plastics by Displacement | 2013
17297 | 40 60 00 | PROCESS CONTROL | 05/20 | ASTM INTERNATIONAL | ASTM | ASTM D1238 | Melt Flow Rates of Thermoplastics by Extrusion Plastometer | 2013
17298 | 40 60 00 | PROCESS CONTROL | 05/20 | ASTM INTERNATIONAL | ASTM | ASTM D1693 | Standard Test Method for Environmental Stress-Cracking of Ethylene Plastics | 2015
17299 | 40 60 00 | PROCESS CONTROL | 05/20 | ASTM INTERNATIONAL | ASTM | ASTM D2000 | Standard Classification System for Rubber Products in Automotive Applications | 2018
17300 | 40 60 00 | PROCESS CONTROL | 05/20 | INSTITUTE OF ELECTRICAL AND ELECTRONICS ENGINEERS | IEEE | IEEE 142 | Recommended Practice for Grounding of Industrial and Commercial Power Systems - IEEE Green Book | 2007; Errata 2014
17301 | 40 60 00 | PROCESS CONTROL | 05/20 | INSTITUTE OF ELECTRICAL AND ELECTRONICS ENGINEERS | IEEE | IEEE C37.90.1 | Standard for Surge Withstand Capability (SWC) Tests for Relays and Relay Systems Associated with Electric Power Apparatus | 2013
17302 | 40 60 00 | PROCESS CONTROL | 05/20 | INSTITUTE OF ELECTRICAL AND ELECTRONICS ENGINEERS | IEEE | IEEE C62.41.1 | Guide on the Surges Environment in Low-Voltage (1000 V and Less) AC Power Circuits | 2002; R 2008
17303 | 40 60 00 | PROCESS CONTROL | 05/20 | INSTITUTE OF ELECTRICAL AND ELECTRONICS ENGINEERS | IEEE | IEEE C62.41.2 | Recommended Practice on Characterization of Surges in Low-Voltage (1000 V and Less) AC Power Circuits | 2002
17304 | 40 60 00 | PROCESS CONTROL | 05/20 | INTERNATIONAL ELECTROTECHNICAL COMMISSION | IEC | IEC 60584-1 | Thermocouples - Part 1: EMF Specifications and Tolerances | 2013
17305 | 40 60 00 | PROCESS CONTROL | 05/20 | INTERNATIONAL ELECTROTECHNICAL COMMISSION | IEC | IEC 61131-3 | Programmable Controllers - Part 3: Programming Languages | 2013
17306 | 40 60 00 | PROCESS CONTROL | 05/20 | INTERNATIONAL SOCIETY OF AUTOMATION | ISA | ISA 7.0.01 | Quality Standard for Instrument Air | 1996
17307 | 40 60 00 | PROCESS CONTROL | 05/20 | INTERNATIONAL SOCIETY OF AUTOMATION | ISA | ISA 92.00.01 | Performance Requirements for Toxic Gas Detectors | 2010; R 2015
17308 | 40 60 00 | PROCESS CONTROL | 05/20 | INTERNATIONAL SOCIETY OF AUTOMATION | ISA | ISA 101.01 | Human Machine Interfaces for Process Automation Systems | 2015
17309 | 40 60 00 | PROCESS CONTROL | 05/20 | NATIONAL ELECTRICAL MANUFACTURERS ASSOCIATION | NEMA | NEMA 250 | Enclosures for Electrical Equipment (1000 Volts Maximum) | 2020
17310 | 40 60 00 | PROCESS CONTROL | 05/20 | NATIONAL ELECTRICAL MANUFACTURERS ASSOCIATION | NEMA | NEMA ICS 1 | Standard for Industrial Control and Systems: General Requirements | 2022
17311 | 40 60 00 | PROCESS CONTROL | 05/20 | NATIONAL ELECTRICAL MANUFACTURERS ASSOCIATION | NEMA | NEMA ICS 2 | Industrial Control and Systems Controllers, Contactors, and Overload Relays Rated 600 V | 2000; R 2020
17312 | 40 60 00 | PROCESS CONTROL | 05/20 | NATIONAL ELECTRICAL MANUFACTURERS ASSOCIATION | NEMA | NEMA ICS 3 | Medium-Voltage Controllers Rated 2001 to 7200 V AC | 2005; R 2010
17313 | 40 60 00 | PROCESS CONTROL | 05/20 | NATIONAL ELECTRICAL MANUFACTURERS ASSOCIATION | NEMA | NEMA ICS 4 | Application Guideline for Terminal Blocks | 2015
17314 | 40 60 00 | PROCESS CONTROL | 05/20 | NATIONAL ELECTRICAL MANUFACTURERS ASSOCIATION | NEMA | NEMA ICS 5 | Industrial Control and Systems: Control Circuit and Pilot Devices | 2017
17315 | 40 60 00 | PROCESS CONTROL | 05/20 | NATIONAL FIRE PROTECTION ASSOCIATION | NFPA | NFPA 70 | National Electrical Code | 2023
17316 | 40 60 00 | PROCESS CONTROL | 05/20 | NATIONAL FIRE PROTECTION ASSOCIATION | NFPA | NFPA 79 | Electrical Standard for Industrial Machinery | 2015
17317 | 40 60 00 | PROCESS CONTROL | 05/20 | NATIONAL INSTITUTE OF STANDARDS AND TECHNOLOGY | NIST | NIST SP 250 | Calibration Services Users Guide | 1991
17318 | 40 60 00 | PROCESS CONTROL | 05/20 | U.S. NATIONAL ARCHIVES AND RECORDS ADMINISTRATION | NARA | 40 CFR 60 | Standards of Performance for New Stationary Sources
17319 | 40 60 00 | PROCESS CONTROL | 05/20 | U.S. NATIONAL ARCHIVES AND RECORDS ADMINISTRATION | NARA | 47 CFR 15 | Radio Frequency Devices
17320 | 40 60 00 | PROCESS CONTROL | 05/20 | UNDERWRITERS LABORATORIES | UL | UL 94 | UL Standard for Safety Tests for Flammability of Plastic Materials for Parts in Devices and Appliances | 2023; Reprint Jan 2024
17321 | 40 60 00 | PROCESS CONTROL | 05/20 | UNDERWRITERS LABORATORIES | UL | UL 508A | UL Standard for Safety Industrial Control Panels | 2018; Reprint Jul 2022
17322 | 40 60 00 | PROCESS CONTROL | 05/20 | UNDERWRITERS LABORATORIES | UL | UL 1059 | UL Standard for Safety Terminal Blocks | 2019; Reprint Jul 2022
17323 | 41 22 13.14 | BRIDGE CRANES, OVERHEAD ELECTRIC, TOP RUNNING | 11/19, CHG 1: 02/21 | AMERICAN GEAR MANUFACTURERS ASSOCIATION | AGMA | AGMA 908 | Information Sheet: Geometry Factors for Determining the Pitting Resistance and Bending Strength of Spur, Helical and Herringbone Gear Teeth | 1989B; R 1999
17324 | 41 22 13.14 | BRIDGE CRANES, OVERHEAD ELECTRIC, TOP RUNNING | 11/19, CHG 1: 02/21 | AMERICAN GEAR MANUFACTURERS ASSOCIATION | AGMA | ANSI/AGMA 2001 | Fundamental Rating Factors and Calculation Methods for Involute Spur and Helical Gear Teeth | 2004D; R 2010
17325 | 41 22 13.14 | BRIDGE CRANES, OVERHEAD ELECTRIC, TOP RUNNING | 11/19, CHG 1: 02/21 | AMERICAN GEAR MANUFACTURERS ASSOCIATION | AGMA | ANSI/AGMA 2015-1 | Accuracy Classification System - Tangential Measurements for Cylindrical Gears | 2001A; R 2014
17326 | 41 22 13.14 | BRIDGE CRANES, OVERHEAD ELECTRIC, TOP RUNNING | 11/19, CHG 1: 02/21 | AMERICAN GEAR MANUFACTURERS ASSOCIATION | AGMA | ANSI/AGMA 6013 | Standard for Industrial Enclosed Gear Drives | 2006A; R 2016
17327 | 41 22 13.14 | BRIDGE CRANES, OVERHEAD ELECTRIC, TOP RUNNING | 11/19, CHG 1: 02/21 | AMERICAN GEAR MANUFACTURERS ASSOCIATION | AGMA | ANSI/AGMA 6113 | Standard for Industrial Enclosed Gear Drives (Metric Edition) | 2016B
17328 | 41 22 13.14 | BRIDGE CRANES, OVERHEAD ELECTRIC, TOP RUNNING | 11/19, CHG 1: 02/21 | AMERICAN INSTITUTE OF STEEL CONSTRUCTION | AISC | AISC 360 | Specification for Structural Steel Buildings | 2016
17329 | 41 22 13.14 | BRIDGE CRANES, OVERHEAD ELECTRIC, TOP RUNNING | 11/19, CHG 1: 02/21 | AMERICAN SOCIETY OF CIVIL ENGINEERS | ASCE | ASCE 7-16 | Minimum Design Loads and Associated Criteria for Buildings and Other Structures | 2017; Errata 2018; Supp 1 2018
17330 | 41 22 13.14 | BRIDGE CRANES, OVERHEAD ELECTRIC, TOP RUNNING | 11/19, CHG 1: 02/21 | AMERICAN SOCIETY OF MECHANICAL ENGINEERS | ASME | ASME B30.2 | Overhead and Gantry Cranes (Top Running Bridge, Single or Multiple Girder, Top Running Trolley Hoist) | 2022
17331 | 41 22 13.14 | BRIDGE CRANES, OVERHEAD ELECTRIC, TOP RUNNING | 11/19, CHG 1: 02/21 | AMERICAN SOCIETY OF MECHANICAL ENGINEERS | ASME | ASME B30.10 | Hooks | 2019
17332 | 41 22 13.14 | BRIDGE CRANES, OVERHEAD ELECTRIC, TOP RUNNING | 11/19, CHG 1: 02/21 | AMERICAN SOCIETY OF MECHANICAL ENGINEERS | ASME | ASME HST-4 | Performance Standard for Overhead Electric Wire Rope Hoists | 2021
17333 | 41 22 13.14 | BRIDGE CRANES, OVERHEAD ELECTRIC, TOP RUNNING | 11/19, CHG 1: 02/21 | AMERICAN SOCIETY OF MECHANICAL ENGINEERS | ASME | ASME NOG-1 | Rules for Construction of Overhead and Gantry Cranes (Top Running Bridge, Multiple Girder) | 2020
17334 | 41 22 13.14 | BRIDGE CRANES, OVERHEAD ELECTRIC, TOP RUNNING | 11/19, CHG 1: 02/21 | AMERICAN SOCIETY OF SAFETY PROFESSIONALS | ASSP | ASSP Z359 | Fall Protection Code | 2013
17335 | 41 22 13.14 | BRIDGE CRANES, OVERHEAD ELECTRIC, TOP RUNNING | 11/19, CHG 1: 02/21 | AMERICAN WELDING SOCIETY | AWS | AWS D1.1/D1.1M | Structural Welding Code - Steel | 2020; Errata 1 2021
17336 | 41 22 13.14 | BRIDGE CRANES, OVERHEAD ELECTRIC, TOP RUNNING | 11/19, CHG 1: 02/21 | AMERICAN WELDING SOCIETY | AWS | AWS D14.1/D14.1M | Specification for Welding of Industrial and Mill Cranes and Other Material Handling Equipment | 2019
17337 | 41 22 13.14 | BRIDGE CRANES, OVERHEAD ELECTRIC, TOP RUNNING | 11/19, CHG 1: 02/21 | ASTM INTERNATIONAL | ASTM | ASTM A275/A275M | Standard Practice for Magnetic Particle Examination of Steel Forgings | 2023
17338 | 41 22 13.14 | BRIDGE CRANES, OVERHEAD ELECTRIC, TOP RUNNING | 11/19, CHG 1: 02/21 | ASTM INTERNATIONAL | ASTM | ASTM A668/A668M | Standard Specification for Steel Forgings, Carbon and Alloy, for General Industrial Use | 2023
17339 | 41 22 13.14 | BRIDGE CRANES, OVERHEAD ELECTRIC, TOP RUNNING | 11/19, CHG 1: 02/21 | ASTM INTERNATIONAL | ASTM | ASTM A931 | Standard Test Method for Tension Testing of Wire Ropes and Strand | 2008; R 2013
17340 | 41 22 13.14 | BRIDGE CRANES, OVERHEAD ELECTRIC, TOP RUNNING | 11/19, CHG 1: 02/21 | ASTM INTERNATIONAL | ASTM | ASTM A1023/A1023M | Standard Specification for Stranded Carbon Steel Wire Ropes for General Purposes | 2021
17341 | 41 22 13.14 | BRIDGE CRANES, OVERHEAD ELECTRIC, TOP RUNNING | 11/19, CHG 1: 02/21 | ASTM INTERNATIONAL | ASTM | ASTM E125 | Photographs for Magnetic Particle Indications on Ferrous Castings | 1963; R 2023
17342 | 41 22 13.14 | BRIDGE CRANES, OVERHEAD ELECTRIC, TOP RUNNING | 11/19, CHG 1: 02/21 | ASTM INTERNATIONAL | ASTM | ASTM E543 | Standard Specification for Agencies Performing Non-Destructive Testing | 2021
17343 | 41 22 13.14 | BRIDGE CRANES, OVERHEAD ELECTRIC, TOP RUNNING | 11/19, CHG 1: 02/21 | ASTM INTERNATIONAL | ASTM | ASTM E1417/E1417M | Standard Practice for Liquid Penetrant Testing | 2016
17344 | 41 22 13.14 | BRIDGE CRANES, OVERHEAD ELECTRIC, TOP RUNNING | 11/19, CHG 1: 02/21 | ASTM INTERNATIONAL | ASTM | ASTM F3125/F3125M | Standard Specification for High Strength Structural Bolts and Assemblies, Steel and Alloy Steel, Heat Treated, Inch Dimensions 120 ksi and 150 ksi Minimum Tensile Strength, and Metric Dimensions 830 MPa and 1040 MPa Minimum Tensile Strength | 2019
17345 | 41 22 13.14 | BRIDGE CRANES, OVERHEAD ELECTRIC, TOP RUNNING | 11/19, CHG 1: 02/21 | CRANE MANUFACTURERS ASSOCIATION OF AMERICA | CMAA | CMAA 70 | Specification for Top Running Bridge and Gantry Type Multiple Girder Electric Overhead Traveling Cranes | 2020
17346 | 41 22 13.14 | BRIDGE CRANES, OVERHEAD ELECTRIC, TOP RUNNING | 11/19, CHG 1: 02/21 | NATIONAL ELECTRICAL MANUFACTURERS ASSOCIATION | NEMA | NEMA 250 | Enclosures for Electrical Equipment (1000 Volts Maximum) | 2020
17347 | 41 22 13.14 | BRIDGE CRANES, OVERHEAD ELECTRIC, TOP RUNNING | 11/19, CHG 1: 02/21 | NATIONAL ELECTRICAL MANUFACTURERS ASSOCIATION | NEMA | NEMA ICS 2 | Industrial Control and Systems Controllers, Contactors, and Overload Relays Rated 600 V | 2000; R 2020
17348 | 41 22 13.14 | BRIDGE CRANES, OVERHEAD ELECTRIC, TOP RUNNING | 11/19, CHG 1: 02/21 | NATIONAL ELECTRICAL MANUFACTURERS ASSOCIATION | NEMA | NEMA ICS 5 | Industrial Control and Systems: Control Circuit and Pilot Devices | 2017
17349 | 41 22 13.14 | BRIDGE CRANES, OVERHEAD ELECTRIC, TOP RUNNING | 11/19, CHG 1: 02/21 | NATIONAL ELECTRICAL MANUFACTURERS ASSOCIATION | NEMA | NEMA ICS 6 | Industrial Control and Systems: Enclosures | 1993; R 2016
17350 | 41 22 13.14 | BRIDGE CRANES, OVERHEAD ELECTRIC, TOP RUNNING | 11/19, CHG 1: 02/21 | NATIONAL ELECTRICAL MANUFACTURERS ASSOCIATION | NEMA | NEMA ICS 8 | Crane and Hoist Controllers | 2011
17351 | 41 22 13.14 | BRIDGE CRANES, OVERHEAD ELECTRIC, TOP RUNNING | 11/19, CHG 1: 02/21 | NATIONAL ELECTRICAL MANUFACTURERS ASSOCIATION | NEMA | NEMA MG 1 | Motors and Generators | 2021
17352 | 41 22 13.14 | BRIDGE CRANES, OVERHEAD ELECTRIC, TOP RUNNING | 11/19, CHG 1: 02/21 | NATIONAL FIRE PROTECTION ASSOCIATION | NFPA | NFPA 70 | National Electrical Code | 2023
17353 | 41 22 13.14 | BRIDGE CRANES, OVERHEAD ELECTRIC, TOP RUNNING | 11/19, CHG 1: 02/21 | RESEARCH COUNCIL ON STRUCTURAL CONNECTIONS | RCSC | RCSC A348 | RCSC Specification for Structural Joints Using High-strength Bolts | 2020
17354 | 41 22 13.14 | BRIDGE CRANES, OVERHEAD ELECTRIC, TOP RUNNING | 11/19, CHG 1: 02/21 | SOCIETY FOR PROTECTIVE COATINGS | SSPC | SSPC SP 6/NACE No.3 | Commercial Blast Cleaning | 2007
17355 | 41 22 13.14 | BRIDGE CRANES, OVERHEAD ELECTRIC, TOP RUNNING | 11/19, CHG 1: 02/21 | U.S. AIR FORCE | USAF | AFMAN 91-118 | Safety Design and Evaluation Criteria for Nuclear Weapon Systems | 2010
17356 | 41 22 13.14 | BRIDGE CRANES, OVERHEAD ELECTRIC, TOP RUNNING | 11/19, CHG 1: 02/21 | U.S. NATIONAL ARCHIVES AND RECORDS ADMINISTRATION | NARA | 29 CFR 1910 | Occupational Safety and Health Standards
17357 | 41 22 13.14 | BRIDGE CRANES, OVERHEAD ELECTRIC, TOP RUNNING | 11/19, CHG 1: 02/21 | U.S. NATIONAL ARCHIVES AND RECORDS ADMINISTRATION | NARA | 29 CFR 1910.147 | The Control of Hazardous Energy (Lock Out/Tag Out)
17358 | 41 22 13.14 | BRIDGE CRANES, OVERHEAD ELECTRIC, TOP RUNNING | 11/19, CHG 1: 02/21 | U.S. NATIONAL ARCHIVES AND RECORDS ADMINISTRATION | NARA | 29 CFR 1910.179 | Overhead and Gantry Cranes
17359 | 41 22 13.14 | BRIDGE CRANES, OVERHEAD ELECTRIC, TOP RUNNING | 11/19, CHG 1: 02/21 | U.S. NATIONAL ARCHIVES AND RECORDS ADMINISTRATION | NARA | 29 CFR 1910.306 | Specific Purpose Equipment and Installations
17360 | 41 22 13.14 | BRIDGE CRANES, OVERHEAD ELECTRIC, TOP RUNNING | 11/19, CHG 1: 02/21 | UNDERWRITERS LABORATORIES | UL | UL 50 | UL Standard for Safety Enclosures for Electrical Equipment, Non-Environmental Considerations | 2024
17361 | 41 22 13.14 | BRIDGE CRANES, OVERHEAD ELECTRIC, TOP RUNNING | 11/19, CHG 1: 02/21 | UNDERWRITERS LABORATORIES | UL | UL 489 | UL Standard for Safety Molded-Case Circuit Breakers, Molded-Case Switches and Circuit-Breaker Enclosures | 2016; Rev 2019
17362 | 41 22 13.14 | BRIDGE CRANES, OVERHEAD ELECTRIC, TOP RUNNING | 11/19, CHG 1: 02/21 | UNDERWRITERS LABORATORIES | UL | UL 943 | UL Standard for Safety Ground-Fault Circuit-Interrupters | 2016; Reprint Sep 2023
17363 | 41 22 13.14 | BRIDGE CRANES, OVERHEAD ELECTRIC, TOP RUNNING | 11/19, CHG 1: 02/21 | UNDERWRITERS LABORATORIES | UL | UL 1004-1 | UL Standard for Safety Rotating Electrical Machines - General Requirements | 2012; Reprint Nov 2020
17364 | 41 22 13.14 | BRIDGE CRANES, OVERHEAD ELECTRIC, TOP RUNNING | 11/19, CHG 1: 02/21 | UNDERWRITERS LABORATORIES | UL | UL 1449 | UL Standard for Safety Surge Protective Devices | 2021; Reprint Dec 2022
17365 | 41 22 13.15 | BRIDGE CRANES, OVERHEAD ELECTRIC, UNDER RUNNING TROLLEY | 11/22, CHG 1: 02/23 | AMERICAN GEAR MANUFACTURERS ASSOCIATION | AGMA | AGMA 908 | Information Sheet: Geometry Factors for Determining the Pitting Resistance and Bending Strength of Spur, Helical and Herringbone Gear Teeth | 1989B; R 1999
17366 | 41 22 13.15 | BRIDGE CRANES, OVERHEAD ELECTRIC, UNDER RUNNING TROLLEY | 11/22, CHG 1: 02/23 | AMERICAN GEAR MANUFACTURERS ASSOCIATION | AGMA | ANSI/AGMA 2001 | Fundamental Rating Factors and Calculation Methods for Involute Spur and Helical Gear Teeth | 2004D; R 2010
17367 | 41 22 13.15 | BRIDGE CRANES, OVERHEAD ELECTRIC, UNDER RUNNING TROLLEY | 11/22, CHG 1: 02/23 | AMERICAN GEAR MANUFACTURERS ASSOCIATION | AGMA | ANSI/AGMA 2015-1 | Accuracy Classification System - Tangential Measurements for Cylindrical Gears | 2001A; R 2014
17368 | 41 22 13.15 | BRIDGE CRANES, OVERHEAD ELECTRIC, UNDER RUNNING TROLLEY | 11/22, CHG 1: 02/23 | AMERICAN GEAR MANUFACTURERS ASSOCIATION | AGMA | ANSI/AGMA 6013 | Standard for Industrial Enclosed Gear Drives | 2006A; R 2016
17369 | 41 22 13.15 | BRIDGE CRANES, OVERHEAD ELECTRIC, UNDER RUNNING TROLLEY | 11/22, CHG 1: 02/23 | AMERICAN INSTITUTE OF STEEL CONSTRUCTION | AISC | AISC 360 | Specification for Structural Steel Buildings | 2016
17370 | 41 22 13.15 | BRIDGE CRANES, OVERHEAD ELECTRIC, UNDER RUNNING TROLLEY | 11/22, CHG 1: 02/23 | AMERICAN SOCIETY OF CIVIL ENGINEERS | ASCE | ASCE 7-16 | Minimum Design Loads and Associated Criteria for Buildings and Other Structures | 2017; Errata 2018; Supp 1 2018
17371 | 41 22 13.15 | BRIDGE CRANES, OVERHEAD ELECTRIC, UNDER RUNNING TROLLEY | 11/22, CHG 1: 02/23 | AMERICAN SOCIETY OF MECHANICAL ENGINEERS | ASME | ASME B1.1 | Unified Inch Screw Threads (UN, UNR, and UNJ Thread Form) | 2024
17372 | 41 22 13.15 | BRIDGE CRANES, OVERHEAD ELECTRIC, UNDER RUNNING TROLLEY | 11/22, CHG 1: 02/23 | AMERICAN SOCIETY OF MECHANICAL ENGINEERS | ASME | ASME B30.10 | Hooks | 2019
17373 | 41 22 13.15 | BRIDGE CRANES, OVERHEAD ELECTRIC, UNDER RUNNING TROLLEY | 11/22, CHG 1: 02/23 | AMERICAN SOCIETY OF MECHANICAL ENGINEERS | ASME | ASME B30.16 | Overhead Underhung and Stationary Hoists | 2022
17374 | 41 22 13.15 | BRIDGE CRANES, OVERHEAD ELECTRIC, UNDER RUNNING TROLLEY | 11/22, CHG 1: 02/23 | AMERICAN SOCIETY OF MECHANICAL ENGINEERS | ASME | ASME B30.17 | Overhead and Gantry Cranes (Top Running Bridge, Single Girder, Underhung Hoists) | 2020
17375 | 41 22 13.15 | BRIDGE CRANES, OVERHEAD ELECTRIC, UNDER RUNNING TROLLEY | 11/22, CHG 1: 02/23 | AMERICAN SOCIETY OF MECHANICAL ENGINEERS | ASME | ASME B30.30 | Ropes | 2019
17376 | 41 22 13.15 | BRIDGE CRANES, OVERHEAD ELECTRIC, UNDER RUNNING TROLLEY | 11/22, CHG 1: 02/23 | AMERICAN SOCIETY OF MECHANICAL ENGINEERS | ASME | ASME HST-1 | Performance Standard for Electric Chain Hoists | 2023
17377 | 41 22 13.15 | BRIDGE CRANES, OVERHEAD ELECTRIC, UNDER RUNNING TROLLEY | 11/22, CHG 1: 02/23 | AMERICAN SOCIETY OF MECHANICAL ENGINEERS | ASME | ASME HST-4 | Performance Standard for Overhead Electric Wire Rope Hoists | 2021
17378 | 41 22 13.15 | BRIDGE CRANES, OVERHEAD ELECTRIC, UNDER RUNNING TROLLEY | 11/22, CHG 1: 02/23 | AMERICAN SOCIETY OF MECHANICAL ENGINEERS | ASME | ASME NUM-1 | Rules for Construction of Cranes, Monorails, and Hoists (With Bridge or Trolley or Hoist of the Underhung Type) | 2023
17379 | 41 22 13.15 | BRIDGE CRANES, OVERHEAD ELECTRIC, UNDER RUNNING TROLLEY | 11/22, CHG 1: 02/23 | AMERICAN WELDING SOCIETY | AWS | AWS D1.1/D1.1M | Structural Welding Code - Steel | 2020; Errata 1 2021
17380 | 41 22 13.15 | BRIDGE CRANES, OVERHEAD ELECTRIC, UNDER RUNNING TROLLEY | 11/22, CHG 1: 02/23 | AMERICAN WELDING SOCIETY | AWS | AWS D14.1/D14.1M | Specification for Welding of Industrial and Mill Cranes and Other Material Handling Equipment | 2019
17381 | 41 22 13.15 | BRIDGE CRANES, OVERHEAD ELECTRIC, UNDER RUNNING TROLLEY | 11/22, CHG 1: 02/23 | ASTM INTERNATIONAL | ASTM | ASTM A275/A275M | Standard Practice for Magnetic Particle Examination of Steel Forgings | 2023
17382 | 41 22 13.15 | BRIDGE CRANES, OVERHEAD ELECTRIC, UNDER RUNNING TROLLEY | 11/22, CHG 1: 02/23 | ASTM INTERNATIONAL | ASTM | ASTM A1023/A1023M | Standard Specification for Stranded Carbon Steel Wire Ropes for General Purposes | 2021
17383 | 41 22 13.15 | BRIDGE CRANES, OVERHEAD ELECTRIC, UNDER RUNNING TROLLEY | 11/22, CHG 1: 02/23 | ASTM INTERNATIONAL | ASTM | ASTM E543 | Standard Specification for Agencies Performing Non-Destructive Testing | 2021
17384 | 41 22 13.15 | BRIDGE CRANES, OVERHEAD ELECTRIC, UNDER RUNNING TROLLEY | 11/22, CHG 1: 02/23 | ASTM INTERNATIONAL | ASTM | ASTM E1417/E1417M | Standard Practice for Liquid Penetrant Testing | 2016
17385 | 41 22 13.15 | BRIDGE CRANES, OVERHEAD ELECTRIC, UNDER RUNNING TROLLEY | 11/22, CHG 1: 02/23 | ASTM INTERNATIONAL | ASTM | ASTM F436/F436M | Standard Specification for Hardened Steel Washers Inch and Metric Dimensions | 2019
17386 | 41 22 13.15 | BRIDGE CRANES, OVERHEAD ELECTRIC, UNDER RUNNING TROLLEY | 11/22, CHG 1: 02/23 | ASTM INTERNATIONAL | ASTM | ASTM F2973 | Standard Specification for Insulating Lifting Links for Load Lifting Equipment Working Near Energized Power Lines | 2021
17387 | 41 22 13.15 | BRIDGE CRANES, OVERHEAD ELECTRIC, UNDER RUNNING TROLLEY | 11/22, CHG 1: 02/23 | ASTM INTERNATIONAL | ASTM | ASTM F3125/F3125M | Standard Specification for High Strength Structural Bolts and Assemblies, Steel and Alloy Steel, Heat Treated, Inch Dimensions 120 ksi and 150 ksi Minimum Tensile Strength, and Metric Dimensions 830 MPa and 1040 MPa Minimum Tensile Strength | 2019
17388 | 41 22 13.15 | BRIDGE CRANES, OVERHEAD ELECTRIC, UNDER RUNNING TROLLEY | 11/22, CHG 1: 02/23 | BRITISH STANDARDS INSTITUTION | BSI | BS ISO 4309 | Cranes - Wire Ropes - Care and Maintenance, Inspection and Discard | 2017
17389 | 41 22 13.15 | BRIDGE CRANES, OVERHEAD ELECTRIC, UNDER RUNNING TROLLEY | 11/22, CHG 1: 02/23 | CRANE MANUFACTURERS ASSOCIATION OF AMERICA | CMAA | CMAA 70 | Specification for Top Running Bridge and Gantry Type Multiple Girder Electric Overhead Traveling Cranes | 2020
17390 | 41 22 13.15 | BRIDGE CRANES, OVERHEAD ELECTRIC, UNDER RUNNING TROLLEY | 11/22, CHG 1: 02/23 | CRANE MANUFACTURERS ASSOCIATION OF AMERICA | CMAA | CMAA 74 | Specifications for Single Girder Cranes | 2020
17391 | 41 22 13.15 | BRIDGE CRANES, OVERHEAD ELECTRIC, UNDER RUNNING TROLLEY | 11/22, CHG 1: 02/23 | ELECTRIFICATION AND CONTROLS MANUFACTURERS ASSOCIATION | ECMA | ECMA 15 | Cable-less Controls for Electric Overhead Traveling Cranes | 2018
17392 | 41 22 13.15 | BRIDGE CRANES, OVERHEAD ELECTRIC, UNDER RUNNING TROLLEY | 11/22, CHG 1: 02/23 | INTERNATIONAL ELECTROTECHNICAL COMMISSION | IEC | IEC ISO 15408 | Information Technology-Security Techniques-Evaluation Criteria for IT Security | 2022
17393 | 41 22 13.15 | BRIDGE CRANES, OVERHEAD ELECTRIC, UNDER RUNNING TROLLEY | 11/22, CHG 1: 02/23 | MATERIAL HANDLING INDUSTRY OF AMERICA | MHI | MHI MH27.1 | Specifications for Underhung Cranes and Monorail Systems | 2016
17394 | 41 22 13.15 | BRIDGE CRANES, OVERHEAD ELECTRIC, UNDER RUNNING TROLLEY | 11/22, CHG 1: 02/23 | NATIONAL ELECTRICAL CONTRACTORS ASSOCIATION | NECA | NECA NEIS 1 | Standard for Good Workmanship in Electrical Construction | 2015
17395 | 41 22 13.15 | BRIDGE CRANES, OVERHEAD ELECTRIC, UNDER RUNNING TROLLEY | 11/22, CHG 1: 02/23 | NATIONAL ELECTRICAL MANUFACTURERS ASSOCIATION | NEMA | NEMA 250 | Enclosures for Electrical Equipment (1000 Volts Maximum) | 2020
17396 | 41 22 13.15 | BRIDGE CRANES, OVERHEAD ELECTRIC, UNDER RUNNING TROLLEY | 11/22, CHG 1: 02/23 | NATIONAL ELECTRICAL MANUFACTURERS ASSOCIATION | NEMA | NEMA ICS 2 | Industrial Control and Systems Controllers, Contactors, and Overload Relays Rated 600 V | 2000; R 2020
17397 | 41 22 13.15 | BRIDGE CRANES, OVERHEAD ELECTRIC, UNDER RUNNING TROLLEY | 11/22, CHG 1: 02/23 | NATIONAL ELECTRICAL MANUFACTURERS ASSOCIATION | NEMA | NEMA ICS 3 | Medium-Voltage Controllers Rated 2001 to 7200 V AC | 2005; R 2010
17398 | 41 22 13.15 | BRIDGE CRANES, OVERHEAD ELECTRIC, UNDER RUNNING TROLLEY | 11/22, CHG 1: 02/23 | NATIONAL ELECTRICAL MANUFACTURERS ASSOCIATION | NEMA | NEMA ICS 5 | Industrial Control and Systems: Control Circuit and Pilot Devices | 2017
17399 | 41 22 13.15 | BRIDGE CRANES, OVERHEAD ELECTRIC, UNDER RUNNING TROLLEY | 11/22, CHG 1: 02/23 | NATIONAL ELECTRICAL MANUFACTURERS ASSOCIATION | NEMA | NEMA ICS 6 | Industrial Control and Systems: Enclosures | 1993; R 2016
17400 | 41 22 13.15 | BRIDGE CRANES, OVERHEAD ELECTRIC, UNDER RUNNING TROLLEY | 11/22, CHG 1: 02/23 | NATIONAL ELECTRICAL MANUFACTURERS ASSOCIATION | NEMA | NEMA ICS 8 | Crane and Hoist Controllers | 2011
17401 | 41 22 13.15 | BRIDGE CRANES, OVERHEAD ELECTRIC, UNDER RUNNING TROLLEY | 11/22, CHG 1: 02/23 | NATIONAL ELECTRICAL MANUFACTURERS ASSOCIATION | NEMA | NEMA MG 1 | Motors and Generators | 2021
17402 | 41 22 13.15 | BRIDGE CRANES, OVERHEAD ELECTRIC, UNDER RUNNING TROLLEY | 11/22, CHG 1: 02/23 | NATIONAL FIRE PROTECTION ASSOCIATION | NFPA | NFPA 70 | National Electrical Code | 2023
17403 | 41 22 13.15 | BRIDGE CRANES, OVERHEAD ELECTRIC, UNDER RUNNING TROLLEY | 11/22, CHG 1: 02/23 | RESEARCH COUNCIL ON STRUCTURAL CONNECTIONS | RCSC | RCSC A348 | RCSC Specification for Structural Joints Using High-strength Bolts | 2020
17404 | 41 22 13.15 | BRIDGE CRANES, OVERHEAD ELECTRIC, UNDER RUNNING TROLLEY | 11/22, CHG 1: 02/23 | SOCIETY FOR PROTECTIVE COATINGS | SSPC | SSPC SP 6/NACE No.3 | Commercial Blast Cleaning | 2007
17405 | 41 22 13.15 | BRIDGE CRANES, OVERHEAD ELECTRIC, UNDER RUNNING TROLLEY | 11/22, CHG 1: 02/23 | SOCIETY OF AUTOMOTIVE ENGINEERS INTERNATIONAL | SAE | SAE J429 | Mechanical and Material Requirements for Externally Threaded Fasteners | 2014
17406 | 41 22 13.15 | BRIDGE CRANES, OVERHEAD ELECTRIC, UNDER RUNNING TROLLEY | 11/22, CHG 1: 02/23 | SOCIETY OF AUTOMOTIVE ENGINEERS INTERNATIONAL | SAE | SAE J995 | Mechanical and Material Requirements for Steel Nuts | 2017
17407 | 41 22 13.15 | BRIDGE CRANES, OVERHEAD ELECTRIC, UNDER RUNNING TROLLEY | 11/22, CHG 1: 02/23 | U.S. AIR FORCE | USAF | AFMAN 91-118 | Safety Design and Evaluation Criteria for Nuclear Weapon Systems | 2010
17408 | 41 22 13.15 | BRIDGE CRANES, OVERHEAD ELECTRIC, UNDER RUNNING TROLLEY | 11/22, CHG 1: 02/23 | U.S. GENERAL SERVICES ADMINISTRATION | GSA | FS RR-W-410 | Wire Rope and Strand | 2022; Rev J
17409 | 41 22 13.15 | BRIDGE CRANES, OVERHEAD ELECTRIC, UNDER RUNNING TROLLEY | 11/22, CHG 1: 02/23 | U.S. NATIONAL ARCHIVES AND RECORDS ADMINISTRATION | NARA | 29 CFR 1910 | Occupational Safety and Health Standards
17410 | 41 22 13.15 | BRIDGE CRANES, OVERHEAD ELECTRIC, UNDER RUNNING TROLLEY | 11/22, CHG 1: 02/23 | U.S. NATIONAL ARCHIVES AND RECORDS ADMINISTRATION | NARA | 29 CFR 1910.147 | The Control of Hazardous Energy (Lock Out/Tag Out)
17411 | 41 22 13.15 | BRIDGE CRANES, OVERHEAD ELECTRIC, UNDER RUNNING TROLLEY | 11/22, CHG 1: 02/23 | U.S. NATIONAL ARCHIVES AND RECORDS ADMINISTRATION | NARA | 29 CFR 1910.179 | Overhead and Gantry Cranes
17412 | 41 22 13.15 | BRIDGE CRANES, OVERHEAD ELECTRIC, UNDER RUNNING TROLLEY | 11/22, CHG 1: 02/23 | U.S. NATIONAL ARCHIVES AND RECORDS ADMINISTRATION | NARA | 29 CFR 1910.306 | Specific Purpose Equipment and Installations
17413 | 41 22 13.15 | BRIDGE CRANES, OVERHEAD ELECTRIC, UNDER RUNNING TROLLEY | 11/22, CHG 1: 02/23 | U.S. NAVAL SEA SYSTEMS COMMAND | NAVSEA | NAVSEA T9074-AS-GIB-010/271 | Requirements for Nondestructive Testing Methods | 2014; Revision 1
17414 | 41 22 13.15 | BRIDGE CRANES, OVERHEAD ELECTRIC, UNDER RUNNING TROLLEY | 11/22, CHG 1: 02/23 | UNDERWRITERS LABORATORIES | UL | UL 943 | UL Standard for Safety Ground-Fault Circuit-Interrupters | 2016; Reprint Sep 2023
17415 | 41 22 13.15 | BRIDGE CRANES, OVERHEAD ELECTRIC, UNDER RUNNING TROLLEY | 11/22, CHG 1: 02/23 | UNDERWRITERS LABORATORIES | UL | UL 1004-1 | UL Standard for Safety Rotating Electrical Machines - General Requirements | 2012; Reprint Nov 2020
17416 | 41 22 13.16 | GANTRY CRANES | 04/08, CHG 1: 02/20 | AMERICAN GEAR MANUFACTURERS ASSOCIATION | AGMA | AGMA 2011 | Cylindrical Wormgearing Tolerance and Inspection Methods | 2014B
17417 | 41 22 13.16 | GANTRY CRANES | 04/08, CHG 1: 02/20 | AMERICAN GEAR MANUFACTURERS ASSOCIATION | AGMA | AGMA ISO 10064-6 | Code of Inspection Practice - Part 6: Bevel Gear Measurement Methods | 2010A
17418 | 41 22 13.16 | GANTRY CRANES | 04/08, CHG 1: 02/20 | AMERICAN GEAR MANUFACTURERS ASSOCIATION | AGMA | AGMA ISO 17485 | Bevel Gears - ISO System of Accuracy (Including Supplement - Tolerance Tables 2008) | 2008A; Supplement 2008
17419 | 41 22 13.16 | GANTRY CRANES | 04/08, CHG 1: 02/20 | AMERICAN GEAR MANUFACTURERS ASSOCIATION | AGMA | ANSI/AGMA 2001 | Fundamental Rating Factors and Calculation Methods for Involute Spur and Helical Gear Teeth | 2004D; R 2010
17420 | 41 22 13.16 | GANTRY CRANES | 04/08, CHG 1: 02/20 | AMERICAN GEAR MANUFACTURERS ASSOCIATION | AGMA | ANSI/AGMA 2015-1 | Accuracy Classification System - Tangential Measurements for Cylindrical Gears | 2001A; R 2014
17421 | 41 22 13.16 | GANTRY CRANES | 04/08, CHG 1: 02/20 | AMERICAN GEAR MANUFACTURERS ASSOCIATION | AGMA | ANSI/AGMA 6013 | Standard for Industrial Enclosed Gear Drives | 2006A; R 2016
17422 | 41 22 13.16 | GANTRY CRANES | 04/08, CHG 1: 02/20 | AMERICAN GEAR MANUFACTURERS ASSOCIATION | AGMA | ANSI/AGMA 6113 | Standard for Industrial Enclosed Gear Drives (Metric Edition) | 2016B
17423 | 41 22 13.16 | GANTRY CRANES | 04/08, CHG 1: 02/20 | AMERICAN INSTITUTE OF STEEL CONSTRUCTION | AISC | AISC 325 | Steel Construction Manual | 2017
17424 | 41 22 13.16 | GANTRY CRANES | 04/08, CHG 1: 02/20 | AMERICAN SOCIETY OF HEATING, REFRIGERATING AND AIR-CONDITIONING ENGINEERS | ASHRAE | ASHRAE 90.1 - IP | Energy Standard for Buildings Except Low-Rise Residential Buildings | 2019
17425 | 41 22 13.16 | GANTRY CRANES | 04/08, CHG 1: 02/20 | AMERICAN SOCIETY OF HEATING, REFRIGERATING AND AIR-CONDITIONING ENGINEERS | ASHRAE | ASHRAE 90.1 - SI | Energy Standard for Buildings Except Low-Rise Residential Buildings | 2019
17426 | 41 22 13.16 | GANTRY CRANES | 04/08, CHG 1: 02/20 | AMERICAN SOCIETY OF MECHANICAL ENGINEERS | ASME | ASME B30.2 | Overhead and Gantry Cranes (Top Running Bridge, Single or Multiple Girder, Top Running Trolley Hoist) | 2022
17427 | 41 22 13.16 | GANTRY CRANES | 04/08, CHG 1: 02/20 | AMERICAN SOCIETY OF MECHANICAL ENGINEERS | ASME | ASME B30.10 | Hooks | 2019
17428 | 41 22 13.16 | GANTRY CRANES | 04/08, CHG 1: 02/20 | AMERICAN SOCIETY OF MECHANICAL ENGINEERS | ASME | ASME B30.11 | Monorails and Underhung Cranes - Safety Standard for Cableways, Cranes, Derricks, Hoists, Hooks, Jacks, and Slings | 2010
17429 | 41 22 13.16 | GANTRY CRANES | 04/08, CHG 1: 02/20 | AMERICAN SOCIETY OF MECHANICAL ENGINEERS | ASME | ASME B30.16 | Overhead Underhung and Stationary Hoists | 2022
17430 | 41 22 13.16 | GANTRY CRANES | 04/08, CHG 1: 02/20 | AMERICAN SOCIETY OF MECHANICAL ENGINEERS | ASME | ASME B30.17 | Overhead and Gantry Cranes (Top Running Bridge, Single Girder, Underhung Hoists) | 2020
17431 | 41 22 13.16 | GANTRY CRANES | 04/08, CHG 1: 02/20 | AMERICAN SOCIETY OF MECHANICAL ENGINEERS | ASME | ASME HST-1 | Performance Standard for Electric Chain Hoists | 2023
17432 | 41 22 13.16 | GANTRY CRANES | 04/08, CHG 1: 02/20 | AMERICAN SOCIETY OF MECHANICAL ENGINEERS | ASME | ASME HST-4 | Performance Standard for Overhead Electric Wire Rope Hoists | 2021
17433 | 41 22 13.16 | GANTRY CRANES | 04/08, CHG 1: 02/20 | AMERICAN SOCIETY OF MECHANICAL ENGINEERS | ASME | ASME NOG-1 | Rules for Construction of Overhead and Gantry Cranes (Top Running Bridge, Multiple Girder) | 2020
17434 | 41 22 13.16 | GANTRY CRANES | 04/08, CHG 1: 02/20 | AMERICAN SOCIETY OF MECHANICAL ENGINEERS | ASME | ASME NUM-1 | Rules for Construction of Cranes, Monorails, and Hoists (With Bridge or Trolley or Hoist of the Underhung Type) | 2023
17435 | 41 22 13.16 | GANTRY CRANES | 04/08, CHG 1: 02/20 | AMERICAN WELDING SOCIETY | AWS | AWS D1.1/D1.1M | Structural Welding Code - Steel | 2020; Errata 1 2021
17436 | 41 22 13.16 | GANTRY CRANES | 04/08, CHG 1: 02/20 | AMERICAN WELDING SOCIETY | AWS | AWS D14.1/D14.1M | Specification for Welding of Industrial and Mill Cranes and Other Material Handling Equipment | 2019
17437 | 41 22 13.16 | GANTRY CRANES | 04/08, CHG 1: 02/20 | ASTM INTERNATIONAL | ASTM | ASTM A159 | Standard Specification for Automotive Gray Iron Castings | 1983; R 2020
17438 | 41 22 13.16 | GANTRY CRANES | 04/08, CHG 1: 02/20 | ASTM INTERNATIONAL | ASTM | ASTM A275/A275M | Standard Practice for Magnetic Particle Examination of Steel Forgings | 2023
17439 | 41 22 13.16 | GANTRY CRANES | 04/08, CHG 1: 02/20 | ASTM INTERNATIONAL | ASTM | ASTM A307 | Standard Specification for Carbon Steel Bolts, Studs, and Threaded Rod 60 000 PSI Tensile Strength | 2021
17440 | 41 22 13.16 | GANTRY CRANES | 04/08, CHG 1: 02/20 | ASTM INTERNATIONAL | ASTM | ASTM A325 | Standard Specification for Structural Bolts, Steel, Heat Treated, 120/105 ksi Minimum Tensile Strength | 2014
17441 | 41 22 13.16 | GANTRY CRANES | 04/08, CHG 1: 02/20 | ASTM INTERNATIONAL | ASTM | ASTM A325M | Standard Specification for Structural Bolts, Steel, Heat Treated, 830 MPa Minimum Tensile Strength (Metric) | 2014
17442 | 41 22 13.16 | GANTRY CRANES | 04/08, CHG 1: 02/20 | ASTM INTERNATIONAL | ASTM | ASTM A490 | Standard Specification for Structural Bolts, Alloy Steel, Heat Treated, 150 ksi Minimum Tensile Strength | 2014a
17443 | 41 22 13.16 | GANTRY CRANES | 04/08, CHG 1: 02/20 | ASTM INTERNATIONAL | ASTM | ASTM A490M | Standard Specification for High-Strength Steel Bolts, Classes 10.9 and 10.9.3, for Structural Steel Joints (Metric) | 2014a
17444 | 41 22 13.16 | GANTRY CRANES | 04/08, CHG 1: 02/20 | ASTM INTERNATIONAL | ASTM | ASTM A563 | Standard Specification for Carbon and Alloy Steel Nuts | 2021; E 2022a
17445 | 41 22 13.16 | GANTRY CRANES | 04/08, CHG 1: 02/20 | ASTM INTERNATIONAL | ASTM | ASTM A563M | Standard Specification for Carbon and Alloy Steel Nuts (Metric) | 2007; R 2013
17446 | 41 22 13.16 | GANTRY CRANES | 04/08, CHG 1: 02/20 | ASTM INTERNATIONAL | ASTM | ASTM A668/A668M | Standard Specification for Steel Forgings, Carbon and Alloy, for General Industrial Use | 2023
17447 | 41 22 13.16 | GANTRY CRANES | 04/08, CHG 1: 02/20 | ASTM INTERNATIONAL | ASTM | ASTM A931 | Standard Test Method for Tension Testing of Wire Ropes and Strand | 2008; R 2013
17448 | 41 22 13.16 | GANTRY CRANES | 04/08, CHG 1: 02/20 | ASTM INTERNATIONAL | ASTM | ASTM A1023/A1023M | Standard Specification for Stranded Carbon Steel Wire Ropes for General Purposes | 2021
17449 | 41 22 13.16 | GANTRY CRANES | 04/08, CHG 1: 02/20 | ASTM INTERNATIONAL | ASTM | ASTM B438 | Standard Specification for Bronze-Base Powder Metallurgy (PM) Bearings (Oil Impregnated) | 2021
17450 | 41 22 13.16 | GANTRY CRANES | 04/08, CHG 1: 02/20 | ASTM INTERNATIONAL | ASTM | ASTM B439 | Standard Specification for Iron-Base Powder Metallurgy (PM) Bearings (Oil-Impregnated) | 2021
17451 | 41 22 13.16 | GANTRY CRANES | 04/08, CHG 1: 02/20 | ASTM INTERNATIONAL | ASTM | ASTM B633 | Standard Specification for Electrodeposited Coatings of Zinc on Iron and Steel | 2023
17452 | 41 22 13.16 | GANTRY CRANES | 04/08, CHG 1: 02/20 | ASTM INTERNATIONAL | ASTM | ASTM E125 | Photographs for Magnetic Particle Indications on Ferrous Castings | 1963; R 2023
17453 | 41 22 13.16 | GANTRY CRANES | 04/08, CHG 1: 02/20 | ASTM INTERNATIONAL | ASTM | ASTM E543 | Standard Specification for Agencies Performing Non-Destructive Testing | 2021
17454 | 41 22 13.16 | GANTRY CRANES | 04/08, CHG 1: 02/20 | ASTM INTERNATIONAL | ASTM | ASTM F436 | Hardened Steel Washers | 2011
17455 | 41 22 13.16 | GANTRY CRANES | 04/08, CHG 1: 02/20 | ASTM INTERNATIONAL | ASTM | ASTM F436M | Hardened Steel Washers (Metric) | 2011
17456 | 41 22 13.16 | GANTRY CRANES | 04/08, CHG 1: 02/20 | ASTM INTERNATIONAL | ASTM | ASTM F959/F959M | Standard Specification for Compressible-Washer-Type Direct Tension Indicators for Use with Structural Fasteners, Inch and Metric Series | 2017a; R 2023
17457 | 41 22 13.16 | GANTRY CRANES | 04/08, CHG 1: 02/20 | CRANE MANUFACTURERS ASSOCIATION OF AMERICA | CMAA | CMAA 70 | Specification for Top Running Bridge and Gantry Type Multiple Girder Electric Overhead Traveling Cranes | 2020
17458 | 41 22 13.16 | GANTRY CRANES | 04/08, CHG 1: 02/20 | CRANE MANUFACTURERS ASSOCIATION OF AMERICA | CMAA | CMAA 74 | Specifications for Single Girder Cranes | 2020
17459 | 41 22 13.16 | GANTRY CRANES | 04/08, CHG 1: 02/20 | NATIONAL ELECTRICAL MANUFACTURERS ASSOCIATION | NEMA | NEMA 250 | Enclosures for Electrical Equipment (1000 Volts Maximum) | 2020
17460 | 41 22 13.16 | GANTRY CRANES | 04/08, CHG 1: 02/20 | NATIONAL ELECTRICAL MANUFACTURERS ASSOCIATION | NEMA | NEMA ICS 2 | Industrial Control and Systems Controllers, Contactors, and Overload Relays Rated 600 V | 2000; R 2020
17461 | 41 22 13.16 | GANTRY CRANES | 04/08, CHG 1: 02/20 | NATIONAL ELECTRICAL MANUFACTURERS ASSOCIATION | NEMA | NEMA ICS 3 | Medium-Voltage Controllers Rated 2001 to 7200 V AC | 2005; R 2010
17462 | 41 22 13.16 | GANTRY CRANES | 04/08, CHG 1: 02/20 | NATIONAL ELECTRICAL MANUFACTURERS ASSOCIATION | NEMA | NEMA ICS 5 | Industrial Control and Systems: Control Circuit and Pilot Devices | 2017
17463 | 41 22 13.16 | GANTRY CRANES | 04/08, CHG 1: 02/20 | NATIONAL ELECTRICAL MANUFACTURERS ASSOCIATION | NEMA | NEMA ICS 6 | Industrial Control and Systems: Enclosures | 1993; R 2016
17464 | 41 22 13.16 | GANTRY CRANES | 04/08, CHG 1: 02/20 | NATIONAL ELECTRICAL MANUFACTURERS ASSOCIATION | NEMA | NEMA ICS 8 | Crane and Hoist Controllers | 2011
17465 | 41 22 13.16 | GANTRY CRANES | 04/08, CHG 1: 02/20 | NATIONAL ELECTRICAL MANUFACTURERS ASSOCIATION | NEMA | NEMA MG 1 | Motors and Generators | 2021
17466 | 41 22 13.16 | GANTRY CRANES | 04/08, CHG 1: 02/20 | NATIONAL FIRE PROTECTION ASSOCIATION | NFPA | NFPA 70 | National Electrical Code | 2023
17467 | 41 22 13.16 | GANTRY CRANES | 04/08, CHG 1: 02/20 | SOCIETY FOR PROTECTIVE COATINGS | SSPC | SSPC SP 6/NACE No.3 | Commercial Blast Cleaning | 2007
17468 | 41 22 13.16 | GANTRY CRANES | 04/08, CHG 1: 02/20 | U.S. NATIONAL ARCHIVES AND RECORDS ADMINISTRATION | NARA | 29 CFR 1910 | Occupational Safety and Health Standards
17469 | 41 22 13.16 | GANTRY CRANES | 04/08, CHG 1: 02/20 | U.S. NATIONAL ARCHIVES AND RECORDS ADMINISTRATION | NARA | 29 CFR 1910.147 | The Control of Hazardous Energy (Lock Out/Tag Out)
17470 | 41 22 13.16 | GANTRY CRANES | 04/08, CHG 1: 02/20 | U.S. NATIONAL ARCHIVES AND RECORDS ADMINISTRATION | NARA | 29 CFR 1910.179 | Overhead and Gantry Cranes
17471 | 41 22 13.16 | GANTRY CRANES | 04/08, CHG 1: 02/20 | U.S. NATIONAL ARCHIVES AND RECORDS ADMINISTRATION | NARA | 29 CFR 1910.306 | Specific Purpose Equipment and Installations
17472 | 41 22 13.16 | GANTRY CRANES | 04/08, CHG 1: 02/20 | UNDERWRITERS LABORATORIES | UL | UL 50 | UL Standard for Safety Enclosures for Electrical Equipment, Non-Environmental Considerations | 2024
17473 | 41 22 13.16 | GANTRY CRANES | 04/08, CHG 1: 02/20 | UNDERWRITERS LABORATORIES | UL | UL 489 | UL Standard for Safety Molded-Case Circuit Breakers, Molded-Case Switches and Circuit-Breaker Enclosures | 2016; Rev 2019
17474 | 41 22 13.16 | GANTRY CRANES | 04/08, CHG 1: 02/20 | UNDERWRITERS LABORATORIES | UL | UL 943 | UL Standard for Safety Ground-Fault Circuit-Interrupters | 2016; Reprint Sep 2023
17475 | 41 22 13.16 | GANTRY CRANES | 04/08, CHG 1: 02/20 | UNDERWRITERS LABORATORIES | UL | UL 1004-1 | UL Standard for Safety Rotating Electrical Machines - General Requirements | 2012; Reprint Nov 2020
17476 | 41 22 13.16 | GANTRY CRANES | 04/08, CHG 1: 02/20 | UNDERWRITERS LABORATORIES | UL | UL 1449 | UL Standard for Safety Surge Protective Devices | 2021; Reprint Dec 2022
17477 | 41 22 13.33 | PORTAL CRANE TRACK INSTALLATION | 05/10 | AMERICAN RAILWAY ENGINEERING AND MAINTENANCE-OF-WAY ASSOCIATION | AREMA | AREMA Eng Man | Manual for Railway Engineering | 2023
17478 | 41 22 13.33 | PORTAL CRANE TRACK INSTALLATION | 05/10 | AMERICAN RAILWAY ENGINEERING AND MAINTENANCE-OF-WAY ASSOCIATION | AREMA | AREMA Track Plans | Portfolio of Trackwork Plans | 2008
17479 | 41 22 13.33 | PORTAL CRANE TRACK INSTALLATION | 05/10 | AMERICAN SOCIETY OF MECHANICAL ENGINEERS | ASME | ASME B18.2.1 | Square, Hex, Heavy Hex, and Askew Head Bolts and Hex, Heavy Hex, Hex Flange, Lobed Head, and Lag Screws (Inch Series) | 2012; R 2021
17480 | 41 22 13.33 | PORTAL CRANE TRACK INSTALLATION | 05/10 | AMERICAN SOCIETY OF MECHANICAL ENGINEERS | ASME | ASME B18.2.2 | Nuts for General Applications: Machine Screw Nuts, and Hex, Square, Hex Flange, and Coupling Nuts (Inch Series) | 2022
17481 | 41 22 13.33 | PORTAL CRANE TRACK INSTALLATION | 05/10 | AMERICAN WELDING SOCIETY | AWS | AWS D1.1/D1.1M | Structural Welding Code - Steel | 2020; Errata 1 2021
17482 | 41 22 13.33 | PORTAL CRANE TRACK INSTALLATION | 05/10 | ASTM INTERNATIONAL | ASTM | ASTM A1 | Standard Specification for Carbon Steel Tee Rails | 2000; R 2018
17483 | 41 22 13.33 | PORTAL CRANE TRACK INSTALLATION | 05/10 | ASTM INTERNATIONAL | ASTM | ASTM A36/A36M | Standard Specification for Carbon Structural Steel | 2019
17484 | 41 22 13.33 | PORTAL CRANE TRACK INSTALLATION | 05/10 | ASTM INTERNATIONAL | ASTM | ASTM A49 | Standard Specification for Heat Treated Carbon Steel Joint Bars, Microalloyed Joint Bars and Forged Carbon Steel Compromise Joint Bars | 2012; R 2019
17485 | 41 22 13.33 | PORTAL CRANE TRACK INSTALLATION | 05/10 | ASTM INTERNATIONAL | ASTM | ASTM A53/A53M | Standard Specification for Pipe, Steel, Black and Hot-Dipped, Zinc-Coated, Welded and Seamless | 2024
17486 | 41 22 13.33 | PORTAL CRANE TRACK INSTALLATION | 05/10 | ASTM INTERNATIONAL | ASTM | ASTM A128/A128M | Standard Specification for Steel Castings, Austenitic Manganese | 1993; R 2017
17487 | 41 22 13.33 | PORTAL CRANE TRACK INSTALLATION | 05/10 | ASTM INTERNATIONAL | ASTM | ASTM A183 | Standard Specification for Carbon Steel Track Bolts and Nuts | 2014; R 2020
17488 | 41 22 13.33 | PORTAL CRANE TRACK INSTALLATION | 05/10 | ASTM INTERNATIONAL | ASTM | ASTM A283/A283M | Standard Specification for Low and Intermediate Tensile Strength Carbon Steel Plates | 2024
17489 | 41 22 13.33 | PORTAL CRANE TRACK INSTALLATION | 05/10 | ASTM INTERNATIONAL | ASTM | ASTM A325 | Standard Specification for Structural Bolts, Steel, Heat Treated, 120/105 ksi Minimum Tensile Strength | 2014
17490 | 41 22 13.33 | PORTAL CRANE TRACK INSTALLATION | 05/10 | ASTM INTERNATIONAL | ASTM | ASTM A325M | Standard Specification for Structural Bolts, Steel, Heat Treated, 830 MPa Minimum Tensile Strength (Metric) | 2014
17491 | 41 22 13.33 | PORTAL CRANE TRACK INSTALLATION | 05/10 | ASTM INTERNATIONAL | ASTM | ASTM C109/C109M | Standard Test Method for Compressive Strength of Hydraulic Cement Mortars (Using 2-in. or (50-mm) Cube Specimens) | 2023
17492 | 41 22 13.33 | PORTAL CRANE TRACK INSTALLATION | 05/10 | ASTM INTERNATIONAL | ASTM | ASTM C144 | Standard Specification for Aggregate for Masonry Mortar | 2018
17493 | 41 22 13.33 | PORTAL CRANE TRACK INSTALLATION | 05/10 | ASTM INTERNATIONAL | ASTM | ASTM C157/C157M | Standard Test Method for Length Change of Hardened Hydraulic-Cement Mortar and Concrete | 2017
17494 | 41 22 13.33 | PORTAL CRANE TRACK INSTALLATION | 05/10 | ASTM INTERNATIONAL | ASTM | ASTM D1763 | Epoxy Resins | 2000; R 2013
17495 | 41 22 13.33 | PORTAL CRANE TRACK INSTALLATION | 05/10 | U.S. DEPARTMENT OF DEFENSE | DOD | MIL-DTL-29229 | Switches and Frogs, Track, Fabricated, for Portal Cranes | Rev B, Notice 1
17496 | 41 22 13.33 | PORTAL CRANE TRACK INSTALLATION | 05/10 | U.S. DEPARTMENT OF DEFENSE | DOD | MIL-DTL-82020 | Switches and Frogs, Track, Cast Manganese Steel, for Portal Cranes | 1997; Rev C; Notice 1; CANC Notice 2
17497 | 41 22 13.33 | PORTAL CRANE TRACK INSTALLATION | 05/10 | U.S. DEPARTMENT OF DEFENSE | DOD | MIL-STD-1699 | Nondestructive Evaluation of Butt Welds in Crane and Railroad Rails | 1992; Rev B
17498 | 41 22 13.55 | BRIDGE CRANES, UNDER RUNNING, AIRCRAFT HANGAR | 02/22, CHG 3: 02/23 | AMERICAN GEAR MANUFACTURERS ASSOCIATION | AGMA | AGMA 908 | Information Sheet: Geometry Factors for Determining the Pitting Resistance and Bending Strength of Spur, Helical and Herringbone Gear Teeth | 1989B; R 1999
17499 | 41 22 13.55 | BRIDGE CRANES, UNDER RUNNING, AIRCRAFT HANGAR | 02/22, CHG 3: 02/23 | AMERICAN GEAR MANUFACTURERS ASSOCIATION | AGMA | ANSI/AGMA 2001 | Fundamental Rating Factors and Calculation Methods for Involute Spur and Helical Gear Teeth | 2004D; R 2010
17500 | 41 22 13.55 | BRIDGE CRANES, UNDER RUNNING, AIRCRAFT HANGAR | 02/22, CHG 3: 02/23 | AMERICAN GEAR MANUFACTURERS ASSOCIATION | AGMA | ANSI/AGMA 2015-1 | Accuracy Classification System - Tangential Measurements for Cylindrical Gears | 2001A; R 2014
17501 | 41 22 13.55 | BRIDGE CRANES, UNDER RUNNING, AIRCRAFT HANGAR | 02/22, CHG 3: 02/23 | AMERICAN GEAR MANUFACTURERS ASSOCIATION | AGMA | ANSI/AGMA 6013 | Standard for Industrial Enclosed Gear Drives | 2006A; R 2016
17502 | 41 22 13.55 | BRIDGE CRANES, UNDER RUNNING, AIRCRAFT HANGAR | 02/22, CHG 3: 02/23 | AMERICAN INSTITUTE OF STEEL CONSTRUCTION | AISC | AISC 360 | Specification for Structural Steel Buildings | 2016
17503 | 41 22 13.55 | BRIDGE CRANES, UNDER RUNNING, AIRCRAFT HANGAR | 02/22, CHG 3: 02/23 | AMERICAN SOCIETY OF CIVIL ENGINEERS | ASCE | ASCE 7-16 | Minimum Design Loads and Associated Criteria for Buildings and Other Structures | 2017; Errata 2018; Supp 1 2018
17504 | 41 22 13.55 | BRIDGE CRANES, UNDER RUNNING, AIRCRAFT HANGAR | 02/22, CHG 3: 02/23 | AMERICAN SOCIETY OF MECHANICAL ENGINEERS | ASME | ASME B1.1 | Unified Inch Screw Threads (UN, UNR, and UNJ Thread Form) | 2024
17505 | 41 22 13.55 | BRIDGE CRANES, UNDER RUNNING, AIRCRAFT HANGAR | 02/22, CHG 3: 02/23 | AMERICAN SOCIETY OF MECHANICAL ENGINEERS | ASME | ASME B30.10 | Hooks | 2019
17506 | 41 22 13.55 | BRIDGE CRANES, UNDER RUNNING, AIRCRAFT HANGAR | 02/22, CHG 3: 02/23 | AMERICAN SOCIETY OF MECHANICAL ENGINEERS | ASME | ASME B30.16 | Overhead Underhung and Stationary Hoists | 2022
17507 | 41 22 13.55 | BRIDGE CRANES, UNDER RUNNING, AIRCRAFT HANGAR | 02/22, CHG 3: 02/23 | AMERICAN SOCIETY OF MECHANICAL ENGINEERS | ASME | ASME B30.17 | Overhead and Gantry Cranes (Top Running Bridge, Single Girder, Underhung Hoists) | 2020
17508 | 41 22 13.55 | BRIDGE CRANES, UNDER RUNNING, AIRCRAFT HANGAR | 02/22, CHG 3: 02/23 | AMERICAN SOCIETY OF MECHANICAL ENGINEERS | ASME | ASME B30.30 | Ropes | 2019
17509 | 41 22 13.55 | BRIDGE CRANES, UNDER RUNNING, AIRCRAFT HANGAR | 02/22, CHG 3: 02/23 | AMERICAN SOCIETY OF MECHANICAL ENGINEERS | ASME | ASME HST-4 | Performance Standard for Overhead Electric Wire Rope Hoists | 2021
17510 | 41 22 13.55 | BRIDGE CRANES, UNDER RUNNING, AIRCRAFT HANGAR | 02/22, CHG 3: 02/23 | AMERICAN WELDING SOCIETY | AWS | AWS D1.1/D1.1M | Structural Welding Code - Steel | 2020; Errata 1 2021
17511 | 41 22 13.55 | BRIDGE CRANES, UNDER RUNNING, AIRCRAFT HANGAR | 02/22, CHG 3: 02/23 | AMERICAN WELDING SOCIETY | AWS | AWS D14.1/D14.1M | Specification for Welding of Industrial and Mill Cranes and Other Material Handling Equipment | 2019
17512 | 41 22 13.55 | BRIDGE CRANES, UNDER RUNNING, AIRCRAFT HANGAR | 02/22, CHG 3: 02/23 | ASTM INTERNATIONAL | ASTM | ASTM A1023/A1023M | Standard Specification for Stranded Carbon Steel Wire Ropes for General Purposes | 2021
17513 | 41 22 13.55 | BRIDGE CRANES, UNDER RUNNING, AIRCRAFT HANGAR | 02/22, CHG 3: 02/23 | ASTM INTERNATIONAL | ASTM | ASTM E543 | Standard Specification for Agencies Performing Non-Destructive Testing | 2021
17514 | 41 22 13.55 | BRIDGE CRANES, UNDER RUNNING, AIRCRAFT HANGAR | 02/22, CHG 3: 02/23 | ASTM INTERNATIONAL | ASTM | ASTM E1417/E1417M | Standard Practice for Liquid Penetrant Testing | 2016
17515 | 41 22 13.55 | BRIDGE CRANES, UNDER RUNNING, AIRCRAFT HANGAR | 02/22, CHG 3: 02/23 | ASTM INTERNATIONAL | ASTM | ASTM F436/F436M | Standard Specification for Hardened Steel Washers Inch and Metric Dimensions | 2019
17516 | 41 22 13.55 | BRIDGE CRANES, UNDER RUNNING, AIRCRAFT HANGAR | 02/22, CHG 3: 02/23 | ASTM INTERNATIONAL | ASTM | ASTM F3125/F3125M | Standard Specification for High Strength Structural Bolts and Assemblies, Steel and Alloy Steel, Heat Treated, Inch Dimensions 120 ksi and 150 ksi Minimum Tensile Strength, and Metric Dimensions 830 MPa and 1040 MPa Minimum Tensile Strength | 2019
17517 | 41 22 13.55 | BRIDGE CRANES, UNDER RUNNING, AIRCRAFT HANGAR | 02/22, CHG 3: 02/23 | BRITISH STANDARDS INSTITUTION | BSI | BS ISO 4309 | Cranes - Wire Ropes - Care and Maintenance, Inspection and Discard | 2017
17518 | 41 22 13.55 | BRIDGE CRANES, UNDER RUNNING, AIRCRAFT HANGAR | 02/22, CHG 3: 02/23 | CRANE MANUFACTURERS ASSOCIATION OF AMERICA | CMAA | CMAA 70 | Specification for Top Running Bridge and Gantry Type Multiple Girder Electric Overhead Traveling Cranes | 2020
17519 | 41 22 13.55 | BRIDGE CRANES, UNDER RUNNING, AIRCRAFT HANGAR | 02/22, CHG 3: 02/23 | CRANE MANUFACTURERS ASSOCIATION OF AMERICA | CMAA | CMAA 74 | Specifications for Single Girder Cranes | 2020
17520 | 41 22 13.55 | BRIDGE CRANES, UNDER RUNNING, AIRCRAFT HANGAR | 02/22, CHG 3: 02/23 | ELECTRIFICATION AND CONTROLS MANUFACTURERS ASSOCIATION | ECMA | ECMA 15 | Cable-less Controls for Electric Overhead Traveling Cranes | 2018
17521 | 41 22 13.55 | BRIDGE CRANES, UNDER RUNNING, AIRCRAFT HANGAR | 02/22, CHG 3: 02/23 | INTERNATIONAL ELECTROTECHNICAL COMMISSION | IEC | IEC ISO 15408 | Information Technology-Security Techniques-Evaluation Criteria for IT Security | 2022
17522 | 41 22 13.55 | BRIDGE CRANES, UNDER RUNNING, AIRCRAFT HANGAR | 02/22, CHG 3: 02/23 | MATERIAL HANDLING INDUSTRY OF AMERICA | MHI | MHI MH27.1 | Specifications for Underhung Cranes and Monorail Systems | 2016
17523 | 41 22 13.55 | BRIDGE CRANES, UNDER RUNNING, AIRCRAFT HANGAR | 02/22, CHG 3: 02/23 | NATIONAL ELECTRICAL CONTRACTORS ASSOCIATION | NECA | NECA NEIS 1 | Standard for Good Workmanship in Electrical Construction | 2015
17524 | 41 22 13.55 | BRIDGE CRANES, UNDER RUNNING, AIRCRAFT HANGAR | 02/22, CHG 3: 02/23 | NATIONAL ELECTRICAL MANUFACTURERS ASSOCIATION | NEMA | NEMA 250 | Enclosures for Electrical Equipment (1000 Volts Maximum) | 2020
17525 | 41 22 13.55 | BRIDGE CRANES, UNDER RUNNING, AIRCRAFT HANGAR | 02/22, CHG 3: 02/23 | NATIONAL ELECTRICAL MANUFACTURERS ASSOCIATION | NEMA | NEMA ICS 3 | Medium-Voltage Controllers Rated 2001 to 7200 V AC | 2005; R 2010
17526 | 41 22 13.55 | BRIDGE CRANES, UNDER RUNNING, AIRCRAFT HANGAR | 02/22, CHG 3: 02/23 | NATIONAL ELECTRICAL MANUFACTURERS ASSOCIATION | NEMA | NEMA ICS 5 | Industrial Control and Systems: Control Circuit and Pilot Devices | 2017
17527 | 41 22 13.55 | BRIDGE CRANES, UNDER RUNNING, AIRCRAFT HANGAR | 02/22, CHG 3: 02/23 | NATIONAL ELECTRICAL MANUFACTURERS ASSOCIATION | NEMA | NEMA ICS 6 | Industrial Control and Systems: Enclosures | 1993; R 2016
17528 | 41 22 13.55 | BRIDGE CRANES, UNDER RUNNING, AIRCRAFT HANGAR | 02/22, CHG 3: 02/23 | NATIONAL ELECTRICAL MANUFACTURERS ASSOCIATION | NEMA | NEMA ICS 8 | Crane and Hoist Controllers | 2011
17529 | 41 22 13.55 | BRIDGE CRANES, UNDER RUNNING, AIRCRAFT HANGAR | 02/22, CHG 3: 02/23 | NATIONAL ELECTRICAL MANUFACTURERS ASSOCIATION | NEMA | NEMA MG 1 | Motors and Generators | 2021
17530 | 41 22 13.55 | BRIDGE CRANES, UNDER RUNNING, AIRCRAFT HANGAR | 02/22, CHG 3: 02/23 | NATIONAL FIRE PROTECTION ASSOCIATION | NFPA | NFPA 70 | National Electrical Code | 2023
17531 | 41 22 13.55 | BRIDGE CRANES, UNDER RUNNING, AIRCRAFT HANGAR | 02/22, CHG 3: 02/23 | RESEARCH COUNCIL ON STRUCTURAL CONNECTIONS | RCSC | RCSC A348 | RCSC Specification for Structural Joints Using High-strength Bolts | 2020
17532 | 41 22 13.55 | BRIDGE CRANES, UNDER RUNNING, AIRCRAFT HANGAR | 02/22, CHG 3: 02/23 | SOCIETY FOR PROTECTIVE COATINGS | SSPC | SSPC SP 6/NACE No.3 | Commercial Blast Cleaning | 2007
17533 | 41 22 13.55 | BRIDGE CRANES, UNDER RUNNING, AIRCRAFT HANGAR | 02/22, CHG 3: 02/23 | SOCIETY OF AUTOMOTIVE ENGINEERS INTERNATIONAL | SAE | SAE J429 | Mechanical and Material Requirements for Externally Threaded Fasteners | 2014
17534 | 41 22 13.55 | BRIDGE CRANES, UNDER RUNNING, AIRCRAFT HANGAR | 02/22, CHG 3: 02/23 | SOCIETY OF AUTOMOTIVE ENGINEERS INTERNATIONAL | SAE | SAE J995 | Mechanical and Material Requirements for Steel Nuts | 2017
17535 | 41 22 13.55 | BRIDGE CRANES, UNDER RUNNING, AIRCRAFT HANGAR | 02/22, CHG 3: 02/23 | U.S. GENERAL SERVICES ADMINISTRATION | GSA | FS RR-W-410 | Wire Rope and Strand | 2022; Rev J
17536 | 41 22 13.55 | BRIDGE CRANES, UNDER RUNNING, AIRCRAFT HANGAR | 02/22, CHG 3: 02/23 | U.S. NATIONAL ARCHIVES AND RECORDS ADMINISTRATION | NARA | 29 CFR 1910 | Occupational Safety and Health Standards
17537 | 41 22 13.55 | BRIDGE CRANES, UNDER RUNNING, AIRCRAFT HANGAR | 02/22, CHG 3: 02/23 | U.S. NATIONAL ARCHIVES AND RECORDS ADMINISTRATION | NARA | 29 CFR 1910.147 | The Control of Hazardous Energy (Lock Out/Tag Out)
17538 | 41 22 13.55 | BRIDGE CRANES, UNDER RUNNING, AIRCRAFT HANGAR | 02/22, CHG 3: 02/23 | U.S. NATIONAL ARCHIVES AND RECORDS ADMINISTRATION | NARA | 29 CFR 1910.179 | Overhead and Gantry Cranes
17539 | 41 22 13.55 | BRIDGE CRANES, UNDER RUNNING, AIRCRAFT HANGAR | 02/22, CHG 3: 02/23 | U.S. NATIONAL ARCHIVES AND RECORDS ADMINISTRATION | NARA | 29 CFR 1910.306 | Specific Purpose Equipment and Installations
17540 | 41 22 13.55 | BRIDGE CRANES, UNDER RUNNING, AIRCRAFT HANGAR | 02/22, CHG 3: 02/23 | U.S. NAVAL SEA SYSTEMS COMMAND | NAVSEA | NAVSEA T9074-AS-GIB-010/271 | Requirements for Nondestructive Testing Methods | 2014; Revision 1
17541 | 41 22 13.55 | BRIDGE CRANES, UNDER RUNNING, AIRCRAFT HANGAR | 02/22, CHG 3: 02/23 | UNDERWRITERS LABORATORIES | UL | UL 943 | UL Standard for Safety Ground-Fault Circuit-Interrupters | 2016; Reprint Sep 2023
17542 | 41 22 13.55 | BRIDGE CRANES, UNDER RUNNING, AIRCRAFT HANGAR | 02/22, CHG 3: 02/23 | UNDERWRITERS LABORATORIES | UL | UL 1004-1 | UL Standard for Safety Rotating Electrical Machines - General Requirements | 2012; Reprint Nov 2020
17543 | 41 22 23.19 | MONORAIL HOISTS | 05/20 | AMERICAN INSTITUTE OF STEEL CONSTRUCTION | AISC | AISC 360 | Specification for Structural Steel Buildings | 2016
17544 | 41 22 23.19 | MONORAIL HOISTS | 05/20 | AMERICAN SOCIETY OF MECHANICAL ENGINEERS | ASME | ASME B30.10 | Hooks | 2019
17545 | 41 22 23.19 | MONORAIL HOISTS | 05/20 | AMERICAN SOCIETY OF MECHANICAL ENGINEERS | ASME | ASME B30.16 | Overhead Underhung and Stationary Hoists | 2022
17546 | 41 22 23.19 | MONORAIL HOISTS | 05/20 | AMERICAN SOCIETY OF MECHANICAL ENGINEERS | ASME | ASME B30.17 | Overhead and Gantry Cranes (Top Running Bridge, Single Girder, Underhung Hoists) | 2020
17547 | 41 22 23.19 | MONORAIL HOISTS | 05/20 | AMERICAN SOCIETY OF MECHANICAL ENGINEERS | ASME | ASME HST-1 | Performance Standard for Electric Chain Hoists | 2023
17548 | 41 22 23.19 | MONORAIL HOISTS | 05/20 | AMERICAN SOCIETY OF MECHANICAL ENGINEERS | ASME | ASME HST-2 | Performance Standard for Hand Chain Manually Operated Chain Hoists | 2023
17549 | 41 22 23.19 | MONORAIL HOISTS | 05/20 | AMERICAN SOCIETY OF MECHANICAL ENGINEERS | ASME | ASME HST-3 | Performance Standard for Lever Hoists | 2022
17550 | 41 22 23.19 | MONORAIL HOISTS | 05/20 | AMERICAN SOCIETY OF MECHANICAL ENGINEERS | ASME | ASME HST-4 | Performance Standard for Overhead Electric Wire Rope Hoists | 2021
17551 | 41 22 23.19 | MONORAIL HOISTS | 05/20 | AMERICAN SOCIETY OF MECHANICAL ENGINEERS | ASME | ASME HST-5 | Performance Standard for Air Chain Hoists | 2014
17552 | 41 22 23.19 | MONORAIL HOISTS | 05/20 | AMERICAN SOCIETY OF MECHANICAL ENGINEERS | ASME | ASME HST-6 | Performance Standard for Air Wire Rope Hoists | 2020
17553 | 41 22 23.19 | MONORAIL HOISTS | 05/20 | AMERICAN SOCIETY OF MECHANICAL ENGINEERS | ASME | ASME NUM-1 | Rules for Construction of Cranes, Monorails, and Hoists (With Bridge or Trolley or Hoist of the Underhung Type) | 2023
17554 | 41 22 23.19 | MONORAIL HOISTS | 05/20 | AMERICAN WELDING SOCIETY | AWS | AWS D1.1/D1.1M | Structural Welding Code - Steel | 2020; Errata 1 2021
17555 | 41 22 23.19 | MONORAIL HOISTS | 05/20 | AMERICAN WELDING SOCIETY | AWS | AWS D14.1/D14.1M | Specification for Welding of Industrial and Mill Cranes and Other Material Handling Equipment | 2019
17556 | 41 22 23.19 | MONORAIL HOISTS | 05/20 | ASTM INTERNATIONAL | ASTM | ASTM A275/A275M | Standard Practice for Magnetic Particle Examination of Steel Forgings | 2023
17557 | 41 22 23.19 | MONORAIL HOISTS | 05/20 | ASTM INTERNATIONAL | ASTM | ASTM E125 | Photographs for Magnetic Particle Indications on Ferrous Castings | 1963; R 2023
17558 | 41 22 23.19 | MONORAIL HOISTS | 05/20 | ASTM INTERNATIONAL | ASTM | ASTM E543 | Standard Specification for Agencies Performing Non-Destructive Testing | 2021
17559 | 41 22 23.19 | MONORAIL HOISTS | 05/20 | ASTM INTERNATIONAL | ASTM | ASTM E1417/E1417M | Standard Practice for Liquid Penetrant Testing | 2016
17560 | 41 22 23.19 | MONORAIL HOISTS | 05/20 | ASTM INTERNATIONAL | ASTM | ASTM F3125/F3125M | Standard Specification for High Strength Structural Bolts and Assemblies, Steel and Alloy Steel, Heat Treated, Inch Dimensions 120 ksi and 150 ksi Minimum Tensile Strength, and Metric Dimensions 830 MPa and 1040 MPa Minimum Tensile Strength | 2019
17561 | 41 22 23.19 | MONORAIL HOISTS | 05/20 | CRANE MANUFACTURERS ASSOCIATION OF AMERICA | CMAA | CMAA 74 | Specifications for Single Girder Cranes | 2020
17562 | 41 22 23.19 | MONORAIL HOISTS | 05/20 | ELECTRIFICATION AND CONTROLS MANUFACTURERS ASSOCIATION | ECMA | ECMA 15 | Cable-less Controls for Electric Overhead Traveling Cranes | 2018
17563 | 41 22 23.19 | MONORAIL HOISTS | 05/20 | MATERIAL HANDLING INDUSTRY OF AMERICA | MHI | MHI MH27.1 | Specifications for Underhung Cranes and Monorail Systems | 2016
17564 | 41 22 23.19 | MONORAIL HOISTS | 05/20 | MATERIAL HANDLING INDUSTRY OF AMERICA | MHI | MHI MH27.2 | Specifications for Enclosed Track Underhung Cranes and Monorail Systems | 2009
17565 | 41 22 23.19 | MONORAIL HOISTS | 05/20 | NATIONAL ELECTRICAL MANUFACTURERS ASSOCIATION | NEMA | NEMA 250 | Enclosures for Electrical Equipment (1000 Volts Maximum) | 2020
17566 | 41 22 23.19 | MONORAIL HOISTS | 05/20 | NATIONAL ELECTRICAL MANUFACTURERS ASSOCIATION | NEMA | NEMA ESPG | Electrical Standards and Product Guide (ESPG) | 2009-2010
17567 | 41 22 23.19 | MONORAIL HOISTS | 05/20 | NATIONAL ELECTRICAL MANUFACTURERS ASSOCIATION | NEMA | NEMA ICS 2 | Industrial Control and Systems Controllers, Contactors, and Overload Relays Rated 600 V | 2000; R 2020
17568 | 41 22 23.19 | MONORAIL HOISTS | 05/20 | NATIONAL ELECTRICAL MANUFACTURERS ASSOCIATION | NEMA | NEMA ICS 5 | Industrial Control and Systems: Control Circuit and Pilot Devices | 2017
17569 | 41 22 23.19 | MONORAIL HOISTS | 05/20 | NATIONAL ELECTRICAL MANUFACTURERS ASSOCIATION | NEMA | NEMA ICS 6 | Industrial Control and Systems: Enclosures | 1993; R 2016
17570 | 41 22 23.19 | MONORAIL HOISTS | 05/20 | NATIONAL ELECTRICAL MANUFACTURERS ASSOCIATION | NEMA | NEMA ICS 8 | Crane and Hoist Controllers | 2011
17571 | 41 22 23.19 | MONORAIL HOISTS | 05/20 | NATIONAL ELECTRICAL MANUFACTURERS ASSOCIATION | NEMA | NEMA MG 1 | Motors and Generators | 2021
17572 | 41 22 23.19 | MONORAIL HOISTS | 05/20 | NATIONAL ELECTRICAL MANUFACTURERS ASSOCIATION | NEMA | NEMA MG 2 | Safety Standard for Construction and Guide for Selection, Installation and Use of Electric Motors and Generators | 2014
17573 | 41 22 23.19 | MONORAIL HOISTS | 05/20 | NATIONAL FIRE PROTECTION ASSOCIATION | NFPA | NFPA 70 | National Electrical Code | 2023
17574 | 41 22 23.19 | MONORAIL HOISTS | 05/20 | RESEARCH COUNCIL ON STRUCTURAL CONNECTIONS | RCSC | RCSC A348 | RCSC Specification for Structural Joints Using High-strength Bolts | 2020
17575 | 41 22 23.19 | MONORAIL HOISTS | 05/20 | SOCIETY FOR PROTECTIVE COATINGS | SSPC | SSPC SP 6/NACE No.3 | Commercial Blast Cleaning | 2007
17576 | 41 22 23.19 | MONORAIL HOISTS | 05/20 | U.S. AIR FORCE | USAF | AFMAN 91-118 | Safety Design and Evaluation Criteria for Nuclear Weapon Systems | 2010
17577 | 41 22 23.19 | MONORAIL HOISTS | 05/20 | U.S. NATIONAL ARCHIVES AND RECORDS ADMINISTRATION | NARA | 29 CFR 1910 | Occupational Safety and Health Standards
17578 | 41 22 23.19 | MONORAIL HOISTS | 05/20 | U.S. NATIONAL ARCHIVES AND RECORDS ADMINISTRATION | NARA | 29 CFR 1910.147 | The Control of Hazardous Energy (Lock Out/Tag Out)
17579 | 41 22 23.19 | MONORAIL HOISTS | 05/20 | U.S. NATIONAL ARCHIVES AND RECORDS ADMINISTRATION | NARA | 29 CFR 1910.306 | Specific Purpose Equipment and Installations
17580 | 41 22 23.19 | MONORAIL HOISTS | 05/20 | U.S. NAVAL SEA SYSTEMS COMMAND | NAVSEA | NAVSEA T9074-AS-GIB-010/271 | Requirements for Nondestructive Testing Methods | 2014; Revision 1
17581 | 41 22 23.19 | MONORAIL HOISTS | 05/20 | UNDERWRITERS LABORATORIES | UL | UL 1004-1 | UL Standard for Safety Rotating Electrical Machines - General Requirements | 2012; Reprint Nov 2020
17582 | 41 36 30.00 10 | ULTRASONIC INSPECTION OF PLATES | 01/08 | AMERICAN SOCIETY FOR NONDESTRUCTIVE TESTING | ASNT | ASNT SNT-TC-1A | Recommended Practice for Personnel Qualification and Certification in Nondestructive Testing | 2020
17583 | 41 36 30.00 10 | ULTRASONIC INSPECTION OF PLATES | 01/08 | AMERICAN SOCIETY FOR NONDESTRUCTIVE TESTING | ASNT | ASNT SNT-TC-1A Q&A Bk C | Supplement to Recommended Practice No. SNT-TC-1A (Q&A Book): Ultrasonic Testing Method | 2011; Text Correction 2011
17584 | 41 36 30.00 10 | ULTRASONIC INSPECTION OF PLATES | 01/08 | AMERICAN WELDING SOCIETY | AWS | AWS D1.1/D1.1M | Structural Welding Code - Steel | 2020; Errata 1 2021
17585 | 41 36 30.00 10 | ULTRASONIC INSPECTION OF PLATES | 01/08 | ASTM INTERNATIONAL | ASTM | ASTM E165/E165M | Standard Practice for Liquid Penetrant Examination for General Industry | 2023
17586 | 41 36 30.00 10 | ULTRASONIC INSPECTION OF PLATES | 01/08 | ASTM INTERNATIONAL | ASTM | ASTM E709 | Standard Guide for Magnetic Particle Testing | 2021
17587 | 41 65 10.00 10 | [DIESEL][NATURAL GAS] FUELED ENGINE PUMP DRIVES | 05/09 | AMERICAN NATIONAL STANDARDS INSTITUTE | ANSI | ANSI C39.1 | Requirements for Electrical Analog Indicating Instruments | 1981; R 1992
17588 | 41 65 10.00 10 | [DIESEL][NATURAL GAS] FUELED ENGINE PUMP DRIVES | 05/09 | AMERICAN SOCIETY OF MECHANICAL ENGINEERS | ASME | ASME B16.3 | Malleable Iron Threaded Fittings, Classes 150 and 300 | 2021
17589 | 41 65 10.00 10 | [DIESEL][NATURAL GAS] FUELED ENGINE PUMP DRIVES | 05/09 | AMERICAN SOCIETY OF MECHANICAL ENGINEERS | ASME | ASME B16.5 | Pipe Flanges and Flanged Fittings NPS 1/2 Through NPS 24 Metric/Inch Standard | 2020
17590 | 41 65 10.00 10 | [DIESEL][NATURAL GAS] FUELED ENGINE PUMP DRIVES | 05/09 | AMERICAN SOCIETY OF MECHANICAL ENGINEERS | ASME | ASME B16.11 | Forged Fittings, Socket-Welding and Threaded | 2022
17591 | 41 65 10.00 10 | [DIESEL][NATURAL GAS] FUELED ENGINE PUMP DRIVES | 05/09 | AMERICAN SOCIETY OF MECHANICAL ENGINEERS | ASME | ASME B31.1 | Power Piping | 2022
17592 | 41 65 10.00 10 | [DIESEL][NATURAL GAS] FUELED ENGINE PUMP DRIVES | 05/09 | AMERICAN SOCIETY OF MECHANICAL ENGINEERS | ASME | ASME BPVC SEC IX | BPVC Section IX-Welding, Brazing and Fusing Qualifications | 2017; Errata 2018
17593 | 41 65 10.00 10 | [DIESEL][NATURAL GAS] FUELED ENGINE PUMP DRIVES | 05/09 | AMERICAN SOCIETY OF MECHANICAL ENGINEERS | ASME | ASME BPVC SEC VIII D1 | BPVC Section VIII-Rules for Construction of Pressure Vessels Division 1 | 2019
17594 | 41 65 10.00 10 | [DIESEL][NATURAL GAS] FUELED ENGINE PUMP DRIVES | 05/09 | ASTM INTERNATIONAL | ASTM | ASTM A53/A53M | Standard Specification for Pipe, Steel, Black and Hot-Dipped, Zinc-Coated, Welded and Seamless | 2024
17595 | 41 65 10.00 10 | [DIESEL][NATURAL GAS] FUELED ENGINE PUMP DRIVES | 05/09 | ASTM INTERNATIONAL | ASTM | ASTM A106/A106M | Standard Specification for Seamless Carbon Steel Pipe for High-Temperature Service | 2019a
17596 | 41 65 10.00 10 | [DIESEL][NATURAL GAS] FUELED ENGINE PUMP DRIVES | 05/09 | ASTM INTERNATIONAL | ASTM | ASTM A181/A181M | Standard Specification for Carbon Steel Forgings, for General-Purpose Piping | 2014; R 2020
17597 | 41 65 10.00 10 | [DIESEL][NATURAL GAS] FUELED ENGINE PUMP DRIVES | 05/09 | ASTM INTERNATIONAL | ASTM | ASTM A234/A234M | Standard Specification for Piping Fittings of Wrought Carbon Steel and Alloy Steel for Moderate and High Temperature Service | 2024
17598 | 41 65 10.00 10 | [DIESEL][NATURAL GAS] FUELED ENGINE PUMP DRIVES | 05/09 | ASTM INTERNATIONAL | ASTM | ASTM B395/B395M | Standard Specification for U-Bend Seamless Copper and Copper Alloy Heat Exchanger and Condenser Tubes | 2018
17599 | 41 65 10.00 10 | [DIESEL][NATURAL GAS] FUELED ENGINE PUMP DRIVES | 05/09 | ASTM INTERNATIONAL | ASTM | ASTM C533 | Standard Specification for Calcium Silicate Block and Pipe Thermal Insulation | 2017; R 2023
17600 | 41 65 10.00 10 | [DIESEL][NATURAL GAS] FUELED ENGINE PUMP DRIVES | 05/09 | ASTM INTERNATIONAL | ASTM | ASTM D975 | Standard Specification for Diesel Fuel Oils | 2020
17601 | 41 65 10.00 10 | [DIESEL][NATURAL GAS] FUELED ENGINE PUMP DRIVES | 05/09 | INSTITUTE OF ELECTRICAL AND ELECTRONICS ENGINEERS | IEEE | IEEE C2 | National Electrical Safety Code | 2023
17602 | 41 65 10.00 10 | [DIESEL][NATURAL GAS] FUELED ENGINE PUMP DRIVES | 05/09 | MANUFACTURERS STANDARDIZATION SOCIETY OF THE VALVE AND FITTINGS INDUSTRY | MSS | MSS SP-58 | Pipe Hangers and Supports - Materials, Design and Manufacture, Selection, Application, and Installation | 2018
17603 | 41 65 10.00 10 | [DIESEL][NATURAL GAS] FUELED ENGINE PUMP DRIVES | 05/09 | MANUFACTURERS STANDARDIZATION SOCIETY OF THE VALVE AND FITTINGS INDUSTRY | MSS | MSS SP-80 | Bronze Gate, Globe, Angle and Check Valves | 2019
17604 | 41 65 10.00 10 | [DIESEL][NATURAL GAS] FUELED ENGINE PUMP DRIVES | 05/09 | NATIONAL ELECTRICAL MANUFACTURERS ASSOCIATION | NEMA | NEMA ICS 2 | Industrial Control and Systems Controllers, Contactors, and Overload Relays Rated 600 V | 2000; R 2020
17605 | 41 65 10.00 10 | [DIESEL][NATURAL GAS] FUELED ENGINE PUMP DRIVES | 05/09 | NATIONAL ELECTRICAL MANUFACTURERS ASSOCIATION | NEMA | NEMA ICS 6 | Industrial Control and Systems: Enclosures | 1993; R 2016
17606 | 41 65 10.00 10 | [DIESEL][NATURAL GAS] FUELED ENGINE PUMP DRIVES | 05/09 | NATIONAL ELECTRICAL MANUFACTURERS ASSOCIATION | NEMA | NEMA MG 1 | Motors and Generators | 2021
17607 | 41 65 10.00 10 | [DIESEL][NATURAL GAS] FUELED ENGINE PUMP DRIVES | 05/09 | NATIONAL FIRE PROTECTION ASSOCIATION | NFPA | NFPA 30 | Flammable and Combustible Liquids Code | 2024
17608 | 41 65 10.00 10 | [DIESEL][NATURAL GAS] FUELED ENGINE PUMP DRIVES | 05/09 | NATIONAL FIRE PROTECTION ASSOCIATION | NFPA | NFPA 37 | Standard for the Installation and Use of Stationary Combustion Engines and Gas Turbines | 2024
17609 | 41 65 10.00 10 | [DIESEL][NATURAL GAS] FUELED ENGINE PUMP DRIVES | 05/09 | NATIONAL FIRE PROTECTION ASSOCIATION | NFPA | NFPA 70 | National Electrical Code | 2023
17610 | 41 65 10.00 10 | [DIESEL][NATURAL GAS] FUELED ENGINE PUMP DRIVES | 05/09 | SOCIETY OF AUTOMOTIVE ENGINEERS INTERNATIONAL | SAE | SAE ARP892 | DC Starter-Generator, Engine | 1965; R 1994
17611 | 41 65 10.00 10 | [DIESEL][NATURAL GAS] FUELED ENGINE PUMP DRIVES | 05/09 | SOCIETY OF AUTOMOTIVE ENGINEERS INTERNATIONAL | SAE | SAE J537 | Storage Batteries | 2016
17612 | 41 65 10.00 10 | [DIESEL][NATURAL GAS] FUELED ENGINE PUMP DRIVES | 05/09 | SOCIETY OF AUTOMOTIVE ENGINEERS INTERNATIONAL | SAE | SAE J1995 | Engine Power Test Code - Spark Ignition and Compression Ignition - Gross Power Rating | 2014
17613 | 41 65 10.00 10 | [DIESEL][NATURAL GAS] FUELED ENGINE PUMP DRIVES | 05/09 | U.S. DEPARTMENT OF DEFENSE | DOD | UFC 3-301-01 | Structural Engineering | 2023; with Change 1, 2023
17614 | 41 65 10.00 10 | [DIESEL][NATURAL GAS] FUELED ENGINE PUMP DRIVES | 05/09 | UNDERWRITERS LABORATORIES | UL | UL 1236 | UL Standard for Safety Battery Chargers for Charging Engine-Starter Batteries | 2015; Reprint Feb 2021
17615 | 43 11 00.10 | OFF-GAS FANS, BLOWERS AND PUMPS | 05/20 | AIR MOVEMENT AND CONTROL ASSOCIATION INTERNATIONAL, INC. | AMCA | AMCA 99 | Standards Handbook | 2016
17616 | 43 11 00.10 | OFF-GAS FANS, BLOWERS AND PUMPS | 05/20 | AIR MOVEMENT AND CONTROL ASSOCIATION INTERNATIONAL, INC. | AMCA | AMCA 210 | Laboratory Methods of Testing Fans for Aerodynamic Performance Rating | 2016
17617 | 43 11 00.10 | OFF-GAS FANS, BLOWERS AND PUMPS | 05/20 | AIR MOVEMENT AND CONTROL ASSOCIATION INTERNATIONAL, INC. | AMCA | AMCA 300 | Reverberant Room Method for Sound Testing of Fans | 2014
17618 | 43 11 00.10 | OFF-GAS FANS, BLOWERS AND PUMPS | 05/20 | AIR MOVEMENT AND CONTROL ASSOCIATION INTERNATIONAL, INC. | AMCA | AMCA 301 | Methods for Calculating Fan Sound Ratings from Laboratory Test Data | 2014
17619 | 43 11 00.10 | OFF-GAS FANS, BLOWERS AND PUMPS | 05/20 | AMERICAN BEARING MANUFACTURERS ASSOCIATION | ABMA | ABMA 9 | Load Ratings and Fatigue Life for Ball Bearings | 2015
17620 | 43 11 00.10 | OFF-GAS FANS, BLOWERS AND PUMPS | 05/20 | AMERICAN BEARING MANUFACTURERS ASSOCIATION | ABMA | ABMA 11 | Load Ratings and Fatigue Life for Roller Bearings | 2014
17621 | 43 11 00.10 | OFF-GAS FANS, BLOWERS AND PUMPS | 05/20 | AMERICAN CONFERENCE OF GOVERNMENTAL INDUSTRIAL HYGIENISTS | ACGIH | ACGIH 2098 | Industrial Ventilation: A Manual of Recommended Practice for Design | 2016
17622 | 43 11 00.10 | OFF-GAS FANS, BLOWERS AND PUMPS | 05/20 | AMERICAN GAS ASSOCIATION | AGA | AGA ANSI B109.2 | Diaphragm Type Gas Displacement Meters (500 cubic ft./hour Capacity and Over) | 2000
17623 | 43 11 00.10 | OFF-GAS FANS, BLOWERS AND PUMPS | 05/20 | AMERICAN GEAR MANUFACTURERS ASSOCIATION | AGMA | AGMA 6011 | Specifications for High Speed Helical Gear Units | 2014J
17624 | 43 11 00.10 | OFF-GAS FANS, BLOWERS AND PUMPS | 05/20 | AMERICAN PETROLEUM INSTITUTE | API | API Spec 6D | Specification for Pipeline and Piping Valves | June 2018, 4th Ed; Errata 1 July 2018; Errata 2 August 2018
17625 | 43 11 00.10 | OFF-GAS FANS, BLOWERS AND PUMPS | 05/20 | AMERICAN SOCIETY OF HEATING, REFRIGERATING AND AIR-CONDITIONING ENGINEERS | ASHRAE | ASHRAE 52.2 | Method of Testing General Ventilation Air-Cleaning Devices for Removal Efficiency by Particle Size | 2017
17626 | 43 11 00.10 | OFF-GAS FANS, BLOWERS AND PUMPS | 05/20 | AMERICAN SOCIETY OF MECHANICAL ENGINEERS | ASME | ASME B16.1 | Gray Iron Pipe Flanges and Flanged Fittings Classes 25, 125, and 250 | 2020
17627 | 43 11 00.10 | OFF-GAS FANS, BLOWERS AND PUMPS | 05/20 | AMERICAN SOCIETY OF MECHANICAL ENGINEERS | ASME | ASME B16.5 | Pipe Flanges and Flanged Fittings NPS 1/2 Through NPS 24 Metric/Inch Standard | 2020
17628 | 43 11 00.10 | OFF-GAS FANS, BLOWERS AND PUMPS | 05/20 | AMERICAN SOCIETY OF MECHANICAL ENGINEERS | ASME | ASME B16.40 | Manually Operated Thermoplastic Gas Shutoffs and Valves in Gas Distribution Systems | 2019
17629 | 43 11 00.10 | OFF-GAS FANS, BLOWERS AND PUMPS | 05/20 | AMERICAN SOCIETY OF MECHANICAL ENGINEERS | ASME | ASME B40.100 | Pressure Gauges and Gauge Attachments | 2022
17630 | 43 11 00.10 | OFF-GAS FANS, BLOWERS AND PUMPS | 05/20 | AMERICAN SOCIETY OF MECHANICAL ENGINEERS | ASME | ASME BPVC SEC VIII D1 | BPVC Section VIII-Rules for Construction of Pressure Vessels Division 1 | 2019
17631 | 43 11 00.10 | OFF-GAS FANS, BLOWERS AND PUMPS | 05/20 | AMERICAN SOCIETY OF MECHANICAL ENGINEERS | ASME | ASME PTC 19.3 TW | Thermowells Performance Test Codes | 2016
17632 | 43 11 00.10 | OFF-GAS FANS, BLOWERS AND PUMPS | 05/20 | AMERICAN SOCIETY OF MECHANICAL ENGINEERS | ASME | ASME PTC 25 | Pressure Relief Devices | 2023
17633 | 43 11 00.10 | OFF-GAS FANS, BLOWERS AND PUMPS | 05/20 | ASTM INTERNATIONAL | ASTM | ASTM D4167 | Fiber-Reinforced Plastic Fans and Blowers | 2015
17634 | 43 11 00.10 | OFF-GAS FANS, BLOWERS AND PUMPS | 05/20 | ASTM INTERNATIONAL | ASTM | ASTM F1139 | Steam Traps and Drains | 1988; R 2019
17635 | 43 11 00.10 | OFF-GAS FANS, BLOWERS AND PUMPS | 05/20 | ASTM INTERNATIONAL | ASTM | ASTM F1508 | Standard Specification for Angle Style, Pressure Relief Valves for Steam, Gas, and Liquid Services | 1996; R 2021
17636 | 43 11 00.10 | OFF-GAS FANS, BLOWERS AND PUMPS | 05/20 | INTERNATIONAL ORGANIZATION FOR STANDARDIZATION | ISO | ISO 1940-1 | Mechanical Vibration - Balance Quality Requirements for Rotors in a Constant (Rigid) State - Part 1: Specification and Verification of Balance Tolerances | 2003; R 2008
17637 | 43 11 00.10 | OFF-GAS FANS, BLOWERS AND PUMPS | 05/20 | INTERNATIONAL SOCIETY OF AUTOMATION | ISA | ISA MC96.1 | Temperature Measurement Thermocouples | 1982
17638 | 43 11 00.10 | OFF-GAS FANS, BLOWERS AND PUMPS | 05/20 | MANUFACTURERS STANDARDIZATION SOCIETY OF THE VALVE AND FITTINGS INDUSTRY | MSS | MSS SP-25 | Standard Marking System for Valves, Fittings, Flanges and Unions | 2018
17639 | 43 11 00.10 | OFF-GAS FANS, BLOWERS AND PUMPS | 05/20 | MANUFACTURERS STANDARDIZATION SOCIETY OF THE VALVE AND FITTINGS INDUSTRY | MSS | MSS SP-72 | Ball Valves with Flanged or Butt-Welding Ends for General Service | 2010a
17640 | 43 11 00.10 | OFF-GAS FANS, BLOWERS AND PUMPS | 05/20 | NATIONAL ELECTRICAL MANUFACTURERS ASSOCIATION | NEMA | NEMA ICS 1 | Standard for Industrial Control and Systems: General Requirements | 2022
17641 | 43 11 00.10 | OFF-GAS FANS, BLOWERS AND PUMPS | 05/20 | NATIONAL ELECTRICAL MANUFACTURERS ASSOCIATION | NEMA | NEMA ICS 6 | Industrial Control and Systems: Enclosures | 1993; R 2016
17642 | 43 11 00.10 | OFF-GAS FANS, BLOWERS AND PUMPS | 05/20 | NATIONAL ELECTRICAL MANUFACTURERS ASSOCIATION | NEMA | NEMA MG 1 | Motors and Generators | 2021
17643 | 43 11 00.10 | OFF-GAS FANS, BLOWERS AND PUMPS | 05/20 | NATIONAL FIRE PROTECTION ASSOCIATION | NFPA | NFPA 70 | National Electrical Code | 2023
17644 | 43 11 00.10 | OFF-GAS FANS, BLOWERS AND PUMPS | 05/20 | NATIONAL INSTITUTE OF STANDARDS AND TECHNOLOGY | NIST | NIST SP 250 | Calibration Services Users Guide | 1991
17645 | 43 11 00.10 | OFF-GAS FANS, BLOWERS AND PUMPS | 05/20 | U.S. DEPARTMENT OF DEFENSE | DOD | UFC 3-301-01 | Structural Engineering | 2023; with Change 1, 2023
17646 | 43 11 00.10 | OFF-GAS FANS, BLOWERS AND PUMPS | 05/20 | U.S. NATIONAL ARCHIVES AND RECORDS ADMINISTRATION | NARA | 47 CFR 15 | Radio Frequency Devices
17647 | 43 11 00.10 | OFF-GAS FANS, BLOWERS AND PUMPS | 05/20 | WATER ENVIRONMENT FEDERATION | WEF | WEF MOP 11 | Operation of Water Resource Recovery Facilities | 2017
17648 | 43 15 00.00 20 | LOW PRESSURE COMPRESSED AIR PIPING (NON-BREATHING AIR TYPE) | 04/06 | AIR-CONDITIONING, HEATING AND REFRIGERATION INSTITUTE | AHRI | ANSI/AHRI 520 | Performance Rating of Positive Displacement Condensing Units | 2004
17649 | 43 15 00.00 20 | LOW PRESSURE COMPRESSED AIR PIPING (NON-BREATHING AIR TYPE) | 04/06 | AMERICAN SOCIETY OF MECHANICAL ENGINEERS | ASME | ASME A13.1 | Scheme for the Identification of Piping Systems | 2023
17650 | 43 15 00.00 20 | LOW PRESSURE COMPRESSED AIR PIPING (NON-BREATHING AIR TYPE) | 04/06 | AMERICAN SOCIETY OF MECHANICAL ENGINEERS | ASME | ASME B1.20.1 | Pipe Threads, General Purpose (Inch) | 2013; R 2018
17651 | 43 15 00.00 20 | LOW PRESSURE COMPRESSED AIR PIPING (NON-BREATHING AIR TYPE) | 04/06 | AMERICAN SOCIETY OF MECHANICAL ENGINEERS | ASME | ASME B16.3 | Malleable Iron Threaded Fittings, Classes 150 and 300 | 2021
17652 | 43 15 00.00 20 | LOW PRESSURE COMPRESSED AIR PIPING (NON-BREATHING AIR TYPE) | 04/06 | AMERICAN SOCIETY OF MECHANICAL ENGINEERS | ASME | ASME B16.9 | Factory-Made Wrought Buttwelding Fittings | 2018
17653 | 43 15 00.00 20 | LOW PRESSURE COMPRESSED AIR PIPING (NON-BREATHING AIR TYPE) | 04/06 | AMERICAN SOCIETY OF MECHANICAL ENGINEERS | ASME | ASME B16.11 | Forged Fittings, Socket-Welding and Threaded | 2022
17654 | 43 15 00.00 20 | LOW PRESSURE COMPRESSED AIR PIPING (NON-BREATHING AIR TYPE) | 04/06 | AMERICAN SOCIETY OF MECHANICAL ENGINEERS | ASME | ASME B16.22 | Wrought Copper and Copper Alloy Solder Joint Pressure Fittings | 2021
17655 | 43 15 00.00 20 | LOW PRESSURE COMPRESSED AIR PIPING (NON-BREATHING AIR TYPE) | 04/06 | AMERICAN SOCIETY OF MECHANICAL ENGINEERS | ASME | ASME B16.24 | Cast Copper Alloy Pipe Flanges, Flanged Fittings, and Valves Classes 150, 300, 600, 900, 1500, and 2500 | 2022
17656 | 43 15 00.00 20 | LOW PRESSURE COMPRESSED AIR PIPING (NON-BREATHING AIR TYPE) | 04/06 | AMERICAN SOCIETY OF MECHANICAL ENGINEERS | ASME | ASME B16.26 | Standard for Cast Copper Alloy Fittings for Flared Copper Tubes | 2018
17657 | 43 15 00.00 20 | LOW PRESSURE COMPRESSED AIR PIPING (NON-BREATHING AIR TYPE) | 04/06 | AMERICAN SOCIETY OF MECHANICAL ENGINEERS | ASME | ASME B16.34 | Valves - Flanged, Threaded and Welding End | 2021
17658 | 43 15 00.00 20 | LOW PRESSURE COMPRESSED AIR PIPING (NON-BREATHING AIR TYPE) | 04/06 | AMERICAN SOCIETY OF MECHANICAL ENGINEERS | ASME | ASME B16.39 | Standard for Malleable Iron Threaded Pipe Unions; Classes 150, 250, and 300 | 2020
17659 | 43 15 00.00 20 | LOW PRESSURE COMPRESSED AIR PIPING (NON-BREATHING AIR TYPE) | 04/06 | AMERICAN SOCIETY OF MECHANICAL ENGINEERS | ASME | ASME B31.1 | Power Piping | 2022
17660 | 43 15 00.00 20 | LOW PRESSURE COMPRESSED AIR PIPING (NON-BREATHING AIR TYPE) | 04/06 | AMERICAN SOCIETY OF MECHANICAL ENGINEERS | ASME | ASME B31.9 | Building Services Piping | 2020
17661 | 43 15 00.00 20 | LOW PRESSURE COMPRESSED AIR PIPING (NON-BREATHING AIR TYPE) | 04/06 | AMERICAN SOCIETY OF MECHANICAL ENGINEERS | ASME | ASME B40.100 | Pressure Gauges and Gauge Attachments | 2022
17662 | 43 15 00.00 20 | LOW PRESSURE COMPRESSED AIR PIPING (NON-BREATHING AIR TYPE) | 04/06 | AMERICAN SOCIETY OF MECHANICAL ENGINEERS | ASME | ASME B46.1 | Surface Texture, Surface Roughness, Waviness and Lay | 2020
17663 | 43 15 00.00 20 | LOW PRESSURE COMPRESSED AIR PIPING (NON-BREATHING AIR TYPE) | 04/06 | AMERICAN SOCIETY OF MECHANICAL ENGINEERS | ASME | ASME BPVC SEC IX | BPVC Section IX-Welding, Brazing and Fusing Qualifications | 2017; Errata 2018
17664 | 43 15 00.00 20 | LOW PRESSURE COMPRESSED AIR PIPING (NON-BREATHING AIR TYPE) | 04/06 | AMERICAN SOCIETY OF MECHANICAL ENGINEERS | ASME | ASME BPVC SEC VIII D1 | BPVC Section VIII-Rules for Construction of Pressure Vessels Division 1 | 2019
17665 | 43 15 00.00 20 | LOW PRESSURE COMPRESSED AIR PIPING (NON-BREATHING AIR TYPE) | 04/06 | AMERICAN WELDING SOCIETY | AWS | AWS D1.1/D1.1M | Structural Welding Code - Steel | 2020; Errata 1 2021
17666 | 43 15 00.00 20 | LOW PRESSURE COMPRESSED AIR PIPING (NON-BREATHING AIR TYPE) | 04/06 | AMERICAN WELDING SOCIETY | AWS | AWS Z49.1 | Safety in Welding and Cutting and Allied Processes | 2021
17667 | 43 15 00.00 20 | LOW PRESSURE COMPRESSED AIR PIPING (NON-BREATHING AIR TYPE) | 04/06 | ASTM INTERNATIONAL | ASTM | ASTM A53/A53M | Standard Specification for Pipe, Steel, Black and Hot-Dipped, Zinc-Coated, Welded and Seamless | 2024
17668 | 43 15 00.00 20 | LOW PRESSURE COMPRESSED AIR PIPING (NON-BREATHING AIR TYPE) | 04/06 | ASTM INTERNATIONAL | ASTM | ASTM A193/A193M | Standard Specification for Alloy-Steel and Stainless Steel Bolting Materials for High-Temperature Service and Other Special Purpose Applications | 2024
17669 | 43 15 00.00 20 | LOW PRESSURE COMPRESSED AIR PIPING (NON-BREATHING AIR TYPE) | 04/06 | ASTM INTERNATIONAL | ASTM | ASTM A194/A194M | Standard Specification for Carbon Steel, Alloy Steel, and Stainless Steel Nuts for Bolts for High-Pressure or High-Temperature Service, or Both | 2024
17670 | 43 15 00.00 20 | LOW PRESSURE COMPRESSED AIR PIPING (NON-BREATHING AIR TYPE) | 04/06 | ASTM INTERNATIONAL | ASTM | ASTM B88 | Standard Specification for Seamless Copper Water Tube | 2022
17671 | 43 15 00.00 20 | LOW PRESSURE COMPRESSED AIR PIPING (NON-BREATHING AIR TYPE) | 04/06 | ASTM INTERNATIONAL | ASTM | ASTM B88M | Standard Specification for Seamless Copper Water Tube (Metric) | 2020
17672 | 43 15 00.00 20 | LOW PRESSURE COMPRESSED AIR PIPING (NON-BREATHING AIR TYPE) | 04/06 | ASTM INTERNATIONAL | ASTM | ASTM D1330 | Rubber Sheet Gaskets | 2004; R 2010
17673 | 43 15 00.00 20 | LOW PRESSURE COMPRESSED AIR PIPING (NON-BREATHING AIR TYPE) | 04/06 | MANUFACTURERS STANDARDIZATION SOCIETY OF THE VALVE AND FITTINGS INDUSTRY | MSS | MSS SP-58 | Pipe Hangers and Supports - Materials, Design and Manufacture, Selection, Application, and Installation | 2018
17674 | 43 15 00.00 20 | LOW PRESSURE COMPRESSED AIR PIPING (NON-BREATHING AIR TYPE) | 04/06 | MANUFACTURERS STANDARDIZATION SOCIETY OF THE VALVE AND FITTINGS INDUSTRY | MSS | MSS SP-80 | Bronze Gate, Globe, Angle and Check Valves | 2019
17675 | 43 15 00.00 20 | LOW PRESSURE COMPRESSED AIR PIPING (NON-BREATHING AIR TYPE) | 04/06 | NATIONAL ELECTRICAL MANUFACTURERS ASSOCIATION | NEMA | NEMA ICS 2 | Industrial Control and Systems Controllers, Contactors, and Overload Relays Rated 600 V | 2000; R 2020
17676 | 43 15 00.00 20 | LOW PRESSURE COMPRESSED AIR PIPING (NON-BREATHING AIR TYPE) | 04/06 | NATIONAL ELECTRICAL MANUFACTURERS ASSOCIATION | NEMA | NEMA ICS 6 | Industrial Control and Systems: Enclosures | 1993; R 2016
17677 | 43 15 00.00 20 | LOW PRESSURE COMPRESSED AIR PIPING (NON-BREATHING AIR TYPE) | 04/06 | NATIONAL ELECTRICAL MANUFACTURERS ASSOCIATION | NEMA | NEMA MG 1 | Motors and Generators | 2021
17678 | 43 15 00.00 20 | LOW PRESSURE COMPRESSED AIR PIPING (NON-BREATHING AIR TYPE) | 04/06 | NATIONAL FLUID POWER ASSOCIATION | NFLPA | ANSI/NFLPA T3.12.3 | Pneumatic Fluid Power - Pressure Regulator - Industrial Type | 1992; Rev 2
17679 | 43 15 00.00 20 | LOW PRESSURE COMPRESSED AIR PIPING (NON-BREATHING AIR TYPE) | 04/06 | PLUMBING AND MECHANICAL CONTRACTORS ASSOCIATION | PMCA | PPIC Seismic Restraint | Guidelines for Seismic Restraints of Mechanical Systems and Plumbing Systems | 1982
17680 | 43 15 00.00 20 | LOW PRESSURE COMPRESSED AIR PIPING (NON-BREATHING AIR TYPE) | 04/06 | SHEET METAL AND AIR CONDITIONING CONTRACTORS' NATIONAL ASSOCIATION | SMACNA | SMACNA 1981 | Seismic Restraint Manual Guidelines for Mechanical Systems, 3rd Edition | 2008
17681 | 43 15 00.00 20 | LOW PRESSURE COMPRESSED AIR PIPING (NON-BREATHING AIR TYPE) | 04/06 | SOCIETY FOR PROTECTIVE COATINGS | SSPC | SSPC SP 10/NACE No. 2 | Near-White Blast Cleaning | 2015
17682 | 43 15 00.00 20 | LOW PRESSURE COMPRESSED AIR PIPING (NON-BREATHING AIR TYPE) | 04/06 | SOCIETY OF AUTOMOTIVE ENGINEERS INTERNATIONAL | SAE | SAE J513 | Refrigeration Tube Fittings - General Specifications | 1999; R 2019
17683 | 43 15 00.00 20 | LOW PRESSURE COMPRESSED AIR PIPING (NON-BREATHING AIR TYPE) | 04/06 | U.S. GENERAL SERVICES ADMINISTRATION | GSA | CID A-A-1689 | Tape, Pressure-Sensitive Adhesive, (Plastic Film) | Rev B
17684 | 43 15 00.00 20 | LOW PRESSURE COMPRESSED AIR PIPING (NON-BREATHING AIR TYPE) | 04/06 | U.S. GENERAL SERVICES ADMINISTRATION | GSA | CID A-A-58092 | Tape, Antiseize, Polytetrafluoroethylene | Basic; Notice 1; Notice 2
17685 | 43 15 00.00 20 | LOW PRESSURE COMPRESSED AIR PIPING (NON-BREATHING AIR TYPE) | 04/06 | U.S. GENERAL SERVICES ADMINISTRATION | GSA | CID A-A-59617 | Unions, Brass or Bronze, Threaded Pipe Connections and Solder-Joint Tube Connections | Basic, Notice 1
17686 | 43 15 00.00 20 | LOW PRESSURE COMPRESSED AIR PIPING (NON-BREATHING AIR TYPE) | 04/06 | U.S. GENERAL SERVICES ADMINISTRATION | GSA | CID A-A-60001 | Traps, Steam | Rev A
17687 | 43 15 00.00 20 | LOW PRESSURE COMPRESSED AIR PIPING (NON-BREATHING AIR TYPE) | 04/06 | U.S. GENERAL SERVICES ADMINISTRATION | GSA | FS F-F-351 | Filters and Filter Elements, Fluid Pressure: Lubricating Oil, Bypass and Full Flow | 2019; Rev G
17688 | 43 15 00.00 20 | LOW PRESSURE COMPRESSED AIR PIPING (NON-BREATHING AIR TYPE) | 04/06 | U.S. GENERAL SERVICES ADMINISTRATION | GSA | FS QQ-B-654 | Brazing Alloys, Silver | Rev A; Notice 1; Notice 2
17689 | 43 15 00.00 20 | LOW PRESSURE COMPRESSED AIR PIPING (NON-BREATHING AIR TYPE) | 04/06 | U.S. GENERAL SERVICES ADMINISTRATION | GSA | FS WW-S-2739 | Strainers, Sediment: Pipeline, Water, Air, Gas, Oil, or Steam | Basic; Notice 1; Notice 2
17690 | 43 15 00.00 20 | LOW PRESSURE COMPRESSED AIR PIPING (NON-BREATHING AIR TYPE) | 04/06 | U.S. GENERAL SERVICES ADMINISTRATION | GSA | FS XX-C-2816 | Compressor, Air, Reciprocating or Rotary, Electric Motor Driven, Stationary, 10 HP and Larger | Rev A
17691 | 43 15 00.00 20 | LOW PRESSURE COMPRESSED AIR PIPING (NON-BREATHING AIR TYPE) | 04/06 | U.S. NATIONAL ARCHIVES AND RECORDS ADMINISTRATION | NARA | 29 CFR 1910.219 | Mechanical Power Transmission Apparatus
17692 | 43 21 29 | FLOW MEASURING EQUIPMENT [POTABLE WATER] [SEWAGE TREATMENT PLANT] | 04/06 | AMERICAN SOCIETY OF MECHANICAL ENGINEERS | ASME | ASME B16.1 | Gray Iron Pipe Flanges and Flanged Fittings Classes 25, 125, and 250 | 2020
17693 | 43 21 29 | FLOW MEASURING EQUIPMENT [POTABLE WATER] [SEWAGE TREATMENT PLANT] | 04/06 | AMERICAN SOCIETY OF MECHANICAL ENGINEERS | ASME | ASME PTC 19.5 | Flow Measurement | 2022
17694 | 43 21 29 | FLOW MEASURING EQUIPMENT [POTABLE WATER] [SEWAGE TREATMENT PLANT] | 04/06 | AMERICAN WATER WORKS ASSOCIATION | AWWA | AWWA C700 | Cold-Water Meters - Displacement Type, Metal Alloy Main Case | 2020
17695 | 43 21 29 | FLOW MEASURING EQUIPMENT [POTABLE WATER] [SEWAGE TREATMENT PLANT] | 04/06 | AMERICAN WATER WORKS ASSOCIATION | AWWA | AWWA C704 | Propeller-Type Meters for Waterworks Applications | 2019
17696 | 43 21 29 | FLOW MEASURING EQUIPMENT [POTABLE WATER] [SEWAGE TREATMENT PLANT] | 04/06 | ASTM INTERNATIONAL | ASTM | ASTM A126 | Standard Specification for Gray Iron Castings for Valves, Flanges, and Pipe Fittings | 2004; R 2023
17697 | 43 21 29 | FLOW MEASURING EQUIPMENT [POTABLE WATER] [SEWAGE TREATMENT PLANT] | 04/06 | ASTM INTERNATIONAL | ASTM | ASTM B61 | Standard Specification for Steam or Valve Bronze Castings | 2015; R 2021
17698 | 43 21 29 | FLOW MEASURING EQUIPMENT [POTABLE WATER] [SEWAGE TREATMENT PLANT] | 04/06 | U.S. DEPARTMENT OF DEFENSE | DOD | MIL-DTL-24441 | Paint, Epoxy-Polyamide, General Specification for | 2009; Rev D; Notice 1 2021
17699 | 43 31 13.13 10 | ACTIVATED CARBON-GAS AND LIQUID PURIFICATION FILTERS | 08/18 | AMERICAN SOCIETY OF MECHANICAL ENGINEERS | ASME | ASME B1.1 | Unified Inch Screw Threads (UN, UNR, and UNJ Thread Form) | 2024
17700 | 43 31 13.13 10 | ACTIVATED CARBON-GAS AND LIQUID PURIFICATION FILTERS | 08/18 | AMERICAN SOCIETY OF MECHANICAL ENGINEERS | ASME | ASME B40.100 | Pressure Gauges and Gauge Attachments | 2022
17701 | 43 31 13.13 10 | ACTIVATED CARBON-GAS AND LIQUID PURIFICATION FILTERS | 08/18 | AMERICAN SOCIETY OF MECHANICAL ENGINEERS | ASME | ASME BPVC SEC VIII D1 | BPVC Section VIII-Rules for Construction of Pressure Vessels Division 1 | 2019
17702 | 43 31 13.13 10 | ACTIVATED CARBON-GAS AND LIQUID PURIFICATION FILTERS | 08/18 | AMERICAN WATER WORKS ASSOCIATION | AWWA | AWWA 10084 | Standard Methods for the Examination of Water and Wastewater | 2017
17703 | 43 31 13.13 10 | ACTIVATED CARBON-GAS AND LIQUID PURIFICATION FILTERS | 08/18 | AMERICAN WATER WORKS ASSOCIATION | AWWA | AWWA B600 | Powdered Activated Carbon | 2016
17704 | 43 31 13.13 10 | ACTIVATED CARBON-GAS AND LIQUID PURIFICATION FILTERS | 08/18 | AMERICAN WATER WORKS ASSOCIATION | AWWA | AWWA B604 | Granular Activated Carbon | 2018
17705 | 43 31 13.13 10 | ACTIVATED CARBON-GAS AND LIQUID PURIFICATION FILTERS | 08/18 | AMERICAN WATER WORKS ASSOCIATION | AWWA | AWWA B605 | Reactivation of Granular Activated Carbon | 2018
17706 | 43 31 13.13 10 | ACTIVATED CARBON-GAS AND LIQUID PURIFICATION FILTERS | 08/18 | AMERICAN WATER WORKS ASSOCIATION | AWWA | AWWA C504 | Standard for Rubber-Seated Butterfly Valves | 2023
17707 | 43 31 13.13 10 | ACTIVATED CARBON-GAS AND LIQUID PURIFICATION FILTERS | 08/18 | AMERICAN WATER WORKS ASSOCIATION | AWWA | AWWA C509 | Resilient-Seated Gate Valves for Water Supply Service | 2023
17708 | 43 31 13.13 10 | ACTIVATED CARBON-GAS AND LIQUID PURIFICATION FILTERS | 08/18 | AMERICAN WATER WORKS ASSOCIATION | AWWA | AWWA C700 | Cold-Water Meters - Displacement Type, Metal Alloy Main Case | 2020
17709 | 43 31 13.13 10 | ACTIVATED CARBON-GAS AND LIQUID PURIFICATION FILTERS | 08/18 | AMERICAN WATER WORKS ASSOCIATION | AWWA | AWWA C701 | Cold-Water Meters - Turbine Type for Customer Service | 2019
17710 | 43 31 13.13 10 | ACTIVATED CARBON-GAS AND LIQUID PURIFICATION FILTERS | 08/18 | AMERICAN WATER WORKS ASSOCIATION | AWWA | AWWA D100 | Welded Steel Tanks for Water Storage | 2021
17711 | 43 31 13.13 10 | ACTIVATED CARBON-GAS AND LIQUID PURIFICATION FILTERS | 08/18 | AMERICAN WATER WORKS ASSOCIATION | AWWA | AWWA D102 | Coating Steel Water-Storage Tanks | 2021
17712 | 43 31 13.13 10 | ACTIVATED CARBON-GAS AND LIQUID PURIFICATION FILTERS | 08/18 | AMERICAN WATER WORKS ASSOCIATION | AWWA | AWWA D120 | Thermosetting Fiberglass-Reinforced Plastic Tanks | 2019
17713 | 43 31 13.13 10 | ACTIVATED CARBON-GAS AND LIQUID PURIFICATION FILTERS | 08/18 | ASTM INTERNATIONAL | ASTM | ASTM A123/A123M | Standard Specification for Zinc (Hot-Dip Galvanized) Coatings on Iron and Steel Products | 2017
17714 | 43 31 13.13 10 | ACTIVATED CARBON-GAS AND LIQUID PURIFICATION FILTERS | 08/18 | ASTM INTERNATIONAL | ASTM | ASTM A153/A153M | Standard Specification for Zinc Coating (Hot-Dip) on Iron and Steel Hardware | 2023
17715 | 43 31 13.13 10 | ACTIVATED CARBON-GAS AND LIQUID PURIFICATION FILTERS | 08/18 | ASTM INTERNATIONAL | ASTM | ASTM A312/A312M | Standard Specification for Seamless, Welded, and Heavily Cold Worked Austenitic Stainless Steel Pipes | 2022a
17716 | 43 31 13.13 10 | ACTIVATED CARBON-GAS AND LIQUID PURIFICATION FILTERS | 08/18 | ASTM INTERNATIONAL | ASTM | ASTM A530/A530M | Standard Specification for General Requirements for Specialized Carbon and Alloy Steel Pipe | 2012
17717 | 43 31 13.13 10 | ACTIVATED CARBON-GAS AND LIQUID PURIFICATION FILTERS | 08/18 | ASTM INTERNATIONAL | ASTM | ASTM A666 | Standard Specification for Annealed or Cold-Worked Austenitic Stainless Steel Sheet, Strip, Plate and Flat Bar | 2023
17718 | 43 31 13.13 10 | ACTIVATED CARBON-GAS AND LIQUID PURIFICATION FILTERS | 08/18 | ASTM INTERNATIONAL | ASTM | ASTM D1785 | Standard Specification for Poly(Vinyl Chloride) (PVC), Plastic Pipe, Schedules 40, 80, and 120 | 2021
17719 | 43 31 13.13 10 | ACTIVATED CARBON-GAS AND LIQUID PURIFICATION FILTERS | 08/18 | ASTM INTERNATIONAL | ASTM | ASTM D1998 | Polyethylene Upright Storage Tanks | 2013
17720 | 43 31 13.13 10 | ACTIVATED CARBON-GAS AND LIQUID PURIFICATION FILTERS | 08/18 | ASTM INTERNATIONAL | ASTM | ASTM D2241 | Standard Specification for Poly(Vinyl Chloride) (PVC) Pressure-Rated Pipe (SDR Series) | 2020
17721 | 43 31 13.13 10 | ACTIVATED CARBON-GAS AND LIQUID PURIFICATION FILTERS | 08/18 | ASTM INTERNATIONAL | ASTM | ASTM D2652 | Activated Carbon | 2011; R 2020
17722 | 43 31 13.13 10 | ACTIVATED CARBON-GAS AND LIQUID PURIFICATION FILTERS | 08/18 | ASTM INTERNATIONAL | ASTM | ASTM D2854 | Standard Test Method for Apparent Density of Activated Carbon | 2009; R 2019
17723 | 43 31 13.13 10 | ACTIVATED CARBON-GAS AND LIQUID PURIFICATION FILTERS | 08/18 | ASTM INTERNATIONAL | ASTM | ASTM D2862 | Standard Test Method for Particle Size Distribution of Granular Activated Carbon | 2016
17724 | 43 31 13.13 10 | ACTIVATED CARBON-GAS AND LIQUID PURIFICATION FILTERS | 08/18 | ASTM INTERNATIONAL | ASTM | ASTM D3299 | Filament-Wound Glass-Fiber-Reinforced Thermoset Resin Corrosion-Resistant Tanks | 2010
17725 | 43 31 13.13 10 | ACTIVATED CARBON-GAS AND LIQUID PURIFICATION FILTERS | 08/18 | ASTM INTERNATIONAL | ASTM | ASTM D3860 | Determination of Adsorptive Capacity of Activated Carbon by Aqueous Phase Isotherm Technique | 1998; R 2020
17726 | 43 31 13.13 10 | ACTIVATED CARBON-GAS AND LIQUID PURIFICATION FILTERS | 08/18 | ASTM INTERNATIONAL | ASTM | ASTM D4607 | Determination of Iodine Number of Activated Carbon | 2014
17727 | 43 31 13.13 10 | ACTIVATED CARBON-GAS AND LIQUID PURIFICATION FILTERS | 08/18 | ASTM INTERNATIONAL | ASTM | ASTM D5158 | Determination of the Particle Size of Powdered Activated Carbon by Air Jet Sieving | 1998; R 2013
17728 | 43 31 13.13 10 | ACTIVATED CARBON-GAS AND LIQUID PURIFICATION FILTERS | 08/18 | ASTM INTERNATIONAL | ASTM | ASTM D5421 | Contact Molded "Fiberglass" (Glass-Fiber-Reinforced Thermosetting Resin) Flanges | 2015
17729 | 43 31 13.13 10 | ACTIVATED CARBON-GAS AND LIQUID PURIFICATION FILTERS | 08/18 | ASTM INTERNATIONAL | ASTM | ASTM E1067/E1067M | Standard Practice for Acoustic Emission Examination of Fiberglass Reinforced Plastic Resin (FRP) Tanks/Vessels | 2018
17730 | 43 31 13.13 10 | ACTIVATED CARBON-GAS AND LIQUID PURIFICATION FILTERS | 08/18 | ASTM INTERNATIONAL | ASTM | ASTM F593 | Standard Specification for Stainless Steel Bolts, Hex Cap Screws, and Studs | 2022
17731 | 43 31 13.13 10 | ACTIVATED CARBON-GAS AND LIQUID PURIFICATION FILTERS | 08/18 | MANUFACTURERS STANDARDIZATION SOCIETY OF THE VALVE AND FITTINGS INDUSTRY | MSS | MSS SP-70 | Gray Iron Gate Valves, Flanged and Threaded Ends | 2011
17732 | 43 31 13.13 10 | ACTIVATED CARBON-GAS AND LIQUID PURIFICATION FILTERS | 08/18 | NATIONAL ELECTRICAL MANUFACTURERS ASSOCIATION | NEMA | NEMA ICS 1 | Standard for Industrial Control and Systems: General Requirements | 2022
17733 | 43 31 13.13 10 | ACTIVATED CARBON-GAS AND LIQUID PURIFICATION FILTERS | 08/18 | NATIONAL ELECTRICAL MANUFACTURERS ASSOCIATION | NEMA | NEMA ICS 6 | Industrial Control and Systems: Enclosures | 1993; R 2016
17734 | 43 31 13.13 10 | ACTIVATED CARBON-GAS AND LIQUID PURIFICATION FILTERS | 08/18 | NATIONAL ELECTRICAL MANUFACTURERS ASSOCIATION | NEMA | NEMA MG 1 | Motors and Generators | 2021
17735 | 43 31 13.13 10 | ACTIVATED CARBON-GAS AND LIQUID PURIFICATION FILTERS | 08/18 | NATIONAL FIRE PROTECTION ASSOCIATION | NFPA | NFPA 70 | National Electrical Code | 2023
17736 | 43 31 13.13 10 | ACTIVATED CARBON-GAS AND LIQUID PURIFICATION FILTERS | 08/18 | U.S. DEPARTMENT OF DEFENSE | DOD | UFC 3-301-01 | Structural Engineering | 2023; with Change 1, 2023
17737 | 43 31 13.13 10 | ACTIVATED CARBON-GAS AND LIQUID PURIFICATION FILTERS | 08/18 | U.S. NATIONAL ARCHIVES AND RECORDS ADMINISTRATION | NARA | 29 CFR 1910 | Occupational Safety and Health Standards
17738 | 44 10 00 | AIR POLLUTION CONTROL | 11/22 | AIR MOVEMENT AND CONTROL ASSOCIATION INTERNATIONAL, INC. | AMCA | AMCA 99 | Standards Handbook | 2016
17739 | 44 10 00 | AIR POLLUTION CONTROL | 11/22 | AIR MOVEMENT AND CONTROL ASSOCIATION INTERNATIONAL, INC. | AMCA | AMCA 204 | Balance Quality and Vibration Levels for Fans | 2005; R 2012
17740 | 44 10 00 | AIR POLLUTION CONTROL | 11/22 | AIR MOVEMENT AND CONTROL ASSOCIATION INTERNATIONAL, INC. | AMCA | AMCA 210 | Laboratory Methods of Testing Fans for Aerodynamic Performance Rating | 2016
17741 | 44 10 00 | AIR POLLUTION CONTROL | 11/22 | AIR MOVEMENT AND CONTROL ASSOCIATION INTERNATIONAL, INC. | AMCA | AMCA 300 | Reverberant Room Method for Sound Testing of Fans | 2014
17742 | 44 10 00 | AIR POLLUTION CONTROL | 11/22 | AIR MOVEMENT AND CONTROL ASSOCIATION INTERNATIONAL, INC. | AMCA | AMCA 801 | Industrial Process/Power Generation Fans: Specification Guidelines | 2001; R 2008
17743 | 44 10 00 | AIR POLLUTION CONTROL | 11/22 | AMERICAN INDUSTRIAL HYGIENE ASSOCIATION | AIHA | AIHA Z9.3 | Spray Finishing Operations - Safety Code for Design, Construction and Ventilation | 2007
17744 | 44 10 00 | AIR POLLUTION CONTROL | 11/22 | AMERICAN SOCIETY OF HEATING, REFRIGERATING AND AIR-CONDITIONING ENGINEERS | ASHRAE | ASHRAE 15 & 34 | ASHRAE Standard 34-2016 Safety Standard for Refrigeration Systems/ASHRAE Standard 34-2016 Designation and Safety Classification of Refrigerants-ASHRAE Standard 34-2016 | 2013
17745 | 44 10 00 | AIR POLLUTION CONTROL | 11/22 | AMERICAN SOCIETY OF HEATING, REFRIGERATING AND AIR-CONDITIONING ENGINEERS | ASHRAE | ASHRAE 52.2 | Method of Testing General Ventilation Air-Cleaning Devices for Removal Efficiency by Particle Size | 2017
17746 | 44 10 00 | AIR POLLUTION CONTROL | 11/22 | AMERICAN SOCIETY OF HEATING, REFRIGERATING AND AIR-CONDITIONING ENGINEERS | ASHRAE | ASHRAE 90.1 - IP | Energy Standard for Buildings Except Low-Rise Residential Buildings | 2019
17747 | 44 10 00 | AIR POLLUTION CONTROL | 11/22 | AMERICAN SOCIETY OF HEATING, REFRIGERATING AND AIR-CONDITIONING ENGINEERS | ASHRAE | ASHRAE 169 | Climate Data for Building Design Standards | 2021
17748 | 44 10 00 | AIR POLLUTION CONTROL | 11/22 | AMERICAN SOCIETY OF MECHANICAL ENGINEERS | ASME | ASME B1.20.1 | Pipe Threads, General Purpose (Inch) | 2013; R 2018
17749 | 44 10 00 | AIR POLLUTION CONTROL | 11/22 | AMERICAN SOCIETY OF MECHANICAL ENGINEERS | ASME | ASME B1.20.2M | Pipe Threads, 60 Deg. General Purpose (Metric) | 2006; R 2011
17750 | 44 10 00 | AIR POLLUTION CONTROL | 11/22 | AMERICAN SOCIETY OF MECHANICAL ENGINEERS | ASME | ASME B16.1 | Gray Iron Pipe Flanges and Flanged Fittings Classes 25, 125, and 250 | 2020
17751 | 44 10 00 | AIR POLLUTION CONTROL | 11/22 | AMERICAN SOCIETY OF MECHANICAL ENGINEERS | ASME | ASME B16.3 | Malleable Iron Threaded Fittings, Classes 150 and 300 | 2021
17752 | 44 10 00 | AIR POLLUTION CONTROL | 11/22 | AMERICAN SOCIETY OF MECHANICAL ENGINEERS | ASME | ASME B16.5 | Pipe Flanges and Flanged Fittings NPS 1/2 Through NPS 24 Metric/Inch Standard | 2020
17753 | 44 10 00 | AIR POLLUTION CONTROL | 11/22 | AMERICAN SOCIETY OF MECHANICAL ENGINEERS | ASME | ASME B16.9 | Factory-Made Wrought Buttwelding Fittings | 2018
17754 | 44 10 00 | AIR POLLUTION CONTROL | 11/22 | AMERICAN SOCIETY OF MECHANICAL ENGINEERS | ASME | ASME B16.11 | Forged Fittings, Socket-Welding and Threaded | 2022
17755 | 44 10 00 | AIR POLLUTION CONTROL | 11/22 | AMERICAN SOCIETY OF MECHANICAL ENGINEERS | ASME | ASME B16.15 | Cast Copper Alloy Threaded Fittings Classes 125 and 250 | 2018
17756 | 44 10 00 | AIR POLLUTION CONTROL | 11/22 | AMERICAN SOCIETY OF MECHANICAL ENGINEERS | ASME | ASME B16.24 | Cast Copper Alloy Pipe Flanges, Flanged Fittings, and Valves Classes 150, 300, 600, 900, 1500, and 2500 | 2022
17757 | 44 10 00 | AIR POLLUTION CONTROL | 11/22 | AMERICAN SOCIETY OF MECHANICAL ENGINEERS | ASME | ASME B16.34 | Valves - Flanged, Threaded and Welding End | 2021
17758 | 44 10 00 | AIR POLLUTION CONTROL | 11/22 | AMERICAN SOCIETY OF MECHANICAL ENGINEERS | ASME | ASME B16.39 | Standard for Malleable Iron Threaded Pipe Unions; Classes 150, 250, and 300 | 2020
17759 | 44 10 00 | AIR POLLUTION CONTROL | 11/22 | AMERICAN SOCIETY OF MECHANICAL ENGINEERS | ASME | ASME B31.1 | Power Piping | 2022
17760 | 44 10 00 | AIR POLLUTION CONTROL | 11/22 | AMERICAN SOCIETY OF MECHANICAL ENGINEERS | ASME | ASME B31.3 | Process Piping | 2022; Errata 2023
17761 | 44 10 00 | AIR POLLUTION CONTROL | 11/22 | AMERICAN SOCIETY OF MECHANICAL ENGINEERS | ASME | ASME B31.5 | Refrigeration Piping and Heat Transfer Components | 2022
17762 | 44 10 00 | AIR POLLUTION CONTROL | 11/22 | AMERICAN SOCIETY OF MECHANICAL ENGINEERS | ASME | ASME B40.100 | Pressure Gauges and Gauge Attachments | 2022
17763 | 44 10 00 | AIR POLLUTION CONTROL | 11/22 | AMERICAN SOCIETY OF MECHANICAL ENGINEERS | ASME | ASME BPVC SEC IX | BPVC Section IX-Welding, Brazing and Fusing Qualifications | 2017; Errata 2018
17764 | 44 10 00 | AIR POLLUTION CONTROL | 11/22 | AMERICAN SOCIETY OF MECHANICAL ENGINEERS | ASME | ASME PTC 6 | Steam Turbines | 2004; R 2014
17765 | 44 10 00 | AIR POLLUTION CONTROL | 11/22 | AMERICAN SOCIETY OF MECHANICAL ENGINEERS | ASME | ASME PTC 19.3 TW | Thermowells Performance Test Codes | 2016
17766 | 44 10 00 | AIR POLLUTION CONTROL | 11/22 | AMERICAN SOCIETY OF MECHANICAL ENGINEERS | ASME | ASME PTC 38 | Determining the Concentration of Particulate Matter in a Gas Stream | 1980; R 1985
17767 | 44 10 00 | AIR POLLUTION CONTROL | 11/22 | AMERICAN WATER WORKS ASSOCIATION | AWWA | AWWA C700 | Cold-Water Meters - Displacement Type, Metal Alloy Main Case | 2020
17768 | 44 10 00 | AIR POLLUTION CONTROL | 11/22 | AMERICAN WELDING SOCIETY | AWS | AWS D1.1/D1.1M | Structural Welding Code - Steel | 2020; Errata 1 2021
17769 | 44 10 00 | AIR POLLUTION CONTROL | 11/22 | ASTM INTERNATIONAL | ASTM | ASTM A36/A36M | Standard Specification for Carbon Structural Steel | 2019
17770 | 44 10 00 | AIR POLLUTION CONTROL | 11/22 | ASTM INTERNATIONAL | ASTM | ASTM A48/A48M | Standard Specification for Gray Iron Castings | 2022
17771 | 44 10 00 | AIR POLLUTION CONTROL | 11/22 | ASTM INTERNATIONAL | ASTM | ASTM A53/A53M | Standard Specification for Pipe, Steel, Black and Hot-Dipped, Zinc-Coated, Welded and Seamless | 2024
17772 | 44 10 00 | AIR POLLUTION CONTROL | 11/22 | ASTM INTERNATIONAL | ASTM | ASTM A123/A123M | Standard Specification for Zinc (Hot-Dip Galvanized) Coatings on Iron and Steel Products | 2017
17773 | 44 10 00 | AIR POLLUTION CONTROL | 11/22 | ASTM INTERNATIONAL | ASTM | ASTM A240/A240M | Standard Specification for Chromium and Chromium-Nickel Stainless Steel Plate, Sheet, and Strip for Pressure Vessels and for General Applications | 2024
17774 | 44 10 00 | AIR POLLUTION CONTROL | 11/22 | ASTM INTERNATIONAL | ASTM | ASTM A302/A302M | Standard Specification for Pressure Vessel Plates, Alloy Steel, Manganese-Molybdenum and Manganese-Molybdenum-Nickel | 2017; R2022
17775 | 44 10 00 | AIR POLLUTION CONTROL | 11/22 | ASTM INTERNATIONAL | ASTM | ASTM A568/A568M | Standard Specification for Steel, Sheet, Carbon, Structural, and High-Strength, Low-Alloy, Hot-Rolled and Cold-Rolled, General Requirements for | 2019a
17776 | 44 10 00 | AIR POLLUTION CONTROL | 11/22 | ASTM INTERNATIONAL | ASTM | ASTM A653/A653M | Standard Specification for Steel Sheet, Zinc-Coated (Galvanized) or Zinc-Iron Alloy-Coated (Galvannealed) by the Hot-Dip Process | 2023
17777 | 44 10 00 | AIR POLLUTION CONTROL | 11/22 | ASTM INTERNATIONAL | ASTM | ASTM A733 | Standard Specification for Welded and Seamless Carbon Steel and Austenitic Stainless Steel Pipe Nipples | 2016; R 2022
17778 | 44 10 00 | AIR POLLUTION CONTROL | 11/22 | ASTM INTERNATIONAL | ASTM | ASTM A924/A924M | Standard Specification for General Requirements for Steel Sheet, Metallic-Coated by the Hot-Dip Process | 2022a
17779 | 44 10 00 | AIR POLLUTION CONTROL | 11/22 | ASTM INTERNATIONAL | ASTM | ASTM B42 | Standard Specification for Seamless Copper Pipe, Standard Sizes | 2020
17780 | 44 10 00 | AIR POLLUTION CONTROL | 11/22 | ASTM INTERNATIONAL | ASTM | ASTM B68/B68M | Standard Specification for Seamless Copper Tube, Bright Annealed (Metric) | 2011
17781 | 44 10 00 | AIR POLLUTION CONTROL | 11/22 | ASTM INTERNATIONAL | ASTM | ASTM B88 | Standard Specification for Seamless Copper Water Tube | 2022
17782 | 44 10 00 | AIR POLLUTION CONTROL | 11/22 | ASTM INTERNATIONAL | ASTM | ASTM B88M | Standard Specification for Seamless Copper Water Tube (Metric) | 2020
17783 | 44 10 00 | AIR POLLUTION CONTROL | 11/22 | ASTM INTERNATIONAL | ASTM | ASTM B280 | Standard Specification for Seamless Copper Tube for Air Conditioning and Refrigeration Field Service | 2023
17784 | 44 10 00 | AIR POLLUTION CONTROL | 11/22 | ASTM INTERNATIONAL | ASTM | ASTM D2854 | Standard Test Method for Apparent Density of Activated Carbon | 2009; R 2019
17785 | 44 10 00 | AIR POLLUTION CONTROL | 11/22 | ASTM INTERNATIONAL | ASTM | ASTM D2862 | Standard Test Method for Particle Size Distribution of Granular Activated Carbon | 2016
17786 | 44 10 00 | AIR POLLUTION CONTROL | 11/22 | ASTM INTERNATIONAL | ASTM | ASTM D3350 | Polyethylene Plastics Pipe and Fittings Materials | 2021
17787 | 44 10 00 | AIR POLLUTION CONTROL | 11/22 | ASTM INTERNATIONAL | ASTM | ASTM D6216 | Standard Practice for Opacity Monitor Manufactures to Certify Conformance with Design and Performance Specifications | 2020
17788 | 44 10 00 | AIR POLLUTION CONTROL | 11/22 | ASTM INTERNATIONAL | ASTM | ASTM D7036 | Standard Practice for Competence of Air Emission Testing Bodies | 2016
17789 | 44 10 00 | AIR POLLUTION CONTROL | 11/22 | ASTM INTERNATIONAL | ASTM | ASTM F1139 | Steam Traps and Drains | 1988; R 2019
17790 | 44 10 00 | AIR POLLUTION CONTROL | 11/22 | HYDRAULIC INSTITUTE | HI | HI ANSI/HI 3.1-3.5 | Rotary Pumps | 2021
17791 | 44 10 00 | AIR POLLUTION CONTROL | 11/22 | INSTITUTE OF CLEAN AIR COMPANIES | ICAC | ICAC EP-1 | Terminology for Electrostatic Precipitators | 2000
17792 | 44 10 00 | AIR POLLUTION CONTROL | 11/22 | INSTITUTE OF CLEAN AIR COMPANIES | ICAC | ICAC EP-7 | Electrostatic Precipitator Gas Flow Model Studies | 2004
17793 | 44 10 00 | AIR POLLUTION CONTROL | 11/22 | INSTITUTE OF CLEAN AIR COMPANIES | ICAC | ICAC EP-8 | Structural Design Criteria for Electrostatic Precipitator Casings | 1993
17794 | 44 10 00 | AIR POLLUTION CONTROL | 11/22 | INSTITUTE OF CLEAN AIR COMPANIES | ICAC | ICAC F-3 | Operation and Maintenance of Fabric Filters | 2002
17795 | 44 10 00 | AIR POLLUTION CONTROL | 11/22 | INSTITUTE OF CLEAN AIR COMPANIES | ICAC | ICAC F-5 | Types of Fabric Filters | 1991
17796 | 44 10 00 | AIR POLLUTION CONTROL | 11/22 | INSTITUTE OF CLEAN AIR COMPANIES | ICAC | ICAC G-1 | Gaseous Emissions Equipment: Product Definitions and Illustrations | 1968; R 1972
17797 | 44 10 00 | AIR POLLUTION CONTROL | 11/22 | MANUFACTURERS STANDARDIZATION SOCIETY OF THE VALVE AND FITTINGS INDUSTRY | MSS | MSS SP-25 | Standard Marking System for Valves, Fittings, Flanges and Unions | 2018
17798 | 44 10 00 | AIR POLLUTION CONTROL | 11/22 | MANUFACTURERS STANDARDIZATION SOCIETY OF THE VALVE AND FITTINGS INDUSTRY | MSS | MSS SP-72 | Ball Valves with Flanged or Butt-Welding Ends for General Service | 2010a
17799 | 44 10 00 | AIR POLLUTION CONTROL | 11/22 | MANUFACTURERS STANDARDIZATION SOCIETY OF THE VALVE AND FITTINGS INDUSTRY | MSS | MSS SP-80 | Bronze Gate, Globe, Angle and Check Valves | 2019
17800 | 44 10 00 | AIR POLLUTION CONTROL | 11/22 | MANUFACTURERS STANDARDIZATION SOCIETY OF THE VALVE AND FITTINGS INDUSTRY | MSS | MSS SP-110 | Ball Valves Threaded, Socket-Welding, Solder Joint, Grooved and Flared Ends | 2010
17801 | 44 10 00 | AIR POLLUTION CONTROL | 11/22 | NATIONAL ELECTRICAL MANUFACTURERS ASSOCIATION | NEMA | NEMA ICS 1 | Standard for Industrial Control and Systems: General Requirements | 2022
17802 | 44 10 00 | AIR POLLUTION CONTROL | 11/22 | NATIONAL ELECTRICAL MANUFACTURERS ASSOCIATION | NEMA | NEMA ICS 6 | Industrial Control and Systems: Enclosures | 1993; R 2016
17803 | 44 10 00 | AIR POLLUTION CONTROL | 11/22 | NATIONAL ELECTRICAL MANUFACTURERS ASSOCIATION | NEMA | NEMA MG 1 | Motors and Generators | 2021
17804 | 44 10 00 | AIR POLLUTION CONTROL | 11/22 | NATIONAL FIRE PROTECTION ASSOCIATION | NFPA | NFPA 70 | National Electrical Code | 2023
17805 | 44 10 00 | AIR POLLUTION CONTROL | 11/22 | NATIONAL FIRE PROTECTION ASSOCIATION | NFPA | NFPA 91 | Standard for Exhaust Systems for Air Conveying of Vapors, Gases, Mists and Noncombustible Particulate Solids | 2020
17806 | 44 10 00 | AIR POLLUTION CONTROL | 11/22 | NATIONAL FIRE PROTECTION ASSOCIATION | NFPA | NFPA 496 | Standard for Purged and Pressurized Enclosures for Electrical Equipment | 2024
17807 | 44 10 00 | AIR POLLUTION CONTROL | 11/22 | SOCIETY FOR PROTECTIVE COATINGS | SSPC | SSPC SP 6/NACE No.3 | Commercial Blast Cleaning | 2007
17808 | 44 10 00 | AIR POLLUTION CONTROL | 11/22 | SOCIETY FOR PROTECTIVE COATINGS | SSPC | SSPC SSPM | SSPC Painting Manual, Volume 2, Systems and Specifications | 2010
17809 | 44 10 00 | AIR POLLUTION CONTROL | 11/22 | U.S. DEPARTMENT OF DEFENSE | DOD | UFC 3-301-01 | Structural Engineering | 2023; with Change 1, 2023
17810 | 44 10 00 | AIR POLLUTION CONTROL | 11/22 | U.S. GENERAL SERVICES ADMINISTRATION | GSA | FS TT-P-28 | Paint, Aluminum, Heat Resisting (1200 Degrees F.) | Rev H
17811 | 44 10 00 | AIR POLLUTION CONTROL | 11/22 | U.S. NATIONAL ARCHIVES AND RECORDS ADMINISTRATION | NARA | 29 CFR 1910 | Occupational Safety and Health Standards
17812 | 44 10 00 | AIR POLLUTION CONTROL | 11/22 | U.S. NATIONAL ARCHIVES AND RECORDS ADMINISTRATION | NARA | 29 CFR 1910-SUBPART D | Walking - Working Surfaces
17813 | 44 10 00 | AIR POLLUTION CONTROL | 11/22 | U.S. NATIONAL ARCHIVES AND RECORDS ADMINISTRATION | NARA | 29 CFR 1910.28 | Duty to Have Fall Protection and Falling Object Protection | Nov 2016
17814 | 44 10 00 | AIR POLLUTION CONTROL | 11/22 | U.S. NATIONAL ARCHIVES AND RECORDS ADMINISTRATION | NARA | 40 CFR 50 | National Primary and Secondary Ambient Air Quality Standards
17815 | 44 10 00 | AIR POLLUTION CONTROL | 11/22 | U.S. NATIONAL ARCHIVES AND RECORDS ADMINISTRATION | NARA | 40 CFR 60 | Standards of Performance for New Stationary Sources
17816 | 44 10 00 | AIR POLLUTION CONTROL | 11/22 | UNDERWRITERS LABORATORIES | UL | UL 5 | UL Standard for Safety Surface Metal Raceways and Fittings | 2016; Reprint Jul 2022
17817 | 44 10 00 | AIR POLLUTION CONTROL | 11/22 | UNDERWRITERS LABORATORIES | UL | UL 674 | UL Standard for Safety Electric Motors and Generators for Use in Hazardous (Classified) Locations | 2022
17818 | 44 10 00 | AIR POLLUTION CONTROL | 11/22 | UNDERWRITERS LABORATORIES | UL | UL 823 | UL Standard for Safety Electric Heaters for Use in Hazardous (Classified) Locations | 2006; Reprint Jan 2021
17819 | 44 10 00 | AIR POLLUTION CONTROL | 11/22 | UNDERWRITERS LABORATORIES | UL | UL 900 | UL Standard for SafetyStandard for Air Filter Units | 2015; Reprint Aug 2022
17820 | 44 10 00 | AIR POLLUTION CONTROL | 11/22 | UNDERWRITERS LABORATORIES | UL | UL 1203 | UL Standard for Safety Explosion-Proof and Dust-Ignition-Proof Electrical Equipment for Use in Hazardous (Classified) Locations | 2023; Reprint May 2024
17821 | 44 13 10.13 | VAPOR PHASE ACTIVATED CARBON ADSORPTION UNITS | 05/20 | AMERICAN SOCIETY OF HEATING, REFRIGERATING AND AIR-CONDITIONING ENGINEERS | ASHRAE | ASHRAE FUN IP | Fundamentals Handbook, I-P Edition | 2021
17822 | 44 13 10.13 | VAPOR PHASE ACTIVATED CARBON ADSORPTION UNITS | 05/20 | AMERICAN SOCIETY OF HEATING, REFRIGERATING AND AIR-CONDITIONING ENGINEERS | ASHRAE | ASHRAE FUN SI | Fundamentals Handbook, SI Edition | 2021
17823 | 44 13 10.13 | VAPOR PHASE ACTIVATED CARBON ADSORPTION UNITS | 05/20 | AMERICAN SOCIETY OF MECHANICAL ENGINEERS | ASME | ASME B40.100 | Pressure Gauges and Gauge Attachments | 2022
17824 | 44 13 10.13 | VAPOR PHASE ACTIVATED CARBON ADSORPTION UNITS | 05/20 | ASTM INTERNATIONAL | ASTM | ASTM D2652 | Activated Carbon | 2011; R 2020
17825 | 44 13 10.13 | VAPOR PHASE ACTIVATED CARBON ADSORPTION UNITS | 05/20 | ASTM INTERNATIONAL | ASTM | ASTM D2854 | Standard Test Method for Apparent Density of Activated Carbon | 2009; R 2019
17826 | 44 13 10.13 | VAPOR PHASE ACTIVATED CARBON ADSORPTION UNITS | 05/20 | ASTM INTERNATIONAL | ASTM | ASTM D2862 | Standard Test Method for Particle Size Distribution of Granular Activated Carbon | 2016
17827 | 44 13 10.13 | VAPOR PHASE ACTIVATED CARBON ADSORPTION UNITS | 05/20 | ASTM INTERNATIONAL | ASTM | ASTM D2866 | Total Ash Content of Activated Carbon | 2011
17828 | 44 13 10.13 | VAPOR PHASE ACTIVATED CARBON ADSORPTION UNITS | 05/20 | ASTM INTERNATIONAL | ASTM | ASTM D2867 | Moisture in Activated Carbon | 2009; R 2014
17829 | 44 13 10.13 | VAPOR PHASE ACTIVATED CARBON ADSORPTION UNITS | 05/20 | ASTM INTERNATIONAL | ASTM | ASTM D3802 | Standard Test Method for Ball-Pan Hardness of Activated Carbon | 2016
17830 | 44 13 10.13 | VAPOR PHASE ACTIVATED CARBON ADSORPTION UNITS | 05/20 | ASTM INTERNATIONAL | ASTM | ASTM D4607 | Determination of Iodine Number of Activated Carbon | 2014
17831 | 44 13 10.13 | VAPOR PHASE ACTIVATED CARBON ADSORPTION UNITS | 05/20 | ASTM INTERNATIONAL | ASTM | ASTM D5228 | Standard Test Method for Determination of the Butane Working Capacity of Activated Carbon | 2016
17832 | 44 13 10.13 | VAPOR PHASE ACTIVATED CARBON ADSORPTION UNITS | 05/20 | SHEET METAL AND AIR CONDITIONING CONTRACTORS' NATIONAL ASSOCIATION | SMACNA | SMACNA 1780 | HVAC Systems - Testing, Adjusting and Balancing, 3rd Edition | 2023
17833 | 44 13 10.13 | VAPOR PHASE ACTIVATED CARBON ADSORPTION UNITS | 05/20 | U.S. DEPARTMENT OF DEFENSE | DOD | UFC 3-301-01 | Structural Engineering | 2023; with Change 1, 2023
17834 | 44 13 51 | THERMAL OXIDATION EQUIPMENT | 05/20 | AMERICAN GAS ASSOCIATION | AGA | AGA ANSI B109.1 | Diaphragm Type Gas Displacement Meters (Under 500 cubic ft./hour Capacity) | 2000
17835 | 44 13 51 | THERMAL OXIDATION EQUIPMENT | 05/20 | AMERICAN GAS ASSOCIATION | AGA | AGA ANSI B109.2 | Diaphragm Type Gas Displacement Meters (500 cubic ft./hour Capacity and Over) | 2000
17836 | 44 13 51 | THERMAL OXIDATION EQUIPMENT | 05/20 | AMERICAN GAS ASSOCIATION | AGA | AGA ANSI B109.3 | Rotary-Type Gas Displacement Meters | 2019
17837 | 44 13 51 | THERMAL OXIDATION EQUIPMENT | 05/20 | AMERICAN GAS ASSOCIATION | AGA | AGA Report No 3 | Orifice Metering of Natural Gas And Other Related Hydrocarbon Fluids; PART 2: Specification and Installation Requirements | 2016; 5th Ed
17838 | 44 13 51 | THERMAL OXIDATION EQUIPMENT | 05/20 | AMERICAN NATIONAL STANDARDS INSTITUTE | ANSI | ANSI Z21.15/CSA 9.1 | Manually Operated Gas Valves for Appliances, Appliance Connector Valves and Hose End Valves | 2021
17839 | 44 13 51 | THERMAL OXIDATION EQUIPMENT | 05/20 | AMERICAN PETROLEUM INSTITUTE | API | API Spec 6D | Specification for Pipeline and Piping Valves | June 2018, 4th Ed; Errata 1 July 2018; Errata 2 August 2018
17840 | 44 13 51 | THERMAL OXIDATION EQUIPMENT | 05/20 | AMERICAN SOCIETY OF CIVIL ENGINEERS | ASCE | ASCE 25-16 | Earthquake-Activated Automatic Gas Shutoff Devices | 2016
17841 | 44 13 51 | THERMAL OXIDATION EQUIPMENT | 05/20 | AMERICAN SOCIETY OF MECHANICAL ENGINEERS | ASME | ASME B1.1 | Unified Inch Screw Threads (UN, UNR, and UNJ Thread Form) | 2024
17842 | 44 13 51 | THERMAL OXIDATION EQUIPMENT | 05/20 | AMERICAN SOCIETY OF MECHANICAL ENGINEERS | ASME | ASME B16.33 | Manually Operated Metallic Gas Valves for Use in Gas Piping Systems Up to 175 psi, (Sizes NPS 1/2 Through NPS 2) | 2024
17843 | 44 13 51 | THERMAL OXIDATION EQUIPMENT | 05/20 | AMERICAN SOCIETY OF MECHANICAL ENGINEERS | ASME | ASME B40.100 | Pressure Gauges and Gauge Attachments | 2022
17844 | 44 13 51 | THERMAL OXIDATION EQUIPMENT | 05/20 | AMERICAN SOCIETY OF MECHANICAL ENGINEERS | ASME | ASME BPVC SEC IX | BPVC Section IX-Welding, Brazing and Fusing Qualifications | 2017; Errata 2018
17845 | 44 13 51 | THERMAL OXIDATION EQUIPMENT | 05/20 | AMERICAN SOCIETY OF MECHANICAL ENGINEERS | ASME | ASME PTC 19.3 TW | Thermowells Performance Test Codes | 2016
17846 | 44 13 51 | THERMAL OXIDATION EQUIPMENT | 05/20 | AMERICAN WATER WORKS ASSOCIATION | AWWA | AWWA 10084 | Standard Methods for the Examination of Water and Wastewater | 2017
17847 | 44 13 51 | THERMAL OXIDATION EQUIPMENT | 05/20 | AMERICAN WELDING SOCIETY | AWS | AWS B2.1/B2.1M | Specification for Welding Procedure and Performance Qualification | 2021
17848 | 44 13 51 | THERMAL OXIDATION EQUIPMENT | 05/20 | AMERICAN WELDING SOCIETY | AWS | AWS D1.1/D1.1M | Structural Welding Code - Steel | 2020; Errata 1 2021
17849 | 44 13 51 | THERMAL OXIDATION EQUIPMENT | 05/20 | ASTM INTERNATIONAL | ASTM | ASTM A123/A123M | Standard Specification for Zinc (Hot-Dip Galvanized) Coatings on Iron and Steel Products | 2017
17850 | 44 13 51 | THERMAL OXIDATION EQUIPMENT | 05/20 | ASTM INTERNATIONAL | ASTM | ASTM A153/A153M | Standard Specification for Zinc Coating (Hot-Dip) on Iron and Steel Hardware | 2023
17851 | 44 13 51 | THERMAL OXIDATION EQUIPMENT | 05/20 | ASTM INTERNATIONAL | ASTM | ASTM E230/E230M | Standard Specification and Temperature-Electromotive Force (emf) Tables for Standardized Thermocouples | 2012
17852 | 44 13 51 | THERMAL OXIDATION EQUIPMENT | 05/20 | FM GLOBAL | FM | FM APP GUIDE | Approval Guide https://www.approvalguide.com/ | updated on-line
17853 | 44 13 51 | THERMAL OXIDATION EQUIPMENT | 05/20 | MANUFACTURERS STANDARDIZATION SOCIETY OF THE VALVE AND FITTINGS INDUSTRY | MSS | MSS SP-25 | Standard Marking System for Valves, Fittings, Flanges and Unions | 2018
17854 | 44 13 51 | THERMAL OXIDATION EQUIPMENT | 05/20 | NATIONAL ELECTRICAL MANUFACTURERS ASSOCIATION | NEMA | NEMA ICS 1 | Standard for Industrial Control and Systems: General Requirements | 2022
17855 | 44 13 51 | THERMAL OXIDATION EQUIPMENT | 05/20 | NATIONAL ELECTRICAL MANUFACTURERS ASSOCIATION | NEMA | NEMA ICS 6 | Industrial Control and Systems: Enclosures | 1993; R 2016
17856 | 44 13 51 | THERMAL OXIDATION EQUIPMENT | 05/20 | NATIONAL ELECTRICAL MANUFACTURERS ASSOCIATION | NEMA | NEMA MG 1 | Motors and Generators | 2021
17857 | 44 13 51 | THERMAL OXIDATION EQUIPMENT | 05/20 | NATIONAL FIRE PROTECTION ASSOCIATION | NFPA | NFPA 30 | Flammable and Combustible Liquids Code | 2024
17858 | 44 13 51 | THERMAL OXIDATION EQUIPMENT | 05/20 | NATIONAL FIRE PROTECTION ASSOCIATION | NFPA | NFPA 31 | Standard for the Installation of Oil-Burning Equipment | 2024; TIA 23-1
17859 | 44 13 51 | THERMAL OXIDATION EQUIPMENT | 05/20 | NATIONAL FIRE PROTECTION ASSOCIATION | NFPA | NFPA 54 | National Fuel Gas Code | 2024
17860 | 44 13 51 | THERMAL OXIDATION EQUIPMENT | 05/20 | NATIONAL FIRE PROTECTION ASSOCIATION | NFPA | NFPA 58 | Liquefied Petroleum Gas Code | 2024; TIA 23-1
17861 | 44 13 51 | THERMAL OXIDATION EQUIPMENT | 05/20 | NATIONAL FIRE PROTECTION ASSOCIATION | NFPA | NFPA 70 | National Electrical Code | 2023
17862 | 44 13 51 | THERMAL OXIDATION EQUIPMENT | 05/20 | NATIONAL FIRE PROTECTION ASSOCIATION | NFPA | NFPA 82 | Standard on Incinerators and Waste and Linen Handling Systems and Equipment | 2024
17863 | 44 13 51 | THERMAL OXIDATION EQUIPMENT | 05/20 | NATIONAL FIRE PROTECTION ASSOCIATION | NFPA | NFPA 211 | Standard for Chimneys, Fireplaces, Vents, and Solid Fuel-Burning Appliances | 2019
17864 | 44 13 51 | THERMAL OXIDATION EQUIPMENT | 05/20 | NATIONAL INSTITUTE OF STANDARDS AND TECHNOLOGY | NIST | NIST SP 250 | Calibration Services Users Guide | 1991
17865 | 44 13 51 | THERMAL OXIDATION EQUIPMENT | 05/20 | U.S. NATIONAL ARCHIVES AND RECORDS ADMINISTRATION | NARA | 29 CFR 1910 | Occupational Safety and Health Standards
17866 | 44 13 51 | THERMAL OXIDATION EQUIPMENT | 05/20 | U.S. NATIONAL ARCHIVES AND RECORDS ADMINISTRATION | NARA | 40 CFR 60 | Standards of Performance for New Stationary Sources
17867 | 44 41 00 | WATER POLLUTION CONTAINMENT AND CLEANUP EQUIPMENT | 08/20, CHG 1: 02/24 | AMERICAN ASSOCIATION OF STATE HIGHWAY AND TRANSPORTATION OFFICIALS | AASHTO | AASHTO HB-17 | Standard Specifications for Highway Bridges | 2002; Errata 2003; Errata 2005, 17th Edition
17868 | 44 41 00 | WATER POLLUTION CONTAINMENT AND CLEANUP EQUIPMENT | 08/20, CHG 1: 02/24 | AMERICAN ASSOCIATION OF STATE HIGHWAY AND TRANSPORTATION OFFICIALS | AASHTO | AASHTO M 294 | Standard Specification for Corrugated Polyethylene Pipe, 300- to 1500-mm (12- to 60-in.) Diameter | 2021
17869 | 44 41 00 | WATER POLLUTION CONTAINMENT AND CLEANUP EQUIPMENT | 08/20, CHG 1: 02/24 | AMERICAN ASSOCIATION OF STATE HIGHWAY AND TRANSPORTATION OFFICIALS | AASHTO | AASHTO MP 20 | Standard Specification for Steel-Reinforced Polyethylene (PE) Ribbed Pipe, 300- to 1500-mm (12- to 60-in) Diameter | 2013; R 2017
17870 | 44 41 00 | WATER POLLUTION CONTAINMENT AND CLEANUP EQUIPMENT | 08/20, CHG 1: 02/24 | AMERICAN PETROLEUM INSTITUTE | API | API MPMS 2.2E | Petroleum and Liquid Petroleum Products - Calibration of Horizontal Cylindrical Tanks - Part 1: Manual Methods | 2004; Errata 2009; R 2009
17871 | 44 41 00 | WATER POLLUTION CONTAINMENT AND CLEANUP EQUIPMENT | 08/20, CHG 1: 02/24 | AMERICAN PETROLEUM INSTITUTE | API | API RP 540 | Electrical Installations in Petroleum Processing Plants | 1999; R 2004
17872 | 44 41 00 | WATER POLLUTION CONTAINMENT AND CLEANUP EQUIPMENT | 08/20, CHG 1: 02/24 | AMERICAN PETROLEUM INSTITUTE | API | API RP 1615 | Installation of Underground Petroleum Storage Systems | 2011
17873 | 44 41 00 | WATER POLLUTION CONTAINMENT AND CLEANUP EQUIPMENT | 08/20, CHG 1: 02/24 | AMERICAN PETROLEUM INSTITUTE | API | API RP 2003 | Protection Against Ignitions Arising out of Static, Lightning, and Stray Currents | 2015; 8th Ed
17874 | 44 41 00 | WATER POLLUTION CONTAINMENT AND CLEANUP EQUIPMENT | 08/20, CHG 1: 02/24 | ASTM INTERNATIONAL | ASTM | ASTM A27/A27M | Standard Specification for Steel Castings, Carbon, for General Application | 2020
17875 | 44 41 00 | WATER POLLUTION CONTAINMENT AND CLEANUP EQUIPMENT | 08/20, CHG 1: 02/24 | ASTM INTERNATIONAL | ASTM | ASTM A48/A48M | Standard Specification for Gray Iron Castings | 2022
17876 | 44 41 00 | WATER POLLUTION CONTAINMENT AND CLEANUP EQUIPMENT | 08/20, CHG 1: 02/24 | ASTM INTERNATIONAL | ASTM | ASTM A193/A193M | Standard Specification for Alloy-Steel and Stainless Steel Bolting Materials for High-Temperature Service and Other Special Purpose Applications | 2024
17877 | 44 41 00 | WATER POLLUTION CONTAINMENT AND CLEANUP EQUIPMENT | 08/20, CHG 1: 02/24 | ASTM INTERNATIONAL | ASTM | ASTM A194/A194M | Standard Specification for Carbon Steel, Alloy Steel, and Stainless Steel Nuts for Bolts for High-Pressure or High-Temperature Service, or Both | 2024
17878 | 44 41 00 | WATER POLLUTION CONTAINMENT AND CLEANUP EQUIPMENT | 08/20, CHG 1: 02/24 | ASTM INTERNATIONAL | ASTM | ASTM A307 | Standard Specification for Carbon Steel Bolts, Studs, and Threaded Rod 60 000 PSI Tensile Strength | 2021
17879 | 44 41 00 | WATER POLLUTION CONTAINMENT AND CLEANUP EQUIPMENT | 08/20, CHG 1: 02/24 | ASTM INTERNATIONAL | ASTM | ASTM A563 | Standard Specification for Carbon and Alloy Steel Nuts | 2021; E 2022a
17880 | 44 41 00 | WATER POLLUTION CONTAINMENT AND CLEANUP EQUIPMENT | 08/20, CHG 1: 02/24 | ASTM INTERNATIONAL | ASTM | ASTM B26/B26M | Standard Specification for Aluminum-Alloy Sand Castings | 2018; E 2018
17881 | 44 41 00 | WATER POLLUTION CONTAINMENT AND CLEANUP EQUIPMENT | 08/20, CHG 1: 02/24 | ASTM INTERNATIONAL | ASTM | ASTM D1784 | Standard Specification for Rigid Poly(Vinyl Chloride) (PVC) Compounds and Chlorinated Poly(Vinyl Chloride) (CPVC) Compounds | 2020
17882 | 44 41 00 | WATER POLLUTION CONTAINMENT AND CLEANUP EQUIPMENT | 08/20, CHG 1: 02/24 | ASTM INTERNATIONAL | ASTM | ASTM D3034 | Standard Specification for Type PSM Poly(Vinyl Chloride) (PVC) Sewer Pipe and Fittings | 2016
17883 | 44 41 00 | WATER POLLUTION CONTAINMENT AND CLEANUP EQUIPMENT | 08/20, CHG 1: 02/24 | ASTM INTERNATIONAL | ASTM | ASTM D3350 | Polyethylene Plastics Pipe and Fittings Materials | 2021
17884 | 44 41 00 | WATER POLLUTION CONTAINMENT AND CLEANUP EQUIPMENT | 08/20, CHG 1: 02/24 | ASTM INTERNATIONAL | ASTM | ASTM F679 | Standard Specification for Poly(Vinyl Chloride) (PVC) Large-Diameter Plastic Gravity Sewer Pipe and Fittings | 2016
17885 | 44 41 00 | WATER POLLUTION CONTAINMENT AND CLEANUP EQUIPMENT | 08/20, CHG 1: 02/24 | ASTM INTERNATIONAL | ASTM | ASTM F714 | Standard Specification for Polyethylene (PE) Plastic Pipe (DR-PR) Based on Outside Diameter | 2024
17886 | 44 41 00 | WATER POLLUTION CONTAINMENT AND CLEANUP EQUIPMENT | 08/20, CHG 1: 02/24 | ASTM INTERNATIONAL | ASTM | ASTM F794 | Standard Specification for Poly(Vinyl Chloride) (PVC) Profile Gravity Sewer Pipe and Fittings Based on Controlled Inside Diameter | 2021
17887 | 44 41 00 | WATER POLLUTION CONTAINMENT AND CLEANUP EQUIPMENT | 08/20, CHG 1: 02/24 | ASTM INTERNATIONAL | ASTM | ASTM F844 | Standard Specification for Washers, Steel, Plain (Flat), Unhardened for General Use | 2019; R 2024
17888 | 44 41 00 | WATER POLLUTION CONTAINMENT AND CLEANUP EQUIPMENT | 08/20, CHG 1: 02/24 | ASTM INTERNATIONAL | ASTM | ASTM F894 | Standard Specification for Polyethylene (PE) Large Diameter Profile Wall Sewer and Drain Pipe | 2024
17889 | 44 41 00 | WATER POLLUTION CONTAINMENT AND CLEANUP EQUIPMENT | 08/20, CHG 1: 02/24 | ASTM INTERNATIONAL | ASTM | ASTM F949 | Standard Specification for Poly(Vinyl Chloride) (PVC) Corrugated Sewer Pipe with a Smooth Interior and Fittings | 2020
17890 | 44 41 00 | WATER POLLUTION CONTAINMENT AND CLEANUP EQUIPMENT | 08/20, CHG 1: 02/24 | ASTM INTERNATIONAL | ASTM | ASTM F2562/F2562M | Specification for Steel Reinforced Thermoplastic Ribbed Pipe and Fittings for Non-Pressure Drainage and Sewerage | 2015; R 2019
17891 | 44 41 00 | WATER POLLUTION CONTAINMENT AND CLEANUP EQUIPMENT | 08/20, CHG 1: 02/24 | ASTM INTERNATIONAL | ASTM | ASTM F2736 | Standard Specification for 6 to 30 in. (152 To 762 mm) Polypropylene (PP) Corrugated Single Wall Pipe And Double Wall Pipe | 2013; E 2014
17892 | 44 41 00 | WATER POLLUTION CONTAINMENT AND CLEANUP EQUIPMENT | 08/20, CHG 1: 02/24 | ASTM INTERNATIONAL | ASTM | ASTM F2764/F2764M | Standard Specification for 6 to 60 in. [150 to 1500 mm] Polypropylene (PP) Corrugated Double and Triple Wall Pipe and Fittings for Non-Pressure Sanitary Sewer Applications | 2023
17893 | 44 41 00 | WATER POLLUTION CONTAINMENT AND CLEANUP EQUIPMENT | 08/20, CHG 1: 02/24 | ASTM INTERNATIONAL | ASTM | ASTM F2881/F2881M | Standard Specification for 12 to 60 in. (300 to 1500 mm) Polypropylene (PP) Dual Wall Pipe and Fittings for Non-Pressure Storm Sewer Applications | 2021; E 2021
17894 | 44 41 00 | WATER POLLUTION CONTAINMENT AND CLEANUP EQUIPMENT | 08/20, CHG 1: 02/24 | INSTITUTE OF ELECTRICAL AND ELECTRONICS ENGINEERS | IEEE | IEEE 142 | Recommended Practice for Grounding of Industrial and Commercial Power Systems - IEEE Green Book | 2007; Errata 2014
17895 | 44 41 00 | WATER POLLUTION CONTAINMENT AND CLEANUP EQUIPMENT | 08/20, CHG 1: 02/24 | INSTITUTE OF ELECTRICAL AND ELECTRONICS ENGINEERS | IEEE | IEEE 1100 | Emerald Book IEEE Recommended Practice for Powering and Grounding Electronic Equipment | 2005
17896 | 44 41 00 | WATER POLLUTION CONTAINMENT AND CLEANUP EQUIPMENT | 08/20, CHG 1: 02/24 | NATIONAL ELECTRICAL MANUFACTURERS ASSOCIATION | NEMA | NEMA 250 | Enclosures for Electrical Equipment (1000 Volts Maximum) | 2020
17897 | 44 41 00 | WATER POLLUTION CONTAINMENT AND CLEANUP EQUIPMENT | 08/20, CHG 1: 02/24 | NATIONAL FIRE PROTECTION ASSOCIATION | NFPA | NFPA 30 | Flammable and Combustible Liquids Code | 2024
17898 | 44 41 00 | WATER POLLUTION CONTAINMENT AND CLEANUP EQUIPMENT | 08/20, CHG 1: 02/24 | NATIONAL FIRE PROTECTION ASSOCIATION | NFPA | NFPA 70 | National Electrical Code | 2023
17899 | 44 41 00 | WATER POLLUTION CONTAINMENT AND CLEANUP EQUIPMENT | 08/20, CHG 1: 02/24 | NATIONAL FIRE PROTECTION ASSOCIATION | NFPA | NFPA 77 | Recommended Practice on Static Electricity | 2024; ERTA 1 2023
17900 | 44 41 00 | WATER POLLUTION CONTAINMENT AND CLEANUP EQUIPMENT | 08/20, CHG 1: 02/24 | NATIONAL FIRE PROTECTION ASSOCIATION | NFPA | NFPA 780 | Standard for the Installation of Lightning Protection Systems | 2023
17901 | 44 41 00 | WATER POLLUTION CONTAINMENT AND CLEANUP EQUIPMENT | 08/20, CHG 1: 02/24 | PETROLEUM EQUIPMENT INSTITUTE | PEI | RP900-17 | UST Inspection and Maintenance | 2017
17902 | 44 41 00 | WATER POLLUTION CONTAINMENT AND CLEANUP EQUIPMENT | 08/20, CHG 1: 02/24 | STEEL TANK INSTITUTE | STI | STI SP131 | SP131 Standard for Inspection & Repair Underground Steel Tanks | 2014
17903 | 44 41 00 | WATER POLLUTION CONTAINMENT AND CLEANUP EQUIPMENT | 08/20, CHG 1: 02/24 | UNDERWRITERS LABORATORIES | UL | UL 58 | UL Standard for Safety Steel Underground Tanks for Flammable and Combustible Liquids | 2018
17904 | 44 41 00 | WATER POLLUTION CONTAINMENT AND CLEANUP EQUIPMENT | 08/20, CHG 1: 02/24 | UNDERWRITERS LABORATORIES | UL | UL 1316 | UL Standard for Safety Fiber Reinforced Underground Tanks for Flammable and Combustible Liquids | 2018; Reprint Mar 2019
17905 | 44 41 00 | WATER POLLUTION CONTAINMENT AND CLEANUP EQUIPMENT | 08/20, CHG 1: 02/24 | UNDERWRITERS LABORATORIES | UL | UL 1746 | External Corrosion Protection Systems for Steel Underground Storage Tanks | 2007; Reprint Dec 2014
17906 | 46 07 13.13 | PRECIPITATION/COAGULATION/FLOCCULATION (P/C/F) WATER TREATMENT | 05/21 | AMERICAN PETROLEUM INSTITUTE | API | API Std 650 | Welded Tanks for Oil Storage | 2013; Errata 1 2013; Addendum 1 2014; Errata 2 2014; Addendum 2 2016; Addendum 3 2018
17907 | 46 07 13.13 | PRECIPITATION/COAGULATION/FLOCCULATION (P/C/F) WATER TREATMENT | 05/21 | AMERICAN SOCIETY OF CIVIL ENGINEERS | ASCE | ASCE 7 | Minimum Design Loads for Buildings and Other Structures | 2017
17908 | 46 07 13.13 | PRECIPITATION/COAGULATION/FLOCCULATION (P/C/F) WATER TREATMENT | 05/21 | AMERICAN SOCIETY OF MECHANICAL ENGINEERS | ASME | ASME B40.100 | Pressure Gauges and Gauge Attachments | 2022
17909 | 46 07 13.13 | PRECIPITATION/COAGULATION/FLOCCULATION (P/C/F) WATER TREATMENT | 05/21 | AMERICAN WATER WORKS ASSOCIATION | AWWA | AWWA 10084 | Standard Methods for the Examination of Water and Wastewater | 2017
17910 | 46 07 13.13 | PRECIPITATION/COAGULATION/FLOCCULATION (P/C/F) WATER TREATMENT | 05/21 | AMERICAN WATER WORKS ASSOCIATION | AWWA | AWWA D100 | Welded Steel Tanks for Water Storage | 2021
17911 | 46 07 13.13 | PRECIPITATION/COAGULATION/FLOCCULATION (P/C/F) WATER TREATMENT | 05/21 | AMERICAN WATER WORKS ASSOCIATION | AWWA | AWWA D103 | Factory-Coated Bolted Steel Tanks for Water Storage | 2019
17912 | 46 07 13.13 | PRECIPITATION/COAGULATION/FLOCCULATION (P/C/F) WATER TREATMENT | 05/21 | AMERICAN WELDING SOCIETY | AWS | AWS A2.4 | Standard Symbols for Welding, Brazing and Nondestructive Examination | 2012
17913 | 46 07 13.13 | PRECIPITATION/COAGULATION/FLOCCULATION (P/C/F) WATER TREATMENT | 05/21 | ASTM INTERNATIONAL | ASTM | ASTM A36/A36M | Standard Specification for Carbon Structural Steel | 2019
17914 | 46 07 13.13 | PRECIPITATION/COAGULATION/FLOCCULATION (P/C/F) WATER TREATMENT | 05/21 | ASTM INTERNATIONAL | ASTM | ASTM A283/A283M | Standard Specification for Low and Intermediate Tensile Strength Carbon Steel Plates | 2024
17915 | 46 07 13.13 | PRECIPITATION/COAGULATION/FLOCCULATION (P/C/F) WATER TREATMENT | 05/21 | ASTM INTERNATIONAL | ASTM | ASTM C582 | Contact-Molded Reinforced Thermosetting Plastic (RTP) Laminates for Corrosion-Resistant Equipment | 2023
17916 | 46 07 13.13 | PRECIPITATION/COAGULATION/FLOCCULATION (P/C/F) WATER TREATMENT | 05/21 | ASTM INTERNATIONAL | ASTM | ASTM D2035 | Standard Practice for Coagulation-Flocculation Jar Test of Water | 2019
17917 | 46 07 13.13 | PRECIPITATION/COAGULATION/FLOCCULATION (P/C/F) WATER TREATMENT | 05/21 | ASTM INTERNATIONAL | ASTM | ASTM D3299 | Filament-Wound Glass-Fiber-Reinforced Thermoset Resin Corrosion-Resistant Tanks | 2010
17918 | 46 07 13.13 | PRECIPITATION/COAGULATION/FLOCCULATION (P/C/F) WATER TREATMENT | 05/21 | INTERNATIONAL SOCIETY OF AUTOMATION | ISA | ANSI/ISA 5.1 | Instrumentation Symbols and Identification | 2022
17919 | 46 07 13.13 | PRECIPITATION/COAGULATION/FLOCCULATION (P/C/F) WATER TREATMENT | 05/21 | NATIONAL ELECTRICAL MANUFACTURERS ASSOCIATION | NEMA | NEMA MG 1 | Motors and Generators | 2021
17920 | 46 07 13.13 | PRECIPITATION/COAGULATION/FLOCCULATION (P/C/F) WATER TREATMENT | 05/21 | NATIONAL FIRE PROTECTION ASSOCIATION | NFPA | NFPA 70 | National Electrical Code | 2023
17921 | 46 07 13.13 | PRECIPITATION/COAGULATION/FLOCCULATION (P/C/F) WATER TREATMENT | 05/21 | NATIONAL INSTITUTE OF STANDARDS AND TECHNOLOGY | NIST | NIST SP 250 | Calibration Services Users Guide | 1991
17922 | 46 07 13.13 | PRECIPITATION/COAGULATION/FLOCCULATION (P/C/F) WATER TREATMENT | 05/21 | U.S. DEPARTMENT OF DEFENSE | DOD | UFC 3-301-01 | Structural Engineering | 2023; with Change 1, 2023
17923 | 46 07 53 | PACKAGED WASTEWATER TREATMENT EQUIPMENT | 02/20, CHG 2: 11/23 | AMERICAN BEARING MANUFACTURERS ASSOCIATION | ABMA | ABMA 11 | Load Ratings and Fatigue Life for Roller Bearings | 2014
17924 | 46 07 53 | PACKAGED WASTEWATER TREATMENT EQUIPMENT | 02/20, CHG 2: 11/23 | AMERICAN GEAR MANUFACTURERS ASSOCIATION | AGMA | AGMA 908 | Information Sheet: Geometry Factors for Determining the Pitting Resistance and Bending Strength of Spur, Helical and Herringbone Gear Teeth | 1989B; R 1999
17925 | 46 07 53 | PACKAGED WASTEWATER TREATMENT EQUIPMENT | 02/20, CHG 2: 11/23 | AMERICAN GEAR MANUFACTURERS ASSOCIATION | AGMA | AGMA 2011 | Cylindrical Wormgearing Tolerance and Inspection Methods | 2014B
17926 | 46 07 53 | PACKAGED WASTEWATER TREATMENT EQUIPMENT | 02/20, CHG 2: 11/23 | AMERICAN GEAR MANUFACTURERS ASSOCIATION | AGMA | AGMA ISO 10064-6 | Code of Inspection Practice - Part 6: Bevel Gear Measurement Methods | 2010A
17927 | 46 07 53 | PACKAGED WASTEWATER TREATMENT EQUIPMENT | 02/20, CHG 2: 11/23 | AMERICAN GEAR MANUFACTURERS ASSOCIATION | AGMA | AGMA ISO 17485 | Bevel Gears - ISO System of Accuracy (Including Supplement - Tolerance Tables 2008) | 2008A; Supplement 2008
17928 | 46 07 53 | PACKAGED WASTEWATER TREATMENT EQUIPMENT | 02/20, CHG 2: 11/23 | AMERICAN GEAR MANUFACTURERS ASSOCIATION | AGMA | ANSI/AGMA 2001 | Fundamental Rating Factors and Calculation Methods for Involute Spur and Helical Gear Teeth | 2004D; R 2010
17929 | 46 07 53 | PACKAGED WASTEWATER TREATMENT EQUIPMENT | 02/20, CHG 2: 11/23 | AMERICAN GEAR MANUFACTURERS ASSOCIATION | AGMA | ANSI/AGMA 2004 | Gear Materials, Heat Treatment and Processing Manual | 2008C; R 2014
17930 | 46 07 53 | PACKAGED WASTEWATER TREATMENT EQUIPMENT | 02/20, CHG 2: 11/23 | AMERICAN GEAR MANUFACTURERS ASSOCIATION | AGMA | ANSI/AGMA 6013 | Standard for Industrial Enclosed Gear Drives | 2006A; R 2016
17931 | 46 07 53 | PACKAGED WASTEWATER TREATMENT EQUIPMENT | 02/20, CHG 2: 11/23 | AMERICAN GEAR MANUFACTURERS ASSOCIATION | AGMA | ANSI/AGMA 6034 | Practice for Enclosed Cylindrical Wormgear Speed Reducers and Gearmotors | 1992B; R 2010
17932 | 46 07 53 | PACKAGED WASTEWATER TREATMENT EQUIPMENT | 02/20, CHG 2: 11/23 | AMERICAN GEAR MANUFACTURERS ASSOCIATION | AGMA | ANSI/AGMA 6113 | Standard for Industrial Enclosed Gear Drives (Metric Edition) | 2016B
17933 | 46 07 53 | PACKAGED WASTEWATER TREATMENT EQUIPMENT | 02/20, CHG 2: 11/23 | AMERICAN PETROLEUM INSTITUTE | API | API Spec 6D | Specification for Pipeline and Piping Valves | June 2018, 4th Ed; Errata 1 July 2018; Errata 2 August 2018
17934 | 46 07 53 | PACKAGED WASTEWATER TREATMENT EQUIPMENT | 02/20, CHG 2: 11/23 | AMERICAN SOCIETY OF MECHANICAL ENGINEERS | ASME | ASME B1.20.1 | Pipe Threads, General Purpose (Inch) | 2013; R 2018
17935 | 46 07 53 | PACKAGED WASTEWATER TREATMENT EQUIPMENT | 02/20, CHG 2: 11/23 | AMERICAN SOCIETY OF MECHANICAL ENGINEERS | ASME | ASME B1.20.2M | Pipe Threads, 60 Deg. General Purpose (Metric) | 2006; R 2011
17936 | 46 07 53 | PACKAGED WASTEWATER TREATMENT EQUIPMENT | 02/20, CHG 2: 11/23 | AMERICAN SOCIETY OF MECHANICAL ENGINEERS | ASME | ASME B16.1 | Gray Iron Pipe Flanges and Flanged Fittings Classes 25, 125, and 250 | 2020
17937 | 46 07 53 | PACKAGED WASTEWATER TREATMENT EQUIPMENT | 02/20, CHG 2: 11/23 | AMERICAN SOCIETY OF MECHANICAL ENGINEERS | ASME | ASME B16.3 | Malleable Iron Threaded Fittings, Classes 150 and 300 | 2021
17938 | 46 07 53 | PACKAGED WASTEWATER TREATMENT EQUIPMENT | 02/20, CHG 2: 11/23 | AMERICAN SOCIETY OF MECHANICAL ENGINEERS | ASME | ASME B16.4 | Gray Iron Threaded Fittings; Classes 125 and 250 | 2021
17939 | 46 07 53 | PACKAGED WASTEWATER TREATMENT EQUIPMENT | 02/20, CHG 2: 11/23 | AMERICAN SOCIETY OF MECHANICAL ENGINEERS | ASME | ASME B16.5 | Pipe Flanges and Flanged Fittings NPS 1/2 Through NPS 24 Metric/Inch Standard | 2020
17940 | 46 07 53 | PACKAGED WASTEWATER TREATMENT EQUIPMENT | 02/20, CHG 2: 11/23 | AMERICAN WATER WORKS ASSOCIATION | AWWA | AWWA C110/A21.10 | Ductile-Iron and Gray-Iron Fittings | 2021
17941 | 46 07 53 | PACKAGED WASTEWATER TREATMENT EQUIPMENT | 02/20, CHG 2: 11/23 | AMERICAN WATER WORKS ASSOCIATION | AWWA | AWWA C111/A21.11 | Rubber-Gasket Joints for Ductile-Iron Pressure Pipe and Fittings | 2023
17942 | 46 07 53 | PACKAGED WASTEWATER TREATMENT EQUIPMENT | 02/20, CHG 2: 11/23 | AMERICAN WATER WORKS ASSOCIATION | AWWA | AWWA C115/A21.15 | Flanged Ductile-Iron Pipe With Ductile-Iron or Gray-Iron Threaded Flanges | 2020
17943 | 46 07 53 | PACKAGED WASTEWATER TREATMENT EQUIPMENT | 02/20, CHG 2: 11/23 | AMERICAN WATER WORKS ASSOCIATION | AWWA | AWWA C151/A21.51 | Ductile-Iron Pipe, Centrifugally Cast | 2023
17944 | 46 07 53 | PACKAGED WASTEWATER TREATMENT EQUIPMENT | 02/20, CHG 2: 11/23 | AMERICAN WATER WORKS ASSOCIATION | AWWA | AWWA C200 | Steel Water Pipe - 6 In. (150 mm) and Larger | 2023
17945 | 46 07 53 | PACKAGED WASTEWATER TREATMENT EQUIPMENT | 02/20, CHG 2: 11/23 | AMERICAN WATER WORKS ASSOCIATION | AWWA | AWWA C206 | Field Welding of Steel Water Pipe | 2023
17946 | 46 07 53 | PACKAGED WASTEWATER TREATMENT EQUIPMENT | 02/20, CHG 2: 11/23 | AMERICAN WATER WORKS ASSOCIATION | AWWA | AWWA C207 | Standard for Steel Pipe Flanges for Waterworks Service, Sizes 4 in. through 144 in. (100 mm through 3600 mm) | 2023
17947 | 46 07 53 | PACKAGED WASTEWATER TREATMENT EQUIPMENT | 02/20, CHG 2: 11/23 | AMERICAN WATER WORKS ASSOCIATION | AWWA | AWWA C504 | Standard for Rubber-Seated Butterfly Valves | 2023
17948 | 46 07 53 | PACKAGED WASTEWATER TREATMENT EQUIPMENT | 02/20, CHG 2: 11/23 | AMERICAN WATER WORKS ASSOCIATION | AWWA | AWWA C900 | Polyvinyl Chloride (PVC) Pressure Pipe, and Fabricated Fittings, 4 In. Through 60 In. (100 mm Through 1,500 mm) | 2022
17949 | 46 07 53 | PACKAGED WASTEWATER TREATMENT EQUIPMENT | 02/20, CHG 2: 11/23 | AMERICAN WELDING SOCIETY | AWS | AWS D1.1/D1.1M | Structural Welding Code - Steel | 2020; Errata 1 2021
17950 | 46 07 53 | PACKAGED WASTEWATER TREATMENT EQUIPMENT | 02/20, CHG 2: 11/23 | ASTM INTERNATIONAL | ASTM | ASTM A36/A36M | Standard Specification for Carbon Structural Steel | 2019
17951 | 46 07 53 | PACKAGED WASTEWATER TREATMENT EQUIPMENT | 02/20, CHG 2: 11/23 | ASTM INTERNATIONAL | ASTM | ASTM A53/A53M | Standard Specification for Pipe, Steel, Black and Hot-Dipped, Zinc-Coated, Welded and Seamless | 2024
17952 | 46 07 53 | PACKAGED WASTEWATER TREATMENT EQUIPMENT | 02/20, CHG 2: 11/23 | ASTM INTERNATIONAL | ASTM | ASTM A240/A240M | Standard Specification for Chromium and Chromium-Nickel Stainless Steel Plate, Sheet, and Strip for Pressure Vessels and for General Applications | 2024
17953 | 46 07 53 | PACKAGED WASTEWATER TREATMENT EQUIPMENT | 02/20, CHG 2: 11/23 | ASTM INTERNATIONAL | ASTM | ASTM A276/A276M | Standard Specification for Stainless Steel Bars and Shapes | 2024
17954 | 46 07 53 | PACKAGED WASTEWATER TREATMENT EQUIPMENT | 02/20, CHG 2: 11/23 | ASTM INTERNATIONAL | ASTM | ASTM A307 | Standard Specification for Carbon Steel Bolts, Studs, and Threaded Rod 60 000 PSI Tensile Strength | 2021
17955 | 46 07 53 | PACKAGED WASTEWATER TREATMENT EQUIPMENT | 02/20, CHG 2: 11/23 | ASTM INTERNATIONAL | ASTM | ASTM B88 | Standard Specification for Seamless Copper Water Tube | 2022
17956 | 46 07 53 | PACKAGED WASTEWATER TREATMENT EQUIPMENT | 02/20, CHG 2: 11/23 | ASTM INTERNATIONAL | ASTM | ASTM B88M | Standard Specification for Seamless Copper Water Tube (Metric) | 2020
17957 | 46 07 53 | PACKAGED WASTEWATER TREATMENT EQUIPMENT | 02/20, CHG 2: 11/23 | ASTM INTERNATIONAL | ASTM | ASTM B209 | Standard Specification for Aluminum and Aluminum-Alloy Sheet and Plate | 2014
17958 | 46 07 53 | PACKAGED WASTEWATER TREATMENT EQUIPMENT | 02/20, CHG 2: 11/23 | ASTM INTERNATIONAL | ASTM | ASTM B209M | Standard Specification for Aluminum and Aluminum-Alloy Sheet and Plate (Metric) | 2014
17959 | 46 07 53 | PACKAGED WASTEWATER TREATMENT EQUIPMENT | 02/20, CHG 2: 11/23 | ASTM INTERNATIONAL | ASTM | ASTM B221 | Standard Specification for Aluminum and Aluminum-Alloy Extruded Bars, Rods, Wire, Profiles, and Tubes | 2021
17960 | 46 07 53 | PACKAGED WASTEWATER TREATMENT EQUIPMENT | 02/20, CHG 2: 11/23 | ASTM INTERNATIONAL | ASTM | ASTM B221M | Standard Specification for Aluminum and Aluminum-Alloy Extruded Bars, Rods, Wire, Profiles, and Tubes (Metric) | 2021
17961 | 46 07 53 | PACKAGED WASTEWATER TREATMENT EQUIPMENT | 02/20, CHG 2: 11/23 | ASTM INTERNATIONAL | ASTM | ASTM D1785 | Standard Specification for Poly(Vinyl Chloride) (PVC), Plastic Pipe, Schedules 40, 80, and 120 | 2021
17962 | 46 07 53 | PACKAGED WASTEWATER TREATMENT EQUIPMENT | 02/20, CHG 2: 11/23 | ASTM INTERNATIONAL | ASTM | ASTM D2241 | Standard Specification for Poly(Vinyl Chloride) (PVC) Pressure-Rated Pipe (SDR Series) | 2020
17963 | 46 07 53 | PACKAGED WASTEWATER TREATMENT EQUIPMENT | 02/20, CHG 2: 11/23 | ASTM INTERNATIONAL | ASTM | ASTM D2564 | Standard Specification for Solvent Cements for Poly(Vinyl Chloride) (PVC) Plastic Piping Systems | 2020
17964 | 46 07 53 | PACKAGED WASTEWATER TREATMENT EQUIPMENT | 02/20, CHG 2: 11/23 | ASTM INTERNATIONAL | ASTM | ASTM D3139 | Joints for Plastic Pressure Pipes Using Flexible Elastomeric Seals | 2019
17965 | 46 07 53 | PACKAGED WASTEWATER TREATMENT EQUIPMENT | 02/20, CHG 2: 11/23 | ASTM INTERNATIONAL | ASTM | ASTM D3308 | Standard Specification for PTFE Resin Skived Tape | 2012; R 2017
17966 | 46 07 53 | PACKAGED WASTEWATER TREATMENT EQUIPMENT | 02/20, CHG 2: 11/23 | ASTM INTERNATIONAL | ASTM | ASTM F477 | Standard Specification for Elastomeric Seals (Gaskets) for Joining Plastic Pipe | 2014; R 2021
17967 | 46 07 53 | PACKAGED WASTEWATER TREATMENT EQUIPMENT | 02/20, CHG 2: 11/23 | MANUFACTURERS STANDARDIZATION SOCIETY OF THE VALVE AND FITTINGS INDUSTRY | MSS | MSS SP-58 | Pipe Hangers and Supports - Materials, Design and Manufacture, Selection, Application, and Installation | 2018
17968 | 46 07 53 | PACKAGED WASTEWATER TREATMENT EQUIPMENT | 02/20, CHG 2: 11/23 | MANUFACTURERS STANDARDIZATION SOCIETY OF THE VALVE AND FITTINGS INDUSTRY | MSS | MSS SP-70 | Gray Iron Gate Valves, Flanged and Threaded Ends | 2011
17969 | 46 07 53 | PACKAGED WASTEWATER TREATMENT EQUIPMENT | 02/20, CHG 2: 11/23 | MANUFACTURERS STANDARDIZATION SOCIETY OF THE VALVE AND FITTINGS INDUSTRY | MSS | MSS SP-78 | Cast Iron Plug Valves, Flanged and Threaded Ends | 2011
17970 | 46 07 53 | PACKAGED WASTEWATER TREATMENT EQUIPMENT | 02/20, CHG 2: 11/23 | MANUFACTURERS STANDARDIZATION SOCIETY OF THE VALVE AND FITTINGS INDUSTRY | MSS | MSS SP-80 | Bronze Gate, Globe, Angle and Check Valves | 2019
17971 | 46 07 53 | PACKAGED WASTEWATER TREATMENT EQUIPMENT | 02/20, CHG 2: 11/23 | NATIONAL ELECTRICAL MANUFACTURERS ASSOCIATION | NEMA | NEMA ICS 1 | Standard for Industrial Control and Systems: General Requirements | 2022
17972 | 46 07 53 | PACKAGED WASTEWATER TREATMENT EQUIPMENT | 02/20, CHG 2: 11/23 | NATIONAL ELECTRICAL MANUFACTURERS ASSOCIATION | NEMA | NEMA MG 1 | Motors and Generators | 2021
17973 | 46 07 53 | PACKAGED WASTEWATER TREATMENT EQUIPMENT | 02/20, CHG 2: 11/23 | NATIONAL FIRE PROTECTION ASSOCIATION | NFPA | NFPA 70 | National Electrical Code | 2023
17974 | 46 20 20 | SEWAGE BAR SCREEN AND MECHANICAL SHREDDER | 05/21 | AMERICAN BEARING MANUFACTURERS ASSOCIATION | ABMA | ABMA 9 | Load Ratings and Fatigue Life for Ball Bearings | 2015
17975 | 46 20 20 | SEWAGE BAR SCREEN AND MECHANICAL SHREDDER | 05/21 | AMERICAN BEARING MANUFACTURERS ASSOCIATION | ABMA | ABMA 11 | Load Ratings and Fatigue Life for Roller Bearings | 2014
17976 | 46 20 20 | SEWAGE BAR SCREEN AND MECHANICAL SHREDDER | 05/21 | ASTM INTERNATIONAL | ASTM | ASTM A36/A36M | Standard Specification for Carbon Structural Steel | 2019
17977 | 46 20 20 | SEWAGE BAR SCREEN AND MECHANICAL SHREDDER | 05/21 | ASTM INTERNATIONAL | ASTM | ASTM A47/A47M | Standard Specification for Ferritic Malleable Iron Castings | 1999; R 2022; E 2022
17978 | 46 20 20 | SEWAGE BAR SCREEN AND MECHANICAL SHREDDER | 05/21 | ASTM INTERNATIONAL | ASTM | ASTM A153/A153M | Standard Specification for Zinc Coating (Hot-Dip) on Iron and Steel Hardware | 2023
17979 | 46 20 20 | SEWAGE BAR SCREEN AND MECHANICAL SHREDDER | 05/21 | NATIONAL ELECTRICAL MANUFACTURERS ASSOCIATION | NEMA | NEMA 250 | Enclosures for Electrical Equipment (1000 Volts Maximum) | 2020
17980 | 46 20 20 | SEWAGE BAR SCREEN AND MECHANICAL SHREDDER | 05/21 | NATIONAL ELECTRICAL MANUFACTURERS ASSOCIATION | NEMA | NEMA ICS 1 | Standard for Industrial Control and Systems: General Requirements | 2022
17981 | 46 20 20 | SEWAGE BAR SCREEN AND MECHANICAL SHREDDER | 05/21 | NATIONAL ELECTRICAL MANUFACTURERS ASSOCIATION | NEMA | NEMA ICS 2 | Industrial Control and Systems Controllers, Contactors, and Overload Relays Rated 600 V | 2000; R 2020
17982 | 46 20 20 | SEWAGE BAR SCREEN AND MECHANICAL SHREDDER | 05/21 | NATIONAL ELECTRICAL MANUFACTURERS ASSOCIATION | NEMA | NEMA ICS 3 | Medium-Voltage Controllers Rated 2001 to 7200 V AC | 2005; R 2010
17983 | 46 20 20 | SEWAGE BAR SCREEN AND MECHANICAL SHREDDER | 05/21 | NATIONAL ELECTRICAL MANUFACTURERS ASSOCIATION | NEMA | NEMA ICS 4 | Application Guideline for Terminal Blocks | 2015
17984 | 46 20 20 | SEWAGE BAR SCREEN AND MECHANICAL SHREDDER | 05/21 | NATIONAL ELECTRICAL MANUFACTURERS ASSOCIATION | NEMA | NEMA ICS 6 | Industrial Control and Systems: Enclosures | 1993; R 2016
17985 | 46 20 20 | SEWAGE BAR SCREEN AND MECHANICAL SHREDDER | 05/21 | NATIONAL ELECTRICAL MANUFACTURERS ASSOCIATION | NEMA | NEMA MG 1 | Motors and Generators | 2021
17986 | 46 20 20 | SEWAGE BAR SCREEN AND MECHANICAL SHREDDER | 05/21 | NATIONAL FIRE PROTECTION ASSOCIATION | NFPA | NFPA 70 | National Electrical Code | 2023
17987 | 46 20 20 | SEWAGE BAR SCREEN AND MECHANICAL SHREDDER | 05/21 | SOCIETY OF AUTOMOTIVE ENGINEERS INTERNATIONAL | SAE | SAE J1677 | Tests and Procedures for Carbon Steel and High Strength Low Alloy Steel Tubing | 2022
17988 | 46 20 20 | SEWAGE BAR SCREEN AND MECHANICAL SHREDDER | 05/21 | UNDERWRITERS LABORATORIES | UL | UL 98 | UL Standard for Safety Enclosed and Dead-Front Switches | 2016; Reprint Jan 2022
17989 | 46 23 00 | GRIT REMOVAL AND HANDLING EQUIPMENT | 02/20 | AMERICAN ASSOCIATION OF STATE HIGHWAY AND TRANSPORTATION OFFICIALS | AASHTO | AASHTO T 11 | Standard Method of Test for Materials Finer Than 75 Micrometer (No. 200) Sieve in Mineral Aggregates by Washing | 2005; R 2013
17990 | 46 23 00 | GRIT REMOVAL AND HANDLING EQUIPMENT | 02/20 | AMERICAN ASSOCIATION OF STATE HIGHWAY AND TRANSPORTATION OFFICIALS | AASHTO | AASHTO T 27 | Standard Method of Test for Sieve Analysis of Fine and Coarse Aggregates | 2014
17991 | 46 23 00 | GRIT REMOVAL AND HANDLING EQUIPMENT | 02/20 | AMERICAN BEARING MANUFACTURERS ASSOCIATION | ABMA | ABMA 11 | Load Ratings and Fatigue Life for Roller Bearings | 2014
17992 | 46 23 00 | GRIT REMOVAL AND HANDLING EQUIPMENT | 02/20 | AMERICAN GAS ASSOCIATION | AGA | AGA GMC | Gas Measurement Committee Report No. 3
17993 | 46 23 00 | GRIT REMOVAL AND HANDLING EQUIPMENT | 02/20 | AMERICAN GEAR MANUFACTURERS ASSOCIATION | AGMA | AGMA 908 | Information Sheet: Geometry Factors for Determining the Pitting Resistance and Bending Strength of Spur, Helical and Herringbone Gear Teeth | 1989B; R 1999
17994 | 46 23 00 | GRIT REMOVAL AND HANDLING EQUIPMENT | 02/20 | AMERICAN GEAR MANUFACTURERS ASSOCIATION | AGMA | ANSI/AGMA 6034 | Practice for Enclosed Cylindrical Wormgear Speed Reducers and Gearmotors | 1992B; R 2010
17995 | 46 23 00 | GRIT REMOVAL AND HANDLING EQUIPMENT | 02/20 | AMERICAN SOCIETY OF MECHANICAL ENGINEERS | ASME | ASME B17.1 | Keys and Keyseats | 1967; R 2017
17996 | 46 23 00 | GRIT REMOVAL AND HANDLING EQUIPMENT | 02/20 | AMERICAN SOCIETY OF MECHANICAL ENGINEERS | ASME | ASME B17.2 | Woodruff Keys and Keyseats | 1967; R 2017
17997 | 46 23 00 | GRIT REMOVAL AND HANDLING EQUIPMENT | 02/20 | AMERICAN SOCIETY OF MECHANICAL ENGINEERS | ASME | ASME B29.400 | (R 2013) (R 2018) (R 2023)) Combination, "H" Type Mill Chains, and Sprockets | 2001; (R 2008
17998 | 46 23 00 | GRIT REMOVAL AND HANDLING EQUIPMENT | 02/20 | AMERICAN WATER WORKS ASSOCIATION | AWWA | AWWA C504 | Standard for Rubber-Seated Butterfly Valves | 2023
17999 | 46 23 00 | GRIT REMOVAL AND HANDLING EQUIPMENT | 02/20 | AMERICAN WATER WORKS ASSOCIATION | AWWA | AWWA C600 | Installation of Ductile-Iron Mains and Their Appurtenances | 2023
18000 | 46 23 00 | GRIT REMOVAL AND HANDLING EQUIPMENT | 02/20 | AMERICAN WELDING SOCIETY | AWS | AWS D1.1/D1.1M | Structural Welding Code - Steel | 2020; Errata 1 2021
18001 | 46 23 00 | GRIT REMOVAL AND HANDLING EQUIPMENT | 02/20 | ASSOCIATION FOR IRON AND STEEL TECHNOLOGY | AIST | AIST PB-229 | Stainless Steels: A Steel Products Manual | 2008
18002 | 46 23 00 | GRIT REMOVAL AND HANDLING EQUIPMENT | 02/20 | ASTM INTERNATIONAL | ASTM | ASTM A36/A36M | Standard Specification for Carbon Structural Steel | 2019
18003 | 46 23 00 | GRIT REMOVAL AND HANDLING EQUIPMENT | 02/20 | ASTM INTERNATIONAL | ASTM | ASTM A48/A48M | Standard Specification for Gray Iron Castings | 2022
18004 | 46 23 00 | GRIT REMOVAL AND HANDLING EQUIPMENT | 02/20 | ASTM INTERNATIONAL | ASTM | ASTM A53/A53M | Standard Specification for Pipe, Steel, Black and Hot-Dipped, Zinc-Coated, Welded and Seamless | 2024
18005 | 46 23 00 | GRIT REMOVAL AND HANDLING EQUIPMENT | 02/20 | ASTM INTERNATIONAL | ASTM | ASTM A108 | Standard Specification for Steel Bar, Carbon and Alloy, Cold-Finished | 2024
18006 | 46 23 00 | GRIT REMOVAL AND HANDLING EQUIPMENT | 02/20 | ASTM INTERNATIONAL | ASTM | ASTM A123/A123M | Standard Specification for Zinc (Hot-Dip Galvanized) Coatings on Iron and Steel Products | 2017
18007 | 46 23 00 | GRIT REMOVAL AND HANDLING EQUIPMENT | 02/20 | ASTM INTERNATIONAL | ASTM | ASTM A153/A153M | Standard Specification for Zinc Coating (Hot-Dip) on Iron and Steel Hardware | 2023
18008 | 46 23 00 | GRIT REMOVAL AND HANDLING EQUIPMENT | 02/20 | ASTM INTERNATIONAL | ASTM | ASTM A536 | Standard Specification for Ductile Iron Castings | 1984; R 2019; E 2019
18009 | 46 23 00 | GRIT REMOVAL AND HANDLING EQUIPMENT | 02/20 | ASTM INTERNATIONAL | ASTM | ASTM B30 | Standard Specification for Copper Alloys in Ingot Form | 2023
18010 | 46 23 00 | GRIT REMOVAL AND HANDLING EQUIPMENT | 02/20 | ASTM INTERNATIONAL | ASTM | ASTM B209 | Standard Specification for Aluminum and Aluminum-Alloy Sheet and Plate | 2014
18011 | 46 23 00 | GRIT REMOVAL AND HANDLING EQUIPMENT | 02/20 | ASTM INTERNATIONAL | ASTM | ASTM B209M | Standard Specification for Aluminum and Aluminum-Alloy Sheet and Plate (Metric) | 2014
18012 | 46 23 00 | GRIT REMOVAL AND HANDLING EQUIPMENT | 02/20 | ASTM INTERNATIONAL | ASTM | ASTM B221 | Standard Specification for Aluminum and Aluminum-Alloy Extruded Bars, Rods, Wire, Profiles, and Tubes | 2021
18013 | 46 23 00 | GRIT REMOVAL AND HANDLING EQUIPMENT | 02/20 | ASTM INTERNATIONAL | ASTM | ASTM B221M | Standard Specification for Aluminum and Aluminum-Alloy Extruded Bars, Rods, Wire, Profiles, and Tubes (Metric) | 2021
18014 | 46 23 00 | GRIT REMOVAL AND HANDLING EQUIPMENT | 02/20 | ASTM INTERNATIONAL | ASTM | ASTM D2564 | Standard Specification for Solvent Cements for Poly(Vinyl Chloride) (PVC) Plastic Piping Systems | 2020
18015 | 46 23 00 | GRIT REMOVAL AND HANDLING EQUIPMENT | 02/20 | MANUFACTURERS STANDARDIZATION SOCIETY OF THE VALVE AND FITTINGS INDUSTRY | MSS | MSS SP-72 | Ball Valves with Flanged or Butt-Welding Ends for General Service | 2010a
18016 | 46 23 00 | GRIT REMOVAL AND HANDLING EQUIPMENT | 02/20 | MANUFACTURERS STANDARDIZATION SOCIETY OF THE VALVE AND FITTINGS INDUSTRY | MSS | MSS SP-78 | Cast Iron Plug Valves, Flanged and Threaded Ends | 2011
18017 | 46 23 00 | GRIT REMOVAL AND HANDLING EQUIPMENT | 02/20 | MANUFACTURERS STANDARDIZATION SOCIETY OF THE VALVE AND FITTINGS INDUSTRY | MSS | MSS SP-80 | Bronze Gate, Globe, Angle and Check Valves | 2019
18018 | 46 23 00 | GRIT REMOVAL AND HANDLING EQUIPMENT | 02/20 | NATIONAL ELECTRICAL MANUFACTURERS ASSOCIATION | NEMA | NEMA MG 1 | Motors and Generators | 2021
18019 | 46 23 00 | GRIT REMOVAL AND HANDLING EQUIPMENT | 02/20 | NATIONAL FIRE PROTECTION ASSOCIATION | NFPA | NFPA 70 | National Electrical Code | 2023
18020 | 46 24 16 | COMMINUTORS | 05/21 | AMERICAN BEARING MANUFACTURERS ASSOCIATION | ABMA | ABMA 9 | Load Ratings and Fatigue Life for Ball Bearings | 2015
18021 | 46 24 16 | COMMINUTORS | 05/21 | AMERICAN BEARING MANUFACTURERS ASSOCIATION | ABMA | ABMA 11 | Load Ratings and Fatigue Life for Roller Bearings | 2014
18022 | 46 24 16 | COMMINUTORS | 05/21 | ASTM INTERNATIONAL | ASTM | ASTM A48/A48M | Standard Specification for Gray Iron Castings | 2022
18023 | 46 24 16 | COMMINUTORS | 05/21 | ASTM INTERNATIONAL | ASTM | ASTM A153/A153M | Standard Specification for Zinc Coating (Hot-Dip) on Iron and Steel Hardware | 2023
18024 | 46 24 16 | COMMINUTORS | 05/21 | ASTM INTERNATIONAL | ASTM | ASTM B108/B108M | Standard Specification for Aluminum-Alloy Permanent Mold Castings | 2019
18025 | 46 24 16 | COMMINUTORS | 05/21 | ASTM INTERNATIONAL | ASTM | ASTM F593 | Standard Specification for Stainless Steel Bolts, Hex Cap Screws, and Studs | 2022
18026 | 46 24 16 | COMMINUTORS | 05/21 | NATIONAL ELECTRICAL MANUFACTURERS ASSOCIATION | NEMA | NEMA ICS 2 | Industrial Control and Systems Controllers, Contactors, and Overload Relays Rated 600 V | 2000; R 2020
18027 | 46 24 16 | COMMINUTORS | 05/21 | NATIONAL ELECTRICAL MANUFACTURERS ASSOCIATION | NEMA | NEMA MG 1 | Motors and Generators | 2021
18028 | 46 25 14 | COALESCING [OR VERTICAL TUBE] OIL-WATER SEPARATORS | 02/11, CHG 1: 11/13 | AMERICAN SOCIETY OF MECHANICAL ENGINEERS | ASME | ASME B16.5 | Pipe Flanges and Flanged Fittings NPS 1/2 Through NPS 24 Metric/Inch Standard | 2020
18029 | 46 25 14 | COALESCING [OR VERTICAL TUBE] OIL-WATER SEPARATORS | 02/11, CHG 1: 11/13 | AMERICAN WATER WORKS ASSOCIATION | AWWA | AWWA 10084 | Standard Methods for the Examination of Water and Wastewater | 2017
18030 | 46 25 14 | COALESCING [OR VERTICAL TUBE] OIL-WATER SEPARATORS | 02/11, CHG 1: 11/13 | AMERICAN WELDING SOCIETY | AWS | AWS D1.1/D1.1M | Structural Welding Code - Steel | 2020; Errata 1 2021
18031 | 46 25 14 | COALESCING [OR VERTICAL TUBE] OIL-WATER SEPARATORS | 02/11, CHG 1: 11/13 | ASTM INTERNATIONAL | ASTM | ASTM A36/A36M | Standard Specification for Carbon Structural Steel | 2019
18032 | 46 25 14 | COALESCING [OR VERTICAL TUBE] OIL-WATER SEPARATORS | 02/11, CHG 1: 11/13 | ASTM INTERNATIONAL | ASTM | ASTM C990 | Standard Specification for Joints for Concrete Pipe, Manholes, and Precast Box Sections Using Preformed Flexible Joint Sealants | 2009; R 2019
18033 | 46 25 14 | COALESCING [OR VERTICAL TUBE] OIL-WATER SEPARATORS | 02/11, CHG 1: 11/13 | ASTM INTERNATIONAL | ASTM | ASTM E165/E165M | Standard Practice for Liquid Penetrant Examination for General Industry | 2023
18034 | 46 25 14 | COALESCING [OR VERTICAL TUBE] OIL-WATER SEPARATORS | 02/11, CHG 1: 11/13 | SOCIETY FOR PROTECTIVE COATINGS | SSPC | SSPC SP 10/NACE No. 2 | Near-White Blast Cleaning | 2015
18035 | 46 25 14 | COALESCING [OR VERTICAL TUBE] OIL-WATER SEPARATORS | 02/11, CHG 1: 11/13 | U.S. DEPARTMENT OF DEFENSE | DOD | MIL-DTL-24441 | Paint, Epoxy-Polyamide, General Specification for | 2009; Rev D; Notice 1 2021
18036 | 46 25 14 | COALESCING [OR VERTICAL TUBE] OIL-WATER SEPARATORS | 02/11, CHG 1: 11/13 | U.S. ENVIRONMENTAL PROTECTION AGENCY | EPA | EPA 600/4-79/020 | Methods for Chemical Analysis of Water and Wastes | 1983
18037 | 46 30 00 | WATER AND WASTEWATER CHEMICAL FEED SYSTEMS | 08/17 | AMERICAN NATIONAL STANDARDS INSTITUTE | ANSI | ANSI Z400.1/Z129.1 | Hazardous Workplace Chemicals – Hazard Evaluation and Safety Data Sheet and Precautionary Labeling Preparation | 2010
18038 | 46 30 00 | WATER AND WASTEWATER CHEMICAL FEED SYSTEMS | 08/17 | AMERICAN SOCIETY OF MECHANICAL ENGINEERS | ASME | ASME A13.1 | Scheme for the Identification of Piping Systems | 2023
18039 | 46 30 00 | WATER AND WASTEWATER CHEMICAL FEED SYSTEMS | 08/17 | AMERICAN SOCIETY OF MECHANICAL ENGINEERS | ASME | ASME B16.1 | Gray Iron Pipe Flanges and Flanged Fittings Classes 25, 125, and 250 | 2020
18040 | 46 30 00 | WATER AND WASTEWATER CHEMICAL FEED SYSTEMS | 08/17 | AMERICAN SOCIETY OF MECHANICAL ENGINEERS | ASME | ASME B16.5 | Pipe Flanges and Flanged Fittings NPS 1/2 Through NPS 24 Metric/Inch Standard | 2020
18041 | 46 30 00 | WATER AND WASTEWATER CHEMICAL FEED SYSTEMS | 08/17 | AMERICAN SOCIETY OF MECHANICAL ENGINEERS | ASME | ASME B16.11 | Forged Fittings, Socket-Welding and Threaded | 2022
18042 | 46 30 00 | WATER AND WASTEWATER CHEMICAL FEED SYSTEMS | 08/17 | AMERICAN WATER WORKS ASSOCIATION | AWWA | AWWA B201 | Soda Ash | 2018
18043 | 46 30 00 | WATER AND WASTEWATER CHEMICAL FEED SYSTEMS | 08/17 | AMERICAN WATER WORKS ASSOCIATION | AWWA | AWWA B300 | Hypochlorites | 2018
18044 | 46 30 00 | WATER AND WASTEWATER CHEMICAL FEED SYSTEMS | 08/17 | AMERICAN WATER WORKS ASSOCIATION | AWWA | AWWA B302 | Ammonium Sulfate | 2023
18045 | 46 30 00 | WATER AND WASTEWATER CHEMICAL FEED SYSTEMS | 08/17 | AMERICAN WATER WORKS ASSOCIATION | AWWA | AWWA B303 | Sodium Chlorite | 2018
18046 | 46 30 00 | WATER AND WASTEWATER CHEMICAL FEED SYSTEMS | 08/17 | AMERICAN WATER WORKS ASSOCIATION | AWWA | AWWA B402 | Ferrous Sulfate | 2012
18047 | 46 30 00 | WATER AND WASTEWATER CHEMICAL FEED SYSTEMS | 08/17 | AMERICAN WATER WORKS ASSOCIATION | AWWA | AWWA B403 | Aluminum Sulfate - Liquid, Ground, or Lump | 2016
18048 | 46 30 00 | WATER AND WASTEWATER CHEMICAL FEED SYSTEMS | 08/17 | AMERICAN WATER WORKS ASSOCIATION | AWWA | AWWA B404 | Liquid Sodium Silicate | 2022
18049 | 46 30 00 | WATER AND WASTEWATER CHEMICAL FEED SYSTEMS | 08/17 | AMERICAN WATER WORKS ASSOCIATION | AWWA | AWWA B405 | Sodium Aluminate | 2016
18050 | 46 30 00 | WATER AND WASTEWATER CHEMICAL FEED SYSTEMS | 08/17 | AMERICAN WATER WORKS ASSOCIATION | AWWA | AWWA B406 | Ferric Sulfate | 2020; Errata 2020
18051 | 46 30 00 | WATER AND WASTEWATER CHEMICAL FEED SYSTEMS | 08/17 | AMERICAN WATER WORKS ASSOCIATION | AWWA | AWWA B407 | Liquid Ferric Chloride | 2018
18052 | 46 30 00 | WATER AND WASTEWATER CHEMICAL FEED SYSTEMS | 08/17 | AMERICAN WATER WORKS ASSOCIATION | AWWA | AWWA B408 | Liquid Polyaluminum Chloride | 2018
18053 | 46 30 00 | WATER AND WASTEWATER CHEMICAL FEED SYSTEMS | 08/17 | AMERICAN WATER WORKS ASSOCIATION | AWWA | AWWA B451 | Poly(Diallyldimethylammonium Chloride) | 2023
18054 | 46 30 00 | WATER AND WASTEWATER CHEMICAL FEED SYSTEMS | 08/17 | AMERICAN WATER WORKS ASSOCIATION | AWWA | AWWA B452 | EPI-DMA Polyamines | 2020
18055 | 46 30 00 | WATER AND WASTEWATER CHEMICAL FEED SYSTEMS | 08/17 | AMERICAN WATER WORKS ASSOCIATION | AWWA | AWWA B453 | Polyacrylomide | 2013
18056 | 46 30 00 | WATER AND WASTEWATER CHEMICAL FEED SYSTEMS | 08/17 | AMERICAN WATER WORKS ASSOCIATION | AWWA | AWWA B501 | Sodium Hydroxide (Caustic Soda) | 2019
18057 | 46 30 00 | WATER AND WASTEWATER CHEMICAL FEED SYSTEMS | 08/17 | AMERICAN WATER WORKS ASSOCIATION | AWWA | AWWA B502 | Sodium Polyphosphate, Glassy (Sodium Hexametaphosphate) | 2023
18058 | 46 30 00 | WATER AND WASTEWATER CHEMICAL FEED SYSTEMS | 08/17 | AMERICAN WATER WORKS ASSOCIATION | AWWA | AWWA B503 | Sodium Tripolyphosphate | 2023
18059 | 46 30 00 | WATER AND WASTEWATER CHEMICAL FEED SYSTEMS | 08/17 | AMERICAN WATER WORKS ASSOCIATION | AWWA | AWWA B504 | Monosodium Phosphate, Anhydrous | 2012
18060 | 46 30 00 | WATER AND WASTEWATER CHEMICAL FEED SYSTEMS | 08/17 | AMERICAN WATER WORKS ASSOCIATION | AWWA | AWWA B505 | Disodium Phosphate, Anhydrous | 2012
18061 | 46 30 00 | WATER AND WASTEWATER CHEMICAL FEED SYSTEMS | 08/17 | AMERICAN WATER WORKS ASSOCIATION | AWWA | AWWA B511 | Potassium Hydroxide | 2023
18062 | 46 30 00 | WATER AND WASTEWATER CHEMICAL FEED SYSTEMS | 08/17 | AMERICAN WATER WORKS ASSOCIATION | AWWA | AWWA B550 | Calcium Chloride | 2023
18063 | 46 30 00 | WATER AND WASTEWATER CHEMICAL FEED SYSTEMS | 08/17 | AMERICAN WATER WORKS ASSOCIATION | AWWA | AWWA B600 | Powdered Activated Carbon | 2016
18064 | 46 30 00 | WATER AND WASTEWATER CHEMICAL FEED SYSTEMS | 08/17 | AMERICAN WATER WORKS ASSOCIATION | AWWA | AWWA B601 | Sodium Metabisulfite | 2017
18065 | 46 30 00 | WATER AND WASTEWATER CHEMICAL FEED SYSTEMS | 08/17 | AMERICAN WATER WORKS ASSOCIATION | AWWA | AWWA B602 | Copper Sulfate | 2017
18066 | 46 30 00 | WATER AND WASTEWATER CHEMICAL FEED SYSTEMS | 08/17 | AMERICAN WATER WORKS ASSOCIATION | AWWA | AWWA B603 | Permanganates | 2016
18067 | 46 30 00 | WATER AND WASTEWATER CHEMICAL FEED SYSTEMS | 08/17 | AMERICAN WATER WORKS ASSOCIATION | AWWA | AWWA B701 | Sodium Fluoride | 2011
18068 | 46 30 00 | WATER AND WASTEWATER CHEMICAL FEED SYSTEMS | 08/17 | AMERICAN WATER WORKS ASSOCIATION | AWWA | AWWA B702 | Sodium Fluorosilicate | 2011
18069 | 46 30 00 | WATER AND WASTEWATER CHEMICAL FEED SYSTEMS | 08/17 | AMERICAN WATER WORKS ASSOCIATION | AWWA | AWWA B703 | Fluorosilicic Acid | 2011
18070 | 46 30 00 | WATER AND WASTEWATER CHEMICAL FEED SYSTEMS | 08/17 | ASTM INTERNATIONAL | ASTM | ASTM D1785 | Standard Specification for Poly(Vinyl Chloride) (PVC), Plastic Pipe, Schedules 40, 80, and 120 | 2021
18071 | 46 30 00 | WATER AND WASTEWATER CHEMICAL FEED SYSTEMS | 08/17 | ASTM INTERNATIONAL | ASTM | ASTM D1998 | Polyethylene Upright Storage Tanks | 2013
18072 | 46 30 00 | WATER AND WASTEWATER CHEMICAL FEED SYSTEMS | 08/17 | ASTM INTERNATIONAL | ASTM | ASTM D3299 | Filament-Wound Glass-Fiber-Reinforced Thermoset Resin Corrosion-Resistant Tanks | 2010
18073 | 46 30 00 | WATER AND WASTEWATER CHEMICAL FEED SYSTEMS | 08/17 | ASTM INTERNATIONAL | ASTM | ASTM D5421 | Contact Molded "Fiberglass" (Glass-Fiber-Reinforced Thermosetting Resin) Flanges | 2015
18074 | 46 30 00 | WATER AND WASTEWATER CHEMICAL FEED SYSTEMS | 08/17 | ASTM INTERNATIONAL | ASTM | ASTM E1067/E1067M | Standard Practice for Acoustic Emission Examination of Fiberglass Reinforced Plastic Resin (FRP) Tanks/Vessels | 2018
18075 | 46 30 00 | WATER AND WASTEWATER CHEMICAL FEED SYSTEMS | 08/17 | ASTM INTERNATIONAL | ASTM | ASTM F441/F441M | Standard Specification for Chlorinated Poly(Vinyl Chloride) (CPVC) Plastic Pipe, Schedules 40 and 80 | 2023
18076 | 46 30 00 | WATER AND WASTEWATER CHEMICAL FEED SYSTEMS | 08/17 | HYDRAULIC INSTITUTE | HI | HI 9.1-9.5 | Pumps General Guidelines for Materials, Sound Testing, and Decontamination - B117 | 2021
18077 | 46 30 00 | WATER AND WASTEWATER CHEMICAL FEED SYSTEMS | 08/17 | HYDRAULIC INSTITUTE | HI | HI ANSI/HI 7.1-7.5 | Controlled-Volume Metering Pumps American National Standard for Nomenclature, Definitions, Application, and Operation - B115 | 2023
18078 | 46 30 00 | WATER AND WASTEWATER CHEMICAL FEED SYSTEMS | 08/17 | NATIONAL ELECTRICAL MANUFACTURERS ASSOCIATION | NEMA | NEMA 250 | Enclosures for Electrical Equipment (1000 Volts Maximum) | 2020
18079 | 46 30 00 | WATER AND WASTEWATER CHEMICAL FEED SYSTEMS | 08/17 | NATIONAL ELECTRICAL MANUFACTURERS ASSOCIATION | NEMA | NEMA ICS 1 | Standard for Industrial Control and Systems: General Requirements | 2022
18080 | 46 30 00 | WATER AND WASTEWATER CHEMICAL FEED SYSTEMS | 08/17 | NATIONAL ELECTRICAL MANUFACTURERS ASSOCIATION | NEMA | NEMA ICS 2 | Industrial Control and Systems Controllers, Contactors, and Overload Relays Rated 600 V | 2000; R 2020
18081 | 46 30 00 | WATER AND WASTEWATER CHEMICAL FEED SYSTEMS | 08/17 | NATIONAL FIRE PROTECTION ASSOCIATION | NFPA | NFPA 37 | Standard for the Installation and Use of Stationary Combustion Engines and Gas Turbines | 2024
18082 | 46 30 00 | WATER AND WASTEWATER CHEMICAL FEED SYSTEMS | 08/17 | NATIONAL FIRE PROTECTION ASSOCIATION | NFPA | NFPA 70 | National Electrical Code | 2023
18083 | 46 30 00 | WATER AND WASTEWATER CHEMICAL FEED SYSTEMS | 08/17 | NSF INTERNATIONAL | NSF | NSF/ANSI 60 | Drinking Water Treatment Chemicals - Health Effects | 2022; Addenda 2022
18084 | 46 30 00 | WATER AND WASTEWATER CHEMICAL FEED SYSTEMS | 08/17 | PLUMBING-HEATING-COOLING CONTRACTORS ASSOCIATION | PHCC | NAPHCC NSPC | National Standard Plumbing Code Illustrated | 2015
18085 | 46 30 00 | WATER AND WASTEWATER CHEMICAL FEED SYSTEMS | 08/17 | UNDERWRITERS LABORATORIES | UL | UL 50 | UL Standard for Safety Enclosures for Electrical Equipment, Non-Environmental Considerations | 2024
18086 | 46 30 13 | ADVANCED OXIDATION PROCESSES (AOP) | 02/11 | AMERICAN SOCIETY OF MECHANICAL ENGINEERS | ASME | ASME B16.5 | Pipe Flanges and Flanged Fittings NPS 1/2 Through NPS 24 Metric/Inch Standard | 2020
18087 | 46 30 13 | ADVANCED OXIDATION PROCESSES (AOP) | 02/11 | AMERICAN SOCIETY OF MECHANICAL ENGINEERS | ASME | ASME B16.9 | Factory-Made Wrought Buttwelding Fittings | 2018
18088 | 46 30 13 | ADVANCED OXIDATION PROCESSES (AOP) | 02/11 | AMERICAN SOCIETY OF MECHANICAL ENGINEERS | ASME | ASME B16.18 | Cast Copper Alloy Solder Joint Pressure Fittings | 2021
18089 | 46 30 13 | ADVANCED OXIDATION PROCESSES (AOP) | 02/11 | AMERICAN SOCIETY OF MECHANICAL ENGINEERS | ASME | ASME B16.22 | Wrought Copper and Copper Alloy Solder Joint Pressure Fittings | 2021
18090 | 46 30 13 | ADVANCED OXIDATION PROCESSES (AOP) | 02/11 | AMERICAN SOCIETY OF MECHANICAL ENGINEERS | ASME | ASME B31.1 | Power Piping | 2022
18091 | 46 30 13 | ADVANCED OXIDATION PROCESSES (AOP) | 02/11 | AMERICAN SOCIETY OF MECHANICAL ENGINEERS | ASME | ASME B40.100 | Pressure Gauges and Gauge Attachments | 2022
18092 | 46 30 13 | ADVANCED OXIDATION PROCESSES (AOP) | 02/11 | AMERICAN SOCIETY OF MECHANICAL ENGINEERS | ASME | ASME BPVC SEC IX | BPVC Section IX-Welding, Brazing and Fusing Qualifications | 2017; Errata 2018
18093 | 46 30 13 | ADVANCED OXIDATION PROCESSES (AOP) | 02/11 | AMERICAN SOCIETY OF MECHANICAL ENGINEERS | ASME | ASME BPVC SEC VIII D1 | BPVC Section VIII-Rules for Construction of Pressure Vessels Division 1 | 2019
18094 | 46 30 13 | ADVANCED OXIDATION PROCESSES (AOP) | 02/11 | AMERICAN WELDING SOCIETY | AWS | AWS B2.1/B2.1M | Specification for Welding Procedure and Performance Qualification | 2021
18095 | 46 30 13 | ADVANCED OXIDATION PROCESSES (AOP) | 02/11 | AMERICAN WELDING SOCIETY | AWS | AWS D1.1/D1.1M | Structural Welding Code - Steel | 2020; Errata 1 2021
18096 | 46 30 13 | ADVANCED OXIDATION PROCESSES (AOP) | 02/11 | ASTM INTERNATIONAL | ASTM | ASTM A36/A36M | Standard Specification for Carbon Structural Steel | 2019
18097 | 46 30 13 | ADVANCED OXIDATION PROCESSES (AOP) | 02/11 | ASTM INTERNATIONAL | ASTM | ASTM A53/A53M | Standard Specification for Pipe, Steel, Black and Hot-Dipped, Zinc-Coated, Welded and Seamless | 2024
18098 | 46 30 13 | ADVANCED OXIDATION PROCESSES (AOP) | 02/11 | ASTM INTERNATIONAL | ASTM | ASTM A182/A182M | Standard Specification for Forged or Rolled Alloy and Stainless Steel Pipe Flanges, Forged Fittings, and Valves and Parts for High-Temperature Service | 2024
18099 | 46 30 13 | ADVANCED OXIDATION PROCESSES (AOP) | 02/11 | ASTM INTERNATIONAL | ASTM | ASTM A269/A269M | Standard Specification for Seamless and Welded Austenitic Stainless Steel Tubing for General Service | 2024
18100 | 46 30 13 | ADVANCED OXIDATION PROCESSES (AOP) | 02/11 | ASTM INTERNATIONAL | ASTM | ASTM A276/A276M | Standard Specification for Stainless Steel Bars and Shapes | 2024
18101 | 46 30 13 | ADVANCED OXIDATION PROCESSES (AOP) | 02/11 | ASTM INTERNATIONAL | ASTM | ASTM A312/A312M | Standard Specification for Seamless, Welded, and Heavily Cold Worked Austenitic Stainless Steel Pipes | 2022a
18102 | 46 30 13 | ADVANCED OXIDATION PROCESSES (AOP) | 02/11 | ASTM INTERNATIONAL | ASTM | ASTM A403/A403M | Standard Specification for Wrought Austenitic Stainless Steel Piping Fittings | 2022b
18103 | 46 30 13 | ADVANCED OXIDATION PROCESSES (AOP) | 02/11 | ASTM INTERNATIONAL | ASTM | ASTM A774/A774M | Standard Specification for As-Welded Wrought Austenitic Stainless Steel Fittings for General Corrosive Service at Low and Moderate Temperatures | 2024
18104 | 46 30 13 | ADVANCED OXIDATION PROCESSES (AOP) | 02/11 | ASTM INTERNATIONAL | ASTM | ASTM A778/A778M | Standard Specification for Welded, Unannealed Austenitic Stainless Steel Tubular Products | 2024
18105 | 46 30 13 | ADVANCED OXIDATION PROCESSES (AOP) | 02/11 | ASTM INTERNATIONAL | ASTM | ASTM B32 | Standard Specification for Solder Metal | 2020
18106 | 46 30 13 | ADVANCED OXIDATION PROCESSES (AOP) | 02/11 | ASTM INTERNATIONAL | ASTM | ASTM B88 | Standard Specification for Seamless Copper Water Tube | 2022
18107 | 46 30 13 | ADVANCED OXIDATION PROCESSES (AOP) | 02/11 | ASTM INTERNATIONAL | ASTM | ASTM B88M | Standard Specification for Seamless Copper Water Tube (Metric) | 2020
18108 | 46 30 13 | ADVANCED OXIDATION PROCESSES (AOP) | 02/11 | ASTM INTERNATIONAL | ASTM | ASTM B209 | Standard Specification for Aluminum and Aluminum-Alloy Sheet and Plate | 2014
18109 | 46 30 13 | ADVANCED OXIDATION PROCESSES (AOP) | 02/11 | ASTM INTERNATIONAL | ASTM | ASTM B209M | Standard Specification for Aluminum and Aluminum-Alloy Sheet and Plate (Metric) | 2014
18110 | 46 30 13 | ADVANCED OXIDATION PROCESSES (AOP) | 02/11 | ASTM INTERNATIONAL | ASTM | ASTM D1710 | Extruded and Compression Molded Polytetrafluoroethylene (PTFE) Rod and Heavy-Walled Tubing | 2008
18111 | 46 30 13 | ADVANCED OXIDATION PROCESSES (AOP) | 02/11 | ASTM INTERNATIONAL | ASTM | ASTM D1785 | Standard Specification for Poly(Vinyl Chloride) (PVC), Plastic Pipe, Schedules 40, 80, and 120 | 2021
18112 | 46 30 13 | ADVANCED OXIDATION PROCESSES (AOP) | 02/11 | ASTM INTERNATIONAL | ASTM | ASTM D2241 | Standard Specification for Poly(Vinyl Chloride) (PVC) Pressure-Rated Pipe (SDR Series) | 2020
18113 | 46 30 13 | ADVANCED OXIDATION PROCESSES (AOP) | 02/11 | ASTM INTERNATIONAL | ASTM | ASTM D2564 | Standard Specification for Solvent Cements for Poly(Vinyl Chloride) (PVC) Plastic Piping Systems | 2020
18114 | 46 30 13 | ADVANCED OXIDATION PROCESSES (AOP) | 02/11 | ASTM INTERNATIONAL | ASTM | ASTM D3222 | Standard Specification for Unmodified Poly(Vinylidene Fluoride) (PVDF) Molding Extrusion and Coating Materials | 2018a
18115 | 46 30 13 | ADVANCED OXIDATION PROCESSES (AOP) | 02/11 | ASTM INTERNATIONAL | ASTM | ASTM F593 | Standard Specification for Stainless Steel Bolts, Hex Cap Screws, and Studs | 2022
18116 | 46 30 13 | ADVANCED OXIDATION PROCESSES (AOP) | 02/11 | COMPRESSED AIR AND GAS INSTITUTE | CAGI | CAGI B19.1 | Safety Standard for Compressor Systems | 2010
18117 | 46 30 13 | ADVANCED OXIDATION PROCESSES (AOP) | 02/11 | COMPRESSED GAS ASSOCIATION | CGA | CGA G-4.1 | Cleaning Equipment for Oxygen Service; 6th Edition | 2009
18118 | 46 30 13 | ADVANCED OXIDATION PROCESSES (AOP) | 02/11 | COMPRESSED GAS ASSOCIATION | CGA | CGA G-4.4 | Oxygen Pipeline Systems; 4th Edition | 2020
18119 | 46 30 13 | ADVANCED OXIDATION PROCESSES (AOP) | 02/11 | COMPRESSED GAS ASSOCIATION | CGA | CGA HB | Handbook of Compressed Gases; 4th Edition | 1999
18120 | 46 30 13 | ADVANCED OXIDATION PROCESSES (AOP) | 02/11 | INTERNATIONAL SOCIETY OF AUTOMATION | ISA | ANSI/ISA 5.1 | Instrumentation Symbols and Identification | 2022
18121 | 46 30 13 | ADVANCED OXIDATION PROCESSES (AOP) | 02/11 | MANUFACTURERS STANDARDIZATION SOCIETY OF THE VALVE AND FITTINGS INDUSTRY | MSS | MSS SP-43 | Wrought Stainless Steel Butt-Welding Fittings | 2019
18122 | 46 30 13 | ADVANCED OXIDATION PROCESSES (AOP) | 02/11 | MANUFACTURERS STANDARDIZATION SOCIETY OF THE VALVE AND FITTINGS INDUSTRY | MSS | MSS SP-58 | Pipe Hangers and Supports - Materials, Design and Manufacture, Selection, Application, and Installation | 2018
18123 | 46 30 13 | ADVANCED OXIDATION PROCESSES (AOP) | 02/11 | NATIONAL ELECTRICAL MANUFACTURERS ASSOCIATION | NEMA | NEMA 250 | Enclosures for Electrical Equipment (1000 Volts Maximum) | 2020
18124 | 46 30 13 | ADVANCED OXIDATION PROCESSES (AOP) | 02/11 | NATIONAL ELECTRICAL MANUFACTURERS ASSOCIATION | NEMA | NEMA ICS 6 | Industrial Control and Systems: Enclosures | 1993; R 2016
18125 | 46 30 13 | ADVANCED OXIDATION PROCESSES (AOP) | 02/11 | NATIONAL FIRE PROTECTION ASSOCIATION | NFPA | NFPA 55 | Compressed Gases and Cryogenic Fluids Codes | 2023; TIA 22-1; TIA 22-2; TIA 23-3; TIA 23-4
18126 | 46 30 13 | ADVANCED OXIDATION PROCESSES (AOP) | 02/11 | NATIONAL FIRE PROTECTION ASSOCIATION | NFPA | NFPA 70 | National Electrical Code | 2023
18127 | 46 30 13 | ADVANCED OXIDATION PROCESSES (AOP) | 02/11 | U.S. DEPARTMENT OF DEFENSE | DOD | UFC 3-301-01 | Structural Engineering | 2023; with Change 1, 2023
18128 | 46 31 11 | CHLORINE GAS FEED EQUIPMENT | 08/17 | AMERICAN SOCIETY OF MECHANICAL ENGINEERS | ASME | ASME B16.1 | Gray Iron Pipe Flanges and Flanged Fittings Classes 25, 125, and 250 | 2020
18129 | 46 31 11 | CHLORINE GAS FEED EQUIPMENT | 08/17 | AMERICAN SOCIETY OF MECHANICAL ENGINEERS | ASME | ASME B16.3 | Malleable Iron Threaded Fittings, Classes 150 and 300 | 2021
18130 | 46 31 11 | CHLORINE GAS FEED EQUIPMENT | 08/17 | AMERICAN SOCIETY OF MECHANICAL ENGINEERS | ASME | ASME B16.5 | Pipe Flanges and Flanged Fittings NPS 1/2 Through NPS 24 Metric/Inch Standard | 2020
18131 | 46 31 11 | CHLORINE GAS FEED EQUIPMENT | 08/17 | AMERICAN SOCIETY OF MECHANICAL ENGINEERS | ASME | ASME B16.11 | Forged Fittings, Socket-Welding and Threaded | 2022
18132 | 46 31 11 | CHLORINE GAS FEED EQUIPMENT | 08/17 | AMERICAN SOCIETY OF MECHANICAL ENGINEERS | ASME | ASME BPVC SEC VIII D1 | BPVC Section VIII-Rules for Construction of Pressure Vessels Division 1 | 2019
18133 | 46 31 11 | CHLORINE GAS FEED EQUIPMENT | 08/17 | ASTM INTERNATIONAL | ASTM | ASTM A53/A53M | Standard Specification for Pipe, Steel, Black and Hot-Dipped, Zinc-Coated, Welded and Seamless | 2024
18134 | 46 31 11 | CHLORINE GAS FEED EQUIPMENT | 08/17 | ASTM INTERNATIONAL | ASTM | ASTM A106/A106M | Standard Specification for Seamless Carbon Steel Pipe for High-Temperature Service | 2019a
18135 | 46 31 11 | CHLORINE GAS FEED EQUIPMENT | 08/17 | ASTM INTERNATIONAL | ASTM | ASTM A153/A153M | Standard Specification for Zinc Coating (Hot-Dip) on Iron and Steel Hardware | 2023
18136 | 46 31 11 | CHLORINE GAS FEED EQUIPMENT | 08/17 | ASTM INTERNATIONAL | ASTM | ASTM A587 | Standard Specification for Electric-Resistance-Welded Low-Carbon Steel Pipe for the Chemical Industry | 2022
18137 | 46 31 11 | CHLORINE GAS FEED EQUIPMENT | 08/17 | ASTM INTERNATIONAL | ASTM | ASTM B88 | Standard Specification for Seamless Copper Water Tube | 2022
18138 | 46 31 11 | CHLORINE GAS FEED EQUIPMENT | 08/17 | ASTM INTERNATIONAL | ASTM | ASTM B88M | Standard Specification for Seamless Copper Water Tube (Metric) | 2020
18139 | 46 31 11 | CHLORINE GAS FEED EQUIPMENT | 08/17 | ASTM INTERNATIONAL | ASTM | ASTM D1785 | Standard Specification for Poly(Vinyl Chloride) (PVC), Plastic Pipe, Schedules 40, 80, and 120 | 2021
18140 | 46 31 11 | CHLORINE GAS FEED EQUIPMENT | 08/17 | ASTM INTERNATIONAL | ASTM | ASTM F441/F441M | Standard Specification for Chlorinated Poly(Vinyl Chloride) (CPVC) Plastic Pipe, Schedules 40 and 80 | 2023
18141 | 46 31 11 | CHLORINE GAS FEED EQUIPMENT | 08/17 | CHLORINE INSTITUTE | CI | CI Pamphlet 1 | Chlorine Basics, Edition 7 | 2023
18142 | 46 31 11 | CHLORINE GAS FEED EQUIPMENT | 08/17 | CHLORINE INSTITUTE | CI | CI Pamphlet 6 | Piping Systems for Dry Chlorine, 17th Edition | 2020
18143 | 46 31 11 | CHLORINE GAS FEED EQUIPMENT | 08/17 | U.S. NATIONAL ARCHIVES AND RECORDS ADMINISTRATION | NARA | 30 CFR 72 | Health Standards for Coal Mines
18144 | 46 43 21 | CIRCULAR CLARIFIER EQUIPMENT | 02/20 | AMERICAN BEARING MANUFACTURERS ASSOCIATION | ABMA | ABMA 9 | Load Ratings and Fatigue Life for Ball Bearings | 2015
18145 | 46 43 21 | CIRCULAR CLARIFIER EQUIPMENT | 02/20 | AMERICAN BEARING MANUFACTURERS ASSOCIATION | ABMA | ABMA 11 | Load Ratings and Fatigue Life for Roller Bearings | 2014
18146 | 46 43 21 | CIRCULAR CLARIFIER EQUIPMENT | 02/20 | AMERICAN GEAR MANUFACTURERS ASSOCIATION | AGMA | AGMA 908 | Information Sheet: Geometry Factors for Determining the Pitting Resistance and Bending Strength of Spur, Helical and Herringbone Gear Teeth | 1989B; R 1999
18147 | 46 43 21 | CIRCULAR CLARIFIER EQUIPMENT | 02/20 | AMERICAN GEAR MANUFACTURERS ASSOCIATION | AGMA | AGMA 2011 | Cylindrical Wormgearing Tolerance and Inspection Methods | 2014B
18148 | 46 43 21 | CIRCULAR CLARIFIER EQUIPMENT | 02/20 | AMERICAN GEAR MANUFACTURERS ASSOCIATION | AGMA | AGMA 2015/915-1 | Accuracy Classification System - Tangential Measurement Tolerance Tables for Cylindrical Gears | 2002A
18149 | 46 43 21 | CIRCULAR CLARIFIER EQUIPMENT | 02/20 | AMERICAN GEAR MANUFACTURERS ASSOCIATION | AGMA | AGMA 9002 | Bores and Keyways for Flexible Couplings (Inch Series) | 2014C
18150 | 46 43 21 | CIRCULAR CLARIFIER EQUIPMENT | 02/20 | AMERICAN GEAR MANUFACTURERS ASSOCIATION | AGMA | AGMA ISO 10064-6 | Code of Inspection Practice - Part 6: Bevel Gear Measurement Methods | 2010A
18151 | 46 43 21 | CIRCULAR CLARIFIER EQUIPMENT | 02/20 | AMERICAN GEAR MANUFACTURERS ASSOCIATION | AGMA | AGMA ISO 17485 | Bevel Gears - ISO System of Accuracy (Including Supplement - Tolerance Tables 2008) | 2008A; Supplement 2008
18152 | 46 43 21 | CIRCULAR CLARIFIER EQUIPMENT | 02/20 | AMERICAN GEAR MANUFACTURERS ASSOCIATION | AGMA | ANSI/AGMA 6013 | Standard for Industrial Enclosed Gear Drives | 2006A; R 2016
18153 | 46 43 21 | CIRCULAR CLARIFIER EQUIPMENT | 02/20 | AMERICAN GEAR MANUFACTURERS ASSOCIATION | AGMA | ANSI/AGMA 6034 | Practice for Enclosed Cylindrical Wormgear Speed Reducers and Gearmotors | 1992B; R 2010
18154 | 46 43 21 | CIRCULAR CLARIFIER EQUIPMENT | 02/20 | AMERICAN GEAR MANUFACTURERS ASSOCIATION | AGMA | ANSI/AGMA 6113 | Standard for Industrial Enclosed Gear Drives (Metric Edition) | 2016B
18155 | 46 43 21 | CIRCULAR CLARIFIER EQUIPMENT | 02/20 | AMERICAN GEAR MANUFACTURERS ASSOCIATION | AGMA | ANSI/AGMA 9000 | Flexible Couplings - Potential Unbalance Classification | 2011D
18156 | 46 43 21 | CIRCULAR CLARIFIER EQUIPMENT | 02/20 | AMERICAN INSTITUTE OF STEEL CONSTRUCTION | AISC | AISC 360 | Specification for Structural Steel Buildings | 2016
18157 | 46 43 21 | CIRCULAR CLARIFIER EQUIPMENT | 02/20 | AMERICAN SOCIETY OF MECHANICAL ENGINEERS | ASME | ASME B17.1 | Keys and Keyseats | 1967; R 2017
18158 | 46 43 21 | CIRCULAR CLARIFIER EQUIPMENT | 02/20 | AMERICAN SOCIETY OF MECHANICAL ENGINEERS | ASME | ASME B17.2 | Woodruff Keys and Keyseats | 1967; R 2017
18159 | 46 43 21 | CIRCULAR CLARIFIER EQUIPMENT | 02/20 | AMERICAN WATER WORKS ASSOCIATION | AWWA | AWWA C111/A21.11 | Rubber-Gasket Joints for Ductile-Iron Pressure Pipe and Fittings | 2023
18160 | 46 43 21 | CIRCULAR CLARIFIER EQUIPMENT | 02/20 | AMERICAN WATER WORKS ASSOCIATION | AWWA | AWWA C600 | Installation of Ductile-Iron Mains and Their Appurtenances | 2023
18161 | 46 43 21 | CIRCULAR CLARIFIER EQUIPMENT | 02/20 | ASTM INTERNATIONAL | ASTM | ASTM A36/A36M | Standard Specification for Carbon Structural Steel | 2019
18162 | 46 43 21 | CIRCULAR CLARIFIER EQUIPMENT | 02/20 | ASTM INTERNATIONAL | ASTM | ASTM A48/A48M | Standard Specification for Gray Iron Castings | 2022
18163 | 46 43 21 | CIRCULAR CLARIFIER EQUIPMENT | 02/20 | ASTM INTERNATIONAL | ASTM | ASTM A53/A53M | Standard Specification for Pipe, Steel, Black and Hot-Dipped, Zinc-Coated, Welded and Seamless | 2024
18164 | 46 43 21 | CIRCULAR CLARIFIER EQUIPMENT | 02/20 | ASTM INTERNATIONAL | ASTM | ASTM B209 | Standard Specification for Aluminum and Aluminum-Alloy Sheet and Plate | 2014
18165 | 46 43 21 | CIRCULAR CLARIFIER EQUIPMENT | 02/20 | ASTM INTERNATIONAL | ASTM | ASTM B209M | Standard Specification for Aluminum and Aluminum-Alloy Sheet and Plate (Metric) | 2014
18166 | 46 43 21 | CIRCULAR CLARIFIER EQUIPMENT | 02/20 | ASTM INTERNATIONAL | ASTM | ASTM B221 | Standard Specification for Aluminum and Aluminum-Alloy Extruded Bars, Rods, Wire, Profiles, and Tubes | 2021
18167 | 46 43 21 | CIRCULAR CLARIFIER EQUIPMENT | 02/20 | ASTM INTERNATIONAL | ASTM | ASTM B221M | Standard Specification for Aluminum and Aluminum-Alloy Extruded Bars, Rods, Wire, Profiles, and Tubes (Metric) | 2021
18168 | 46 43 21 | CIRCULAR CLARIFIER EQUIPMENT | 02/20 | ASTM INTERNATIONAL | ASTM | ASTM C1107/C1107M | Standard Specification for Packaged Dry, Hydraulic-Cement Grout (Nonshrink) | 2020
18169 | 46 43 21 | CIRCULAR CLARIFIER EQUIPMENT | 02/20 | ASTM INTERNATIONAL | ASTM | ASTM D1784 | Standard Specification for Rigid Poly(Vinyl Chloride) (PVC) Compounds and Chlorinated Poly(Vinyl Chloride) (CPVC) Compounds | 2020
18170 | 46 43 21 | CIRCULAR CLARIFIER EQUIPMENT | 02/20 | ASTM INTERNATIONAL | ASTM | ASTM D2241 | Standard Specification for Poly(Vinyl Chloride) (PVC) Pressure-Rated Pipe (SDR Series) | 2020
18171 | 46 43 21 | CIRCULAR CLARIFIER EQUIPMENT | 02/20 | ASTM INTERNATIONAL | ASTM | ASTM D3034 | Standard Specification for Type PSM Poly(Vinyl Chloride) (PVC) Sewer Pipe and Fittings | 2016
18172 | 46 43 21 | CIRCULAR CLARIFIER EQUIPMENT | 02/20 | NATIONAL ELECTRICAL MANUFACTURERS ASSOCIATION | NEMA | NEMA ICS 1 | Standard for Industrial Control and Systems: General Requirements | 2022
18173 | 46 43 21 | CIRCULAR CLARIFIER EQUIPMENT | 02/20 | NATIONAL ELECTRICAL MANUFACTURERS ASSOCIATION | NEMA | NEMA ICS 2 | Industrial Control and Systems Controllers, Contactors, and Overload Relays Rated 600 V | 2000; R 2020
18174 | 46 43 21 | CIRCULAR CLARIFIER EQUIPMENT | 02/20 | NATIONAL ELECTRICAL MANUFACTURERS ASSOCIATION | NEMA | NEMA MG 1 | Motors and Generators | 2021
18175 | 46 43 21 | CIRCULAR CLARIFIER EQUIPMENT | 02/20 | NATIONAL FIRE PROTECTION ASSOCIATION | NFPA | NFPA 70 | National Electrical Code | 2023
18176 | 46 43 21 | CIRCULAR CLARIFIER EQUIPMENT | 02/20 | U.S. NATIONAL ARCHIVES AND RECORDS ADMINISTRATION | NARA | 29 CFR 1910 | Occupational Safety and Health Standards
18177 | 46 51 00.00 10 | AIR AND GAS DIFFUSION SYSTEM | 05/21 | AMERICAN BEARING MANUFACTURERS ASSOCIATION | ABMA | ABMA 9 | Load Ratings and Fatigue Life for Ball Bearings | 2015
18178 | 46 51 00.00 10 | AIR AND GAS DIFFUSION SYSTEM | 05/21 | AMERICAN BEARING MANUFACTURERS ASSOCIATION | ABMA | ABMA 11 | Load Ratings and Fatigue Life for Roller Bearings | 2014
18179 | 46 51 00.00 10 | AIR AND GAS DIFFUSION SYSTEM | 05/21 | AMERICAN GEAR MANUFACTURERS ASSOCIATION | AGMA | AGMA 6011 | Specifications for High Speed Helical Gear Units | 2014J
18180 | 46 51 00.00 10 | AIR AND GAS DIFFUSION SYSTEM | 05/21 | AMERICAN SOCIETY OF HEATING, REFRIGERATING AND AIR-CONDITIONING ENGINEERS | ASHRAE | ASHRAE 52.2 | Method of Testing General Ventilation Air-Cleaning Devices for Removal Efficiency by Particle Size | 2017
18181 | 46 51 00.00 10 | AIR AND GAS DIFFUSION SYSTEM | 05/21 | AMERICAN SOCIETY OF MECHANICAL ENGINEERS | ASME | ASME B16.1 | Gray Iron Pipe Flanges and Flanged Fittings Classes 25, 125, and 250 | 2020
18182 | 46 51 00.00 10 | AIR AND GAS DIFFUSION SYSTEM | 05/21 | AMERICAN SOCIETY OF MECHANICAL ENGINEERS | ASME | ASME B16.3 | Malleable Iron Threaded Fittings, Classes 150 and 300 | 2021
18183 | 46 51 00.00 10 | AIR AND GAS DIFFUSION SYSTEM | 05/21 | AMERICAN SOCIETY OF MECHANICAL ENGINEERS | ASME | ASME B16.5 | Pipe Flanges and Flanged Fittings NPS 1/2 Through NPS 24 Metric/Inch Standard | 2020
18184 | 46 51 00.00 10 | AIR AND GAS DIFFUSION SYSTEM | 05/21 | AMERICAN SOCIETY OF MECHANICAL ENGINEERS | ASME | ASME B31.1 | Power Piping | 2022
18185 | 46 51 00.00 10 | AIR AND GAS DIFFUSION SYSTEM | 05/21 | AMERICAN SOCIETY OF MECHANICAL ENGINEERS | ASME | ASME B40.100 | Pressure Gauges and Gauge Attachments | 2022
18186 | 46 51 00.00 10 | AIR AND GAS DIFFUSION SYSTEM | 05/21 | AMERICAN SOCIETY OF MECHANICAL ENGINEERS | ASME | ASME BPVC SEC IX | BPVC Section IX-Welding, Brazing and Fusing Qualifications | 2017; Errata 2018
18187 | 46 51 00.00 10 | AIR AND GAS DIFFUSION SYSTEM | 05/21 | AMERICAN WATER WORKS ASSOCIATION | AWWA | AWWA C110/A21.10 | Ductile-Iron and Gray-Iron Fittings | 2021
18188 | 46 51 00.00 10 | AIR AND GAS DIFFUSION SYSTEM | 05/21 | AMERICAN WATER WORKS ASSOCIATION | AWWA | AWWA C111/A21.11 | Rubber-Gasket Joints for Ductile-Iron Pressure Pipe and Fittings | 2023
18189 | 46 51 00.00 10 | AIR AND GAS DIFFUSION SYSTEM | 05/21 | AMERICAN WATER WORKS ASSOCIATION | AWWA | AWWA C115/A21.15 | Flanged Ductile-Iron Pipe With Ductile-Iron or Gray-Iron Threaded Flanges | 2020
18190 | 46 51 00.00 10 | AIR AND GAS DIFFUSION SYSTEM | 05/21 | AMERICAN WATER WORKS ASSOCIATION | AWWA | AWWA C151/A21.51 | Ductile-Iron Pipe, Centrifugally Cast | 2023
18191 | 46 51 00.00 10 | AIR AND GAS DIFFUSION SYSTEM | 05/21 | AMERICAN WATER WORKS ASSOCIATION | AWWA | AWWA C200 | Steel Water Pipe - 6 In. (150 mm) and Larger | 2023
18192 | 46 51 00.00 10 | AIR AND GAS DIFFUSION SYSTEM | 05/21 | AMERICAN WATER WORKS ASSOCIATION | AWWA | AWWA C207 | Standard for Steel Pipe Flanges for Waterworks Service, Sizes 4 in. through 144 in. (100 mm through 3600 mm) | 2023
18193 | 46 51 00.00 10 | AIR AND GAS DIFFUSION SYSTEM | 05/21 | AMERICAN WATER WORKS ASSOCIATION | AWWA | AWWA C208 | Dimensions for Fabricated Steel Water Pipe Fittings | 2022
18194 | 46 51 00.00 10 | AIR AND GAS DIFFUSION SYSTEM | 05/21 | AMERICAN WATER WORKS ASSOCIATION | AWWA | AWWA C500 | Metal-Seated Gate Valves for Water Supply Service | 2019
18195 | 46 51 00.00 10 | AIR AND GAS DIFFUSION SYSTEM | 05/21 | AMERICAN WATER WORKS ASSOCIATION | AWWA | AWWA C504 | Standard for Rubber-Seated Butterfly Valves | 2023
18196 | 46 51 00.00 10 | AIR AND GAS DIFFUSION SYSTEM | 05/21 | AMERICAN WELDING SOCIETY | AWS | AWS D1.1/D1.1M | Structural Welding Code - Steel | 2020; Errata 1 2021
18197 | 46 51 00.00 10 | AIR AND GAS DIFFUSION SYSTEM | 05/21 | ASTM INTERNATIONAL | ASTM | ASTM A53/A53M | Standard Specification for Pipe, Steel, Black and Hot-Dipped, Zinc-Coated, Welded and Seamless | 2024
18198 | 46 51 00.00 10 | AIR AND GAS DIFFUSION SYSTEM | 05/21 | ASTM INTERNATIONAL | ASTM | ASTM A240/A240M | Standard Specification for Chromium and Chromium-Nickel Stainless Steel Plate, Sheet, and Strip for Pressure Vessels and for General Applications | 2024
18199 | 46 51 00.00 10 | AIR AND GAS DIFFUSION SYSTEM | 05/21 | ASTM INTERNATIONAL | ASTM | ASTM A480/A480M | Standard Specification for General Requirements for Flat-Rolled Stainless and Heat-Resisting Steel Plate, Sheet, and Strip | 2024
18200 | 46 51 00.00 10 | AIR AND GAS DIFFUSION SYSTEM | 05/21 | ASTM INTERNATIONAL | ASTM | ASTM A524/A524M | Standard Specification for Seamless Carbon Steel Pipe for Atmospheric and Lower Temperatures | 2021
18201 | 46 51 00.00 10 | AIR AND GAS DIFFUSION SYSTEM | 05/21 | ASTM INTERNATIONAL | ASTM | ASTM A530/A530M | Standard Specification for General Requirements for Specialized Carbon and Alloy Steel Pipe | 2012
18202 | 46 51 00.00 10 | AIR AND GAS DIFFUSION SYSTEM | 05/21 | ASTM INTERNATIONAL | ASTM | ASTM A554 | Standard Specification for Welded Stainless Steel Mechanical Tubing | 2021
18203 | 46 51 00.00 10 | AIR AND GAS DIFFUSION SYSTEM | 05/21 | ASTM INTERNATIONAL | ASTM | ASTM A774/A774M | Standard Specification for As-Welded Wrought Austenitic Stainless Steel Fittings for General Corrosive Service at Low and Moderate Temperatures | 2024
18204 | 46 51 00.00 10 | AIR AND GAS DIFFUSION SYSTEM | 05/21 | ASTM INTERNATIONAL | ASTM | ASTM A778/A778M | Standard Specification for Welded, Unannealed Austenitic Stainless Steel Tubular Products | 2024
18205 | 46 51 00.00 10 | AIR AND GAS DIFFUSION SYSTEM | 05/21 | ASTM INTERNATIONAL | ASTM | ASTM B98/B98M | Standard Specification for Copper-Silicon Alloy Rod, Bar, and Shapes | 2013
18206 | 46 51 00.00 10 | AIR AND GAS DIFFUSION SYSTEM | 05/21 | ASTM INTERNATIONAL | ASTM | ASTM B584 | Standard Specification for Copper Alloy Sand Castings for General Applications | 2022
18207 | 46 51 00.00 10 | AIR AND GAS DIFFUSION SYSTEM | 05/21 | ASTM INTERNATIONAL | ASTM | ASTM D1785 | Standard Specification for Poly(Vinyl Chloride) (PVC), Plastic Pipe, Schedules 40, 80, and 120 | 2021
18208 | 46 51 00.00 10 | AIR AND GAS DIFFUSION SYSTEM | 05/21 | ASTM INTERNATIONAL | ASTM | ASTM D2241 | Standard Specification for Poly(Vinyl Chloride) (PVC) Pressure-Rated Pipe (SDR Series) | 2020
18209 | 46 51 00.00 10 | AIR AND GAS DIFFUSION SYSTEM | 05/21 | ASTM INTERNATIONAL | ASTM | ASTM D2310 | Machine-Made "Fiberglass" (Glass-Fiber-Reinforced Thermosetting-Resin) Pipe | 2006; R 2012
18210 | 46 51 00.00 10 | AIR AND GAS DIFFUSION SYSTEM | 05/21 | ASTM INTERNATIONAL | ASTM | ASTM D2564 | Standard Specification for Solvent Cements for Poly(Vinyl Chloride) (PVC) Plastic Piping Systems | 2020
18211 | 46 51 00.00 10 | AIR AND GAS DIFFUSION SYSTEM | 05/21 | ASTM INTERNATIONAL | ASTM | ASTM D2992 | Obtaining Hydrostatic or Pressure Design Basis for "Fiberglass" (Glass-Fiber-Reinforced Thermosetting-Resin) Pipe and Fittings | 2012
18212 | 46 51 00.00 10 | AIR AND GAS DIFFUSION SYSTEM | 05/21 | ASTM INTERNATIONAL | ASTM | ASTM D2996 | Standard Specification for Filament-Wound "Fiberglass" (Glass-Fiber-Reinforced Thermosetting-Resin) Pipe | 2017
18213 | 46 51 00.00 10 | AIR AND GAS DIFFUSION SYSTEM | 05/21 | INSTITUTE OF ELECTRICAL AND ELECTRONICS ENGINEERS | IEEE | IEEE C37.13 | Standard for Low-Voltage AC Power Circuit Breakers Used in Enclosures | 2015
18214 | 46 51 00.00 10 | AIR AND GAS DIFFUSION SYSTEM | 05/21 | INSTITUTE OF ELECTRICAL AND ELECTRONICS ENGINEERS | IEEE | IEEE C57.13 | Standard Requirements for Instrument Transformers | 2016
18215 | 46 51 00.00 10 | AIR AND GAS DIFFUSION SYSTEM | 05/21 | MANUFACTURERS STANDARDIZATION SOCIETY OF THE VALVE AND FITTINGS INDUSTRY | MSS | MSS SP-58 | Pipe Hangers and Supports - Materials, Design and Manufacture, Selection, Application, and Installation | 2018
18216 | 46 51 00.00 10 | AIR AND GAS DIFFUSION SYSTEM | 05/21 | MANUFACTURERS STANDARDIZATION SOCIETY OF THE VALVE AND FITTINGS INDUSTRY | MSS | MSS SP-80 | Bronze Gate, Globe, Angle and Check Valves | 2019
18217 | 46 51 00.00 10 | AIR AND GAS DIFFUSION SYSTEM | 05/21 | NATIONAL ELECTRICAL MANUFACTURERS ASSOCIATION | NEMA | NEMA 250 | Enclosures for Electrical Equipment (1000 Volts Maximum) | 2020
18218 | 46 51 00.00 10 | AIR AND GAS DIFFUSION SYSTEM | 05/21 | NATIONAL ELECTRICAL MANUFACTURERS ASSOCIATION | NEMA | NEMA ICS 1 | Standard for Industrial Control and Systems: General Requirements | 2022
18219 | 46 51 00.00 10 | AIR AND GAS DIFFUSION SYSTEM | 05/21 | NATIONAL ELECTRICAL MANUFACTURERS ASSOCIATION | NEMA | NEMA ICS 2 | Industrial Control and Systems Controllers, Contactors, and Overload Relays Rated 600 V | 2000; R 2020
18220 | 46 51 00.00 10 | AIR AND GAS DIFFUSION SYSTEM | 05/21 | NATIONAL ELECTRICAL MANUFACTURERS ASSOCIATION | NEMA | NEMA ICS 3 | Medium-Voltage Controllers Rated 2001 to 7200 V AC | 2005; R 2010
18221 | 46 51 00.00 10 | AIR AND GAS DIFFUSION SYSTEM | 05/21 | NATIONAL ELECTRICAL MANUFACTURERS ASSOCIATION | NEMA | NEMA ICS 4 | Application Guideline for Terminal Blocks | 2015
18222 | 46 51 00.00 10 | AIR AND GAS DIFFUSION SYSTEM | 05/21 | NATIONAL ELECTRICAL MANUFACTURERS ASSOCIATION | NEMA | NEMA ICS 6 | Industrial Control and Systems: Enclosures | 1993; R 2016
18223 | 46 51 00.00 10 | AIR AND GAS DIFFUSION SYSTEM | 05/21 | NATIONAL ELECTRICAL MANUFACTURERS ASSOCIATION | NEMA | NEMA MG 1 | Motors and Generators | 2021
18224 | 46 51 00.00 10 | AIR AND GAS DIFFUSION SYSTEM | 05/21 | NATIONAL ELECTRICAL MANUFACTURERS ASSOCIATION | NEMA | NEMA ST 20 | Dry-Type Transformers for General Applications | 2014
18225 | 46 51 00.00 10 | AIR AND GAS DIFFUSION SYSTEM | 05/21 | NATIONAL FIRE PROTECTION ASSOCIATION | NFPA | NFPA 70 | National Electrical Code | 2023
18226 | 46 51 00.00 10 | AIR AND GAS DIFFUSION SYSTEM | 05/21 | UNDERWRITERS LABORATORIES | UL | UL 508 | UL Standard for Safety Industrial Control Equipment | 2018; Reprint Jul 2021
18227 | 46 51 00.00 10 | AIR AND GAS DIFFUSION SYSTEM | 05/21 | UNDERWRITERS LABORATORIES | UL | UL 845 | UL Standard for Safety Motor Control Centers | 2021
18228 | 46 53 22 | TRICKLING FILTER | 05/18 | AMERICAN BEARING MANUFACTURERS ASSOCIATION | ABMA | ABMA 9 | Load Ratings and Fatigue Life for Ball Bearings | 2015
18229 | 46 53 22 | TRICKLING FILTER | 05/18 | AMERICAN BEARING MANUFACTURERS ASSOCIATION | ABMA | ABMA 11 | Load Ratings and Fatigue Life for Roller Bearings | 2014
18230 | 46 53 22 | TRICKLING FILTER | 05/18 | AMERICAN INSTITUTE OF STEEL CONSTRUCTION | AISC | AISC 360 | Specification for Structural Steel Buildings | 2016
18231 | 46 53 22 | TRICKLING FILTER | 05/18 | AMERICAN WATER WORKS ASSOCIATION | AWWA | AWWA C151/A21.51 | Ductile-Iron Pipe, Centrifugally Cast | 2023
18232 | 46 53 22 | TRICKLING FILTER | 05/18 | ASTM INTERNATIONAL | ASTM | ASTM A36/A36M | Standard Specification for Carbon Structural Steel | 2019
18233 | 46 53 22 | TRICKLING FILTER | 05/18 | ASTM INTERNATIONAL | ASTM | ASTM A48/A48M | Standard Specification for Gray Iron Castings | 2022
18234 | 46 53 22 | TRICKLING FILTER | 05/18 | ASTM INTERNATIONAL | ASTM | ASTM A53/A53M | Standard Specification for Pipe, Steel, Black and Hot-Dipped, Zinc-Coated, Welded and Seamless | 2024
18235 | 46 53 22 | TRICKLING FILTER | 05/18 | ASTM INTERNATIONAL | ASTM | ASTM A123/A123M | Standard Specification for Zinc (Hot-Dip Galvanized) Coatings on Iron and Steel Products | 2017
18236 | 46 53 22 | TRICKLING FILTER | 05/18 | ASTM INTERNATIONAL | ASTM | ASTM A153/A153M | Standard Specification for Zinc Coating (Hot-Dip) on Iron and Steel Hardware | 2023
18237 | 46 53 22 | TRICKLING FILTER | 05/18 | ASTM INTERNATIONAL | ASTM | ASTM A475 | Standard Specification for Metallic-Coated Steel Wire Strand | 2022
18238 | 46 53 22 | TRICKLING FILTER | 05/18 | ASTM INTERNATIONAL | ASTM | ASTM B209 | Standard Specification for Aluminum and Aluminum-Alloy Sheet and Plate | 2014
18239 | 46 53 22 | TRICKLING FILTER | 05/18 | ASTM INTERNATIONAL | ASTM | ASTM B241/B241M | Standard Specification for Aluminum and Aluminum-Alloy Seamless Pipe and Seamless Extruded Tube | 2022
18240 | 46 53 22 | TRICKLING FILTER | 05/18 | ASTM INTERNATIONAL | ASTM | ASTM B429/B429M | Standard Specification for Aluminum-Alloy Extruded Structural Pipe and Tube | 2010; E 2012
18241 | 46 53 22 | TRICKLING FILTER | 05/18 | ASTM INTERNATIONAL | ASTM | ASTM C88 | Standard Test Method for Soundness of Aggregates by Use of Sodium Sulfate or Magnesium Sulfate | 2018
18242 | 46 53 22 | TRICKLING FILTER | 05/18 | ASTM INTERNATIONAL | ASTM | ASTM C144 | Standard Specification for Aggregate for Masonry Mortar | 2018
18243 | 46 53 22 | TRICKLING FILTER | 05/18 | ASTM INTERNATIONAL | ASTM | ASTM C150/C150M | Standard Specification for Portland Cement | 2022
18244 | 46 53 22 | TRICKLING FILTER | 05/18 | ASTM INTERNATIONAL | ASTM | ASTM C159 | Standard Specification for Vitrified Clay Filter Blocks | 2006; R 2021
18245 | 46 53 22 | TRICKLING FILTER | 05/18 | ASTM INTERNATIONAL | ASTM | ASTM C700 | Standard Specification for Vitrified Clay Pipe, Extra Strength, Standard Strength, and Perforated | 2018; R 2022
18246 | 46 53 22 | TRICKLING FILTER | 05/18 | ASTM INTERNATIONAL | ASTM | ASTM C1107/C1107M | Standard Specification for Packaged Dry, Hydraulic-Cement Grout (Nonshrink) | 2020
18247 | 46 53 22 | TRICKLING FILTER | 05/18 | SOCIETY FOR PROTECTIVE COATINGS | SSPC | SSPC SP 8 | Pickling | 1982; E 2004
18248 | 46 53 62 | CONTINUOUS LOOP REACTOR (CLR) WASTEWATER TREATMENT SYSTEM | 05/21 | AMERICAN BEARING MANUFACTURERS ASSOCIATION | ABMA | ABMA 9 | Load Ratings and Fatigue Life for Ball Bearings | 2015
18249 | 46 53 62 | CONTINUOUS LOOP REACTOR (CLR) WASTEWATER TREATMENT SYSTEM | 05/21 | AMERICAN BEARING MANUFACTURERS ASSOCIATION | ABMA | ABMA 11 | Load Ratings and Fatigue Life for Roller Bearings | 2014
18250 | 46 53 62 | CONTINUOUS LOOP REACTOR (CLR) WASTEWATER TREATMENT SYSTEM | 05/21 | AMERICAN GEAR MANUFACTURERS ASSOCIATION | AGMA | AGMA 6013 | Standard for Industrial Enclosed Gear Drives | 2006A; R2016
18251 | 46 53 62 | CONTINUOUS LOOP REACTOR (CLR) WASTEWATER TREATMENT SYSTEM | 05/21 | AMERICAN GEAR MANUFACTURERS ASSOCIATION | AGMA | ANSI/AGMA 6113 | Standard for Industrial Enclosed Gear Drives (Metric Edition) | 2016B
18252 | 46 53 62 | CONTINUOUS LOOP REACTOR (CLR) WASTEWATER TREATMENT SYSTEM | 05/21 | AMERICAN SOCIETY OF CIVIL ENGINEERS | ASCE | ASCE 2-06 | Measurement of Oxygen Transfer in Clean Water | 2007
18253 | 46 53 62 | CONTINUOUS LOOP REACTOR (CLR) WASTEWATER TREATMENT SYSTEM | 05/21 | AMERICAN SOCIETY OF MECHANICAL ENGINEERS | ASME | ASME B16.1 | Gray Iron Pipe Flanges and Flanged Fittings Classes 25, 125, and 250 | 2020
18254 | 46 53 62 | CONTINUOUS LOOP REACTOR (CLR) WASTEWATER TREATMENT SYSTEM | 05/21 | AMERICAN SOCIETY OF MECHANICAL ENGINEERS | ASME | ASME B31.1 | Power Piping | 2022
18255 | 46 53 62 | CONTINUOUS LOOP REACTOR (CLR) WASTEWATER TREATMENT SYSTEM | 05/21 | AMERICAN SOCIETY OF MECHANICAL ENGINEERS | ASME | ASME BPVC SEC IX | BPVC Section IX-Welding, Brazing and Fusing Qualifications | 2017; Errata 2018
18256 | 46 53 62 | CONTINUOUS LOOP REACTOR (CLR) WASTEWATER TREATMENT SYSTEM | 05/21 | AMERICAN WATER WORKS ASSOCIATION | AWWA | AWWA C110/A21.10 | Ductile-Iron and Gray-Iron Fittings | 2021
18257 | 46 53 62 | CONTINUOUS LOOP REACTOR (CLR) WASTEWATER TREATMENT SYSTEM | 05/21 | AMERICAN WATER WORKS ASSOCIATION | AWWA | AWWA C111/A21.11 | Rubber-Gasket Joints for Ductile-Iron Pressure Pipe and Fittings | 2023
18258 | 46 53 62 | CONTINUOUS LOOP REACTOR (CLR) WASTEWATER TREATMENT SYSTEM | 05/21 | AMERICAN WATER WORKS ASSOCIATION | AWWA | AWWA C115/A21.15 | Flanged Ductile-Iron Pipe With Ductile-Iron or Gray-Iron Threaded Flanges | 2020
18259 | 46 53 62 | CONTINUOUS LOOP REACTOR (CLR) WASTEWATER TREATMENT SYSTEM | 05/21 | AMERICAN WATER WORKS ASSOCIATION | AWWA | AWWA C151/A21.51 | Ductile-Iron Pipe, Centrifugally Cast | 2023
18260 | 46 53 62 | CONTINUOUS LOOP REACTOR (CLR) WASTEWATER TREATMENT SYSTEM | 05/21 | AMERICAN WATER WORKS ASSOCIATION | AWWA | AWWA C200 | Steel Water Pipe - 6 In. (150 mm) and Larger | 2023
18261 | 46 53 62 | CONTINUOUS LOOP REACTOR (CLR) WASTEWATER TREATMENT SYSTEM | 05/21 | AMERICAN WATER WORKS ASSOCIATION | AWWA | AWWA C500 | Metal-Seated Gate Valves for Water Supply Service | 2019
18262 | 46 53 62 | CONTINUOUS LOOP REACTOR (CLR) WASTEWATER TREATMENT SYSTEM | 05/21 | AMERICAN WATER WORKS ASSOCIATION | AWWA | AWWA C504 | Standard for Rubber-Seated Butterfly Valves | 2023
18263 | 46 53 62 | CONTINUOUS LOOP REACTOR (CLR) WASTEWATER TREATMENT SYSTEM | 05/21 | AMERICAN WATER WORKS ASSOCIATION | AWWA | AWWA C508 | Swing-Check Valves for Waterworks Service, 2 In. Through 48-In. (50-mm Through 1,200-mm) NPS | 2017
18264 | 46 53 62 | CONTINUOUS LOOP REACTOR (CLR) WASTEWATER TREATMENT SYSTEM | 05/21 | AMERICAN WATER WORKS ASSOCIATION | AWWA | AWWA C509 | Resilient-Seated Gate Valves for Water Supply Service | 2023
18265 | 46 53 62 | CONTINUOUS LOOP REACTOR (CLR) WASTEWATER TREATMENT SYSTEM | 05/21 | AMERICAN WELDING SOCIETY | AWS | AWS B2.1/B2.1M | Specification for Welding Procedure and Performance Qualification | 2021
18266 | 46 53 62 | CONTINUOUS LOOP REACTOR (CLR) WASTEWATER TREATMENT SYSTEM | 05/21 | AMERICAN WELDING SOCIETY | AWS | AWS D1.1/D1.1M | Structural Welding Code - Steel | 2020; Errata 1 2021
18267 | 46 53 62 | CONTINUOUS LOOP REACTOR (CLR) WASTEWATER TREATMENT SYSTEM | 05/21 | ASTM INTERNATIONAL | ASTM | ASTM A36/A36M | Standard Specification for Carbon Structural Steel | 2019
18268 | 46 53 62 | CONTINUOUS LOOP REACTOR (CLR) WASTEWATER TREATMENT SYSTEM | 05/21 | ASTM INTERNATIONAL | ASTM | ASTM A48/A48M | Standard Specification for Gray Iron Castings | 2022
18269 | 46 53 62 | CONTINUOUS LOOP REACTOR (CLR) WASTEWATER TREATMENT SYSTEM | 05/21 | ASTM INTERNATIONAL | ASTM | ASTM A53/A53M | Standard Specification for Pipe, Steel, Black and Hot-Dipped, Zinc-Coated, Welded and Seamless | 2024
18270 | 46 53 62 | CONTINUOUS LOOP REACTOR (CLR) WASTEWATER TREATMENT SYSTEM | 05/21 | ASTM INTERNATIONAL | ASTM | ASTM A167 | Standard Specification for Stainless and Heat-Resisting Chromium-Nickel Steel Plate, Sheet, and Strip | 2011
18271 | 46 53 62 | CONTINUOUS LOOP REACTOR (CLR) WASTEWATER TREATMENT SYSTEM | 05/21 | ASTM INTERNATIONAL | ASTM | ASTM A307 | Standard Specification for Carbon Steel Bolts, Studs, and Threaded Rod 60 000 PSI Tensile Strength | 2021
18272 | 46 53 62 | CONTINUOUS LOOP REACTOR (CLR) WASTEWATER TREATMENT SYSTEM | 05/21 | ASTM INTERNATIONAL | ASTM | ASTM A420/A420M | Standard Specification for Piping Fittings of Wrought Carbon Steel and Alloy Steel for Low-Temperature Service | 2024
18273 | 46 53 62 | CONTINUOUS LOOP REACTOR (CLR) WASTEWATER TREATMENT SYSTEM | 05/21 | ASTM INTERNATIONAL | ASTM | ASTM A707/A707M | Standard Specification for Forged Carbon and Alloy Steel Flanges for Low-Temperature Service | 2019
18274 | 46 53 62 | CONTINUOUS LOOP REACTOR (CLR) WASTEWATER TREATMENT SYSTEM | 05/21 | ASTM INTERNATIONAL | ASTM | ASTM D1785 | Standard Specification for Poly(Vinyl Chloride) (PVC), Plastic Pipe, Schedules 40, 80, and 120 | 2021
18275 | 46 53 62 | CONTINUOUS LOOP REACTOR (CLR) WASTEWATER TREATMENT SYSTEM | 05/21 | ASTM INTERNATIONAL | ASTM | ASTM D2241 | Standard Specification for Poly(Vinyl Chloride) (PVC) Pressure-Rated Pipe (SDR Series) | 2020
18276 | 46 53 62 | CONTINUOUS LOOP REACTOR (CLR) WASTEWATER TREATMENT SYSTEM | 05/21 | ASTM INTERNATIONAL | ASTM | ASTM D2564 | Standard Specification for Solvent Cements for Poly(Vinyl Chloride) (PVC) Plastic Piping Systems | 2020
18277 | 46 53 62 | CONTINUOUS LOOP REACTOR (CLR) WASTEWATER TREATMENT SYSTEM | 05/21 | ASTM INTERNATIONAL | ASTM | ASTM D3139 | Joints for Plastic Pressure Pipes Using Flexible Elastomeric Seals | 2019
18278 | 46 53 62 | CONTINUOUS LOOP REACTOR (CLR) WASTEWATER TREATMENT SYSTEM | 05/21 | ASTM INTERNATIONAL | ASTM | ASTM D3308 | Standard Specification for PTFE Resin Skived Tape | 2012; R 2017
18279 | 46 53 62 | CONTINUOUS LOOP REACTOR (CLR) WASTEWATER TREATMENT SYSTEM | 05/21 | ASTM INTERNATIONAL | ASTM | ASTM F477 | Standard Specification for Elastomeric Seals (Gaskets) for Joining Plastic Pipe | 2014; R 2021
18280 | 46 53 62 | CONTINUOUS LOOP REACTOR (CLR) WASTEWATER TREATMENT SYSTEM | 05/21 | MANUFACTURERS STANDARDIZATION SOCIETY OF THE VALVE AND FITTINGS INDUSTRY | MSS | MSS SP-58 | Pipe Hangers and Supports - Materials, Design and Manufacture, Selection, Application, and Installation | 2018
18281 | 46 53 62 | CONTINUOUS LOOP REACTOR (CLR) WASTEWATER TREATMENT SYSTEM | 05/21 | MANUFACTURERS STANDARDIZATION SOCIETY OF THE VALVE AND FITTINGS INDUSTRY | MSS | MSS SP-80 | Bronze Gate, Globe, Angle and Check Valves | 2019
18282 | 46 53 62 | CONTINUOUS LOOP REACTOR (CLR) WASTEWATER TREATMENT SYSTEM | 05/21 | NATIONAL ELECTRICAL MANUFACTURERS ASSOCIATION | NEMA | NEMA ICS 1 | Standard for Industrial Control and Systems: General Requirements | 2022
18283 | 46 53 62 | CONTINUOUS LOOP REACTOR (CLR) WASTEWATER TREATMENT SYSTEM | 05/21 | NATIONAL ELECTRICAL MANUFACTURERS ASSOCIATION | NEMA | NEMA MG 1 | Motors and Generators | 2021
18284 | 46 53 62 | CONTINUOUS LOOP REACTOR (CLR) WASTEWATER TREATMENT SYSTEM | 05/21 | SOCIETY FOR PROTECTIVE COATINGS | SSPC | SSPC SP 6/NACE No.3 | Commercial Blast Cleaning | 2007
18285 | 46 61 00 | FILTRATION EQUIPMENT | 05/21 | AMERICAN LADDER INSTITUTE | ALI | ALI A14.3 | Ladders - Fixed - Safety Requirements | 2008; R 2018
18286 | 46 61 00 | FILTRATION EQUIPMENT | 05/21 | AMERICAN SOCIETY OF MECHANICAL ENGINEERS | ASME | ASME B16.1 | Gray Iron Pipe Flanges and Flanged Fittings Classes 25, 125, and 250 | 2020
18287 | 46 61 00 | FILTRATION EQUIPMENT | 05/21 | AMERICAN SOCIETY OF MECHANICAL ENGINEERS | ASME | ASME B16.3 | Malleable Iron Threaded Fittings, Classes 150 and 300 | 2021
18288 | 46 61 00 | FILTRATION EQUIPMENT | 05/21 | AMERICAN SOCIETY OF MECHANICAL ENGINEERS | ASME | ASME B16.5 | Pipe Flanges and Flanged Fittings NPS 1/2 Through NPS 24 Metric/Inch Standard | 2020
18289 | 46 61 00 | FILTRATION EQUIPMENT | 05/21 | AMERICAN SOCIETY OF MECHANICAL ENGINEERS | ASME | ASME B40.100 | Pressure Gauges and Gauge Attachments | 2022
18290 | 46 61 00 | FILTRATION EQUIPMENT | 05/21 | AMERICAN SOCIETY OF MECHANICAL ENGINEERS | ASME | ASME BPVC SEC VIII D1 | BPVC Section VIII-Rules for Construction of Pressure Vessels Division 1 | 2019
18291 | 46 61 00 | FILTRATION EQUIPMENT | 05/21 | AMERICAN SOCIETY OF SAFETY PROFESSIONALS | ASSP | ASSP A1264.1 | Safety Requirements for Workplace Walking/Working Surfaces and Their Access; Workplace, Floor, Wall and Roof Openings; Stairs and Guardrail/Handrail Systems | 2017
18292 | 46 61 00 | FILTRATION EQUIPMENT | 05/21 | AMERICAN WATER WORKS ASSOCIATION | AWWA | AWWA B100 | Granular Filter Material | 2016; Errata 2017; Addenda 2018
18293 | 46 61 00 | FILTRATION EQUIPMENT | 05/21 | AMERICAN WATER WORKS ASSOCIATION | AWWA | AWWA C110/A21.10 | Ductile-Iron and Gray-Iron Fittings | 2021
18294 | 46 61 00 | FILTRATION EQUIPMENT | 05/21 | AMERICAN WATER WORKS ASSOCIATION | AWWA | AWWA C111/A21.11 | Rubber-Gasket Joints for Ductile-Iron Pressure Pipe and Fittings | 2023
18295 | 46 61 00 | FILTRATION EQUIPMENT | 05/21 | AMERICAN WATER WORKS ASSOCIATION | AWWA | AWWA C115/A21.15 | Flanged Ductile-Iron Pipe With Ductile-Iron or Gray-Iron Threaded Flanges | 2020
18296 | 46 61 00 | FILTRATION EQUIPMENT | 05/21 | AMERICAN WATER WORKS ASSOCIATION | AWWA | AWWA C151/A21.51 | Ductile-Iron Pipe, Centrifugally Cast | 2023
18297 | 46 61 00 | FILTRATION EQUIPMENT | 05/21 | AMERICAN WATER WORKS ASSOCIATION | AWWA | AWWA D100 | Welded Steel Tanks for Water Storage | 2021
18298 | 46 61 00 | FILTRATION EQUIPMENT | 05/21 | AMERICAN WELDING SOCIETY | AWS | AWS D1.1/D1.1M | Structural Welding Code - Steel | 2020; Errata 1 2021
18299 | 46 61 00 | FILTRATION EQUIPMENT | 05/21 | ASTM INTERNATIONAL | ASTM | ASTM A36/A36M | Standard Specification for Carbon Structural Steel | 2019
18300 | 46 61 00 | FILTRATION EQUIPMENT | 05/21 | ASTM INTERNATIONAL | ASTM | ASTM A53/A53M | Standard Specification for Pipe, Steel, Black and Hot-Dipped, Zinc-Coated, Welded and Seamless | 2024
18301 | 46 61 00 | FILTRATION EQUIPMENT | 05/21 | ASTM INTERNATIONAL | ASTM | ASTM A126 | Standard Specification for Gray Iron Castings for Valves, Flanges, and Pipe Fittings | 2004; R 2023
18302 | 46 61 00 | FILTRATION EQUIPMENT | 05/21 | ASTM INTERNATIONAL | ASTM | ASTM A153/A153M | Standard Specification for Zinc Coating (Hot-Dip) on Iron and Steel Hardware | 2023
18303 | 46 61 00 | FILTRATION EQUIPMENT | 05/21 | ASTM INTERNATIONAL | ASTM | ASTM A167 | Standard Specification for Stainless and Heat-Resisting Chromium-Nickel Steel Plate, Sheet, and Strip | 2011
18304 | 46 61 00 | FILTRATION EQUIPMENT | 05/21 | ASTM INTERNATIONAL | ASTM | ASTM A193/A193M | Standard Specification for Alloy-Steel and Stainless Steel Bolting Materials for High-Temperature Service and Other Special Purpose Applications | 2024
18305 | 46 61 00 | FILTRATION EQUIPMENT | 05/21 | ASTM INTERNATIONAL | ASTM | ASTM A194/A194M | Standard Specification for Carbon Steel, Alloy Steel, and Stainless Steel Nuts for Bolts for High-Pressure or High-Temperature Service, or Both | 2024
18306 | 46 61 00 | FILTRATION EQUIPMENT | 05/21 | ASTM INTERNATIONAL | ASTM | ASTM A216/A216M | Standard Specification for Steel Castings, Carbon, Suitable for Fusion Welding, for High-Temperature Service | 2021
18307 | 46 61 00 | FILTRATION EQUIPMENT | 05/21 | ASTM INTERNATIONAL | ASTM | ASTM A276/A276M | Standard Specification for Stainless Steel Bars and Shapes | 2024
18308 | 46 61 00 | FILTRATION EQUIPMENT | 05/21 | ASTM INTERNATIONAL | ASTM | ASTM A283/A283M | Standard Specification for Low and Intermediate Tensile Strength Carbon Steel Plates | 2024
18309 | 46 61 00 | FILTRATION EQUIPMENT | 05/21 | ASTM INTERNATIONAL | ASTM | ASTM A307 | Standard Specification for Carbon Steel Bolts, Studs, and Threaded Rod 60 000 PSI Tensile Strength | 2021
18310 | 46 61 00 | FILTRATION EQUIPMENT | 05/21 | ASTM INTERNATIONAL | ASTM | ASTM A312/A312M | Standard Specification for Seamless, Welded, and Heavily Cold Worked Austenitic Stainless Steel Pipes | 2022a
18311 | 46 61 00 | FILTRATION EQUIPMENT | 05/21 | ASTM INTERNATIONAL | ASTM | ASTM A420/A420M | Standard Specification for Piping Fittings of Wrought Carbon Steel and Alloy Steel for Low-Temperature Service | 2024
18312 | 46 61 00 | FILTRATION EQUIPMENT | 05/21 | ASTM INTERNATIONAL | ASTM | ASTM A707/A707M | Standard Specification for Forged Carbon and Alloy Steel Flanges for Low-Temperature Service | 2019
18313 | 46 61 00 | FILTRATION EQUIPMENT | 05/21 | ASTM INTERNATIONAL | ASTM | ASTM C127 | Standard Test Method for Density, Relative Density (Specific Gravity), and Absorption of Coarse Aggregate | 2015
18314 | 46 61 00 | FILTRATION EQUIPMENT | 05/21 | ASTM INTERNATIONAL | ASTM | ASTM C128 | Standard Test Method for Density, Relative Density (Specific Gravity), and Absorption of Fine Aggregate | 2022
18315 | 46 61 00 | FILTRATION EQUIPMENT | 05/21 | ASTM INTERNATIONAL | ASTM | ASTM C136/C136M | Standard Test Method for Sieve Analysis of Fine and Coarse Aggregates | 2019
18316 | 46 61 00 | FILTRATION EQUIPMENT | 05/21 | ASTM INTERNATIONAL | ASTM | ASTM C582 | Contact-Molded Reinforced Thermosetting Plastic (RTP) Laminates for Corrosion-Resistant Equipment | 2023
18317 | 46 61 00 | FILTRATION EQUIPMENT | 05/21 | ASTM INTERNATIONAL | ASTM | ASTM C1147 | Standard Practice for Determining the Short Term Tensile Weld Strength of Chemical-Resistant Thermoplastics | 2014; R 2022
18318 | 46 61 00 | FILTRATION EQUIPMENT | 05/21 | ASTM INTERNATIONAL | ASTM | ASTM D1330 | Rubber Sheet Gaskets | 2004; R 2010
18319 | 46 61 00 | FILTRATION EQUIPMENT | 05/21 | ASTM INTERNATIONAL | ASTM | ASTM D1784 | Standard Specification for Rigid Poly(Vinyl Chloride) (PVC) Compounds and Chlorinated Poly(Vinyl Chloride) (CPVC) Compounds | 2020
18320 | 46 61 00 | FILTRATION EQUIPMENT | 05/21 | ASTM INTERNATIONAL | ASTM | ASTM D1785 | Standard Specification for Poly(Vinyl Chloride) (PVC), Plastic Pipe, Schedules 40, 80, and 120 | 2021
18321 | 46 61 00 | FILTRATION EQUIPMENT | 05/21 | ASTM INTERNATIONAL | ASTM | ASTM D2241 | Standard Specification for Poly(Vinyl Chloride) (PVC) Pressure-Rated Pipe (SDR Series) | 2020
18322 | 46 61 00 | FILTRATION EQUIPMENT | 05/21 | ASTM INTERNATIONAL | ASTM | ASTM D2564 | Standard Specification for Solvent Cements for Poly(Vinyl Chloride) (PVC) Plastic Piping Systems | 2020
18323 | 46 61 00 | FILTRATION EQUIPMENT | 05/21 | ASTM INTERNATIONAL | ASTM | ASTM D3139 | Joints for Plastic Pressure Pipes Using Flexible Elastomeric Seals | 2019
18324 | 46 61 00 | FILTRATION EQUIPMENT | 05/21 | ASTM INTERNATIONAL | ASTM | ASTM D3299 | Filament-Wound Glass-Fiber-Reinforced Thermoset Resin Corrosion-Resistant Tanks | 2010
18325 | 46 61 00 | FILTRATION EQUIPMENT | 05/21 | ASTM INTERNATIONAL | ASTM | ASTM D3308 | Standard Specification for PTFE Resin Skived Tape | 2012; R 2017
18326 | 46 61 00 | FILTRATION EQUIPMENT | 05/21 | ASTM INTERNATIONAL | ASTM | ASTM D4097 | Contact-Molded Glass-Fiber-Reinforced Thermoset Resin Corrosion-Resistant Tanks | 2001; R 2010
18327 | 46 61 00 | FILTRATION EQUIPMENT | 05/21 | ASTM INTERNATIONAL | ASTM | ASTM F477 | Standard Specification for Elastomeric Seals (Gaskets) for Joining Plastic Pipe | 2014; R 2021
18328 | 46 61 00 | FILTRATION EQUIPMENT | 05/21 | INTERNATIONAL SOCIETY OF AUTOMATION | ISA | ANSI/ISA 5.1 | Instrumentation Symbols and Identification | 2022
18329 | 46 61 00 | FILTRATION EQUIPMENT | 05/21 | MANUFACTURERS STANDARDIZATION SOCIETY OF THE VALVE AND FITTINGS INDUSTRY | MSS | MSS SP-58 | Pipe Hangers and Supports - Materials, Design and Manufacture, Selection, Application, and Installation | 2018
18330 | 46 61 00 | FILTRATION EQUIPMENT | 05/21 | MANUFACTURERS STANDARDIZATION SOCIETY OF THE VALVE AND FITTINGS INDUSTRY | MSS | MSS SP-67 | Butterfly Valves | 2022
18331 | 46 61 00 | FILTRATION EQUIPMENT | 05/21 | MANUFACTURERS STANDARDIZATION SOCIETY OF THE VALVE AND FITTINGS INDUSTRY | MSS | MSS SP-70 | Gray Iron Gate Valves, Flanged and Threaded Ends | 2011
18332 | 46 61 00 | FILTRATION EQUIPMENT | 05/21 | MANUFACTURERS STANDARDIZATION SOCIETY OF THE VALVE AND FITTINGS INDUSTRY | MSS | MSS SP-71 | Gray Iron Swing Check Valves, Flanged and Threaded Ends | 2018
18333 | 46 61 00 | FILTRATION EQUIPMENT | 05/21 | MANUFACTURERS STANDARDIZATION SOCIETY OF THE VALVE AND FITTINGS INDUSTRY | MSS | MSS SP-72 | Ball Valves with Flanged or Butt-Welding Ends for General Service | 2010a
18334 | 46 61 00 | FILTRATION EQUIPMENT | 05/21 | MANUFACTURERS STANDARDIZATION SOCIETY OF THE VALVE AND FITTINGS INDUSTRY | MSS | MSS SP-78 | Cast Iron Plug Valves, Flanged and Threaded Ends | 2011
18335 | 46 61 00 | FILTRATION EQUIPMENT | 05/21 | MANUFACTURERS STANDARDIZATION SOCIETY OF THE VALVE AND FITTINGS INDUSTRY | MSS | MSS SP-85 | Gray Iron Globe & Angle Valves Flanged and Threaded Ends | 2011
18336 | 46 61 00 | FILTRATION EQUIPMENT | 05/21 | NATIONAL ELECTRICAL MANUFACTURERS ASSOCIATION | NEMA | NEMA ICS 1 | Standard for Industrial Control and Systems: General Requirements | 2022
18337 | 46 61 00 | FILTRATION EQUIPMENT | 05/21 | NATIONAL ELECTRICAL MANUFACTURERS ASSOCIATION | NEMA | NEMA MG 1 | Motors and Generators | 2021
18338 | 46 61 00 | FILTRATION EQUIPMENT | 05/21 | SOCIETY FOR PROTECTIVE COATINGS | SSPC | SSPC SP 6/NACE No.3 | Commercial Blast Cleaning | 2007
18339 | 46 61 00 | FILTRATION EQUIPMENT | 05/21 | U.S. DEPARTMENT OF DEFENSE | DOD | UFC 3-301-01 | Structural Engineering | 2023; with Change 1, 2023
18340 | 46 66 56 | OPEN-CHANNEL DISINFECTION EQUIPMENT | 05/21 | NATIONAL ELECTRICAL MANUFACTURERS ASSOCIATION | NEMA | ANSI C82.4 | Lamp Ballasts - Ballasts for High- Intensity-Discharge and Low-Pressure Sodium Lamps | 2017; R 2022
18341 | 46 66 56 | OPEN-CHANNEL DISINFECTION EQUIPMENT | 05/21 | NATIONAL ELECTRICAL MANUFACTURERS ASSOCIATION | NEMA | NEMA 250 | Enclosures for Electrical Equipment (1000 Volts Maximum) | 2020
18342 | 46 66 56 | OPEN-CHANNEL DISINFECTION EQUIPMENT | 05/21 | NATIONAL ELECTRICAL MANUFACTURERS ASSOCIATION | NEMA | NEMA ICS 1 | Standard for Industrial Control and Systems: General Requirements | 2022
18343 | 46 66 56 | OPEN-CHANNEL DISINFECTION EQUIPMENT | 05/21 | NATIONAL FIRE PROTECTION ASSOCIATION | NFPA | NFPA 70 | National Electrical Code | 2023
18344 | 46 66 56 | OPEN-CHANNEL DISINFECTION EQUIPMENT | 05/21 | U.S. DEPARTMENT OF DEFENSE | DOD | UFC 3-240-01 | Wastewater Collection and Treatment | 2020; with Change 3, 2024
18345 | 46 71 16 | GRAVITY BELT THICKENERS | 02/11 | ALUMINUM ASSOCIATION | AA | AA ANSI H35.2M | Dimensional Tolerances for Aluminum Mill Products | 2017
18346 | 46 71 16 | GRAVITY BELT THICKENERS | 02/11 | ALUMINUM ASSOCIATION | AA | AA H35.1/35.1M | American National Standard Alloy and Temper Designation Systems for Aluminum | 2017
18347 | 46 71 16 | GRAVITY BELT THICKENERS | 02/11 | AMERICAN BEARING MANUFACTURERS ASSOCIATION | ABMA | ABMA 9 | Load Ratings and Fatigue Life for Ball Bearings | 2015
18348 | 46 71 16 | GRAVITY BELT THICKENERS | 02/11 | AMERICAN BEARING MANUFACTURERS ASSOCIATION | ABMA | ABMA 11 | Load Ratings and Fatigue Life for Roller Bearings | 2014
18349 | 46 71 16 | GRAVITY BELT THICKENERS | 02/11 | AMERICAN GEAR MANUFACTURERS ASSOCIATION | AGMA | ANSI/AGMA 2001 | Fundamental Rating Factors and Calculation Methods for Involute Spur and Helical Gear Teeth | 2004D; R 2010
18350 | 46 71 16 | GRAVITY BELT THICKENERS | 02/11 | AMERICAN GEAR MANUFACTURERS ASSOCIATION | AGMA | ANSI/AGMA 6034 | Practice for Enclosed Cylindrical Wormgear Speed Reducers and Gearmotors | 1992B; R 2010
18351 | 46 71 16 | GRAVITY BELT THICKENERS | 02/11 | AMERICAN SOCIETY OF MECHANICAL ENGINEERS | ASME | ASME B31.1 | Power Piping | 2022
18352 | 46 71 16 | GRAVITY BELT THICKENERS | 02/11 | AMERICAN SOCIETY OF MECHANICAL ENGINEERS | ASME | ASME BPVC SEC IX | BPVC Section IX-Welding, Brazing and Fusing Qualifications | 2017; Errata 2018
18353 | 46 71 16 | GRAVITY BELT THICKENERS | 02/11 | ASTM INTERNATIONAL | ASTM | ASTM A36/A36M | Standard Specification for Carbon Structural Steel | 2019
18354 | 46 71 16 | GRAVITY BELT THICKENERS | 02/11 | ASTM INTERNATIONAL | ASTM | ASTM A47/A47M | Standard Specification for Ferritic Malleable Iron Castings | 1999; R 2022; E 2022
18355 | 46 71 16 | GRAVITY BELT THICKENERS | 02/11 | ASTM INTERNATIONAL | ASTM | ASTM A48/A48M | Standard Specification for Gray Iron Castings | 2022
18356 | 46 71 16 | GRAVITY BELT THICKENERS | 02/11 | ASTM INTERNATIONAL | ASTM | ASTM A53/A53M | Standard Specification for Pipe, Steel, Black and Hot-Dipped, Zinc-Coated, Welded and Seamless | 2024
18357 | 46 71 16 | GRAVITY BELT THICKENERS | 02/11 | ASTM INTERNATIONAL | ASTM | ASTM A153/A153M | Standard Specification for Zinc Coating (Hot-Dip) on Iron and Steel Hardware | 2023
18358 | 46 71 16 | GRAVITY BELT THICKENERS | 02/11 | ASTM INTERNATIONAL | ASTM | ASTM A283/A283M | Standard Specification for Low and Intermediate Tensile Strength Carbon Steel Plates | 2024
18359 | 46 71 16 | GRAVITY BELT THICKENERS | 02/11 | ASTM INTERNATIONAL | ASTM | ASTM A307 | Standard Specification for Carbon Steel Bolts, Studs, and Threaded Rod 60 000 PSI Tensile Strength | 2021
18360 | 46 71 16 | GRAVITY BELT THICKENERS | 02/11 | ASTM INTERNATIONAL | ASTM | ASTM A325 | Standard Specification for Structural Bolts, Steel, Heat Treated, 120/105 ksi Minimum Tensile Strength | 2014
18361 | 46 71 16 | GRAVITY BELT THICKENERS | 02/11 | ASTM INTERNATIONAL | ASTM | ASTM A325M | Standard Specification for Structural Bolts, Steel, Heat Treated, 830 MPa Minimum Tensile Strength (Metric) | 2014
18362 | 46 71 16 | GRAVITY BELT THICKENERS | 02/11 | ASTM INTERNATIONAL | ASTM | ASTM A354 | Standard Specification for Quenched and Tempered Alloy Steel Bolts, Studs, and Other Externally Threaded Fasteners | 2017; E 2017; E 2018
18363 | 46 71 16 | GRAVITY BELT THICKENERS | 02/11 | ASTM INTERNATIONAL | ASTM | ASTM B429/B429M | Standard Specification for Aluminum-Alloy Extruded Structural Pipe and Tube | 2010; E 2012
18364 | 46 71 16 | GRAVITY BELT THICKENERS | 02/11 | ASTM INTERNATIONAL | ASTM | ASTM B632/B632M | Standard Specification for Aluminum-Alloy Rolled Tread Plate | 2024
18365 | 46 71 16 | GRAVITY BELT THICKENERS | 02/11 | ASTM INTERNATIONAL | ASTM | ASTM D256 | Standard Test Methods for Determining the Izod Pendulum Impact Resistance of Plastics | 2010; R 2018
18366 | 46 71 16 | GRAVITY BELT THICKENERS | 02/11 | ASTM INTERNATIONAL | ASTM | ASTM D570 | Standard Test Method for Water Absorption of Plastics | 1998; E 2010; R 2010
18367 | 46 71 16 | GRAVITY BELT THICKENERS | 02/11 | ASTM INTERNATIONAL | ASTM | ASTM D638 | Standard Test Method for Tensile Properties of Plastics | 2014
18368 | 46 71 16 | GRAVITY BELT THICKENERS | 02/11 | ASTM INTERNATIONAL | ASTM | ASTM D790 | Standard Test Methods for Flexural Properties of Unreinforced and Reinforced Plastics and Electrical Insulating Materials | 2017
18369 | 46 71 16 | GRAVITY BELT THICKENERS | 02/11 | ASTM INTERNATIONAL | ASTM | ASTM D2047 | Standard Test Method for Static Coefficient of Friction of Polish-Coated Floor Surfaces as Measured by the James Machine | 2017
18370 | 46 71 16 | GRAVITY BELT THICKENERS | 02/11 | NATIONAL ASSOCIATION OF ARCHITECTURAL METAL MANUFACTURERS | NAAMM | NAAMM MBG 531 | Metal Bar Grating Manual | 2017
18371 | 46 71 16 | GRAVITY BELT THICKENERS | 02/11 | NATIONAL ASSOCIATION OF ARCHITECTURAL METAL MANUFACTURERS | NAAMM | NAAMM MBG 532 | Heavy Duty Metal Bar Grating Manual | 2019
18372 | 46 71 16 | GRAVITY BELT THICKENERS | 02/11 | NATIONAL ELECTRICAL MANUFACTURERS ASSOCIATION | NEMA | NEMA 250 | Enclosures for Electrical Equipment (1000 Volts Maximum) | 2020
18373 | 46 71 16 | GRAVITY BELT THICKENERS | 02/11 | NATIONAL ELECTRICAL MANUFACTURERS ASSOCIATION | NEMA | NEMA ICS 1 | Standard for Industrial Control and Systems: General Requirements | 2022
18374 | 46 71 16 | GRAVITY BELT THICKENERS | 02/11 | NATIONAL ELECTRICAL MANUFACTURERS ASSOCIATION | NEMA | NEMA MG 1 | Motors and Generators | 2021
18375 | 46 71 16 | GRAVITY BELT THICKENERS | 02/11 | NATIONAL HARDWOOD LUMBER ASSOCIATION | NHLA | NHLA Rules | Rules for the Measurement & Inspection of Hardwood & Cypress | 2023
18376 | 46 71 16 | GRAVITY BELT THICKENERS | 02/11 | REDWOOD INSPECTION SERVICE | RIS) OF THE WESTERN WOOD PRODUCTS ASSOCIATION (WWPA | RIS Grade Use | California Redwood Lumber Grades and Uses | 2019
18377 | 48 06 15 | TURBINE OIL | 11/23 | ASTM INTERNATIONAL | ASTM | ASTM D92 | Standard Test Method for Flash and Fire Points by Cleveland Open Cup Tester | 2012a
18378 | 48 06 15 | TURBINE OIL | 11/23 | ASTM INTERNATIONAL | ASTM | ASTM D97 | Standard Test Method for Pour Point of Petroleum Products | 2017b
18379 | 48 06 15 | TURBINE OIL | 11/23 | ASTM INTERNATIONAL | ASTM | ASTM D130 | Standard Test Method for Corrosiveness to Copper from Petroleum Products by Copper Strip Test | 2018
18380 | 48 06 15 | TURBINE OIL | 11/23 | ASTM INTERNATIONAL | ASTM | ASTM D445 | Standard Test Method for Kinematic Viscosity of Transparent and Opaque Liquids (and Calculation of Dynamic Viscosity) | 2019a
18381 | 48 06 15 | TURBINE OIL | 11/23 | ASTM INTERNATIONAL | ASTM | ASTM D664 | Standard Test Method for Acid Number of Petroleum Products by Potentiometric Titration | 2018; E 2018; E 2019
18382 | 48 06 15 | TURBINE OIL | 11/23 | ASTM INTERNATIONAL | ASTM | ASTM D665 | Standard Test Method for Rust-Preventing Characteristics of Inhibited Mineral Oil in the Presence of Water | 2019
18383 | 48 06 15 | TURBINE OIL | 11/23 | ASTM INTERNATIONAL | ASTM | ASTM D892 | Standard Test Method for Foaming Characteristics of Lubricating Oils | 2013; E 2016
18384 | 48 06 15 | TURBINE OIL | 11/23 | ASTM INTERNATIONAL | ASTM | ASTM D974 | Standard Test Method for Acid and Base Number by Color-Indicator Titration | 2014; E 2016
18385 | 48 06 15 | TURBINE OIL | 11/23 | ASTM INTERNATIONAL | ASTM | ASTM D1401 | Standard Test Method for Water Separability of Petroleum Oils and Synthetic Fluids | 2019
18386 | 48 06 15 | TURBINE OIL | 11/23 | ASTM INTERNATIONAL | ASTM | ASTM D2270 | Standard Practice for Calculating Viscosity Index from Kinematic Viscosity at 40 and 100°C | 2010; R 2016
18387 | 48 06 15 | TURBINE OIL | 11/23 | ASTM INTERNATIONAL | ASTM | ASTM D2272 | Standard Test Method for Oxidation Stability of Steam Turbine Oils by Rotating Pressure Vessel | 2014a
18388 | 48 06 15 | TURBINE OIL | 11/23 | ASTM INTERNATIONAL | ASTM | ASTM D3427 | Standard Test Method for Air Release Properties of Petroleum Oils | 2019
18389 | 48 06 15 | TURBINE OIL | 11/23 | ASTM INTERNATIONAL | ASTM | ASTM D4057 | Standard Practice for Manual Sampling of Petroleum and Petroleum Products | 2012; R 2018
18390 | 48 06 15 | TURBINE OIL | 11/23 | ASTM INTERNATIONAL | ASTM | ASTM D4177 | Standard Practice for Automatic Sampling of Petroleum and Petroleum Products | 2016; E 2017
18391 | 48 06 15 | TURBINE OIL | 11/23 | ASTM INTERNATIONAL | ASTM | ASTM D4310 | Standard Test Method for Determination of Sludging and Corrosion Tendencies of Inhibited Mineral Oils | 2022
18392 | 48 06 15 | TURBINE OIL | 11/23 | ASTM INTERNATIONAL | ASTM | ASTM D6304 | Standard Test Method for Determination of Water in Petroleum Products, Lubricating Oils, and Additives by Coulometric Karl Fischer Titration | 2016; E 2016
18393 | 48 06 15 | TURBINE OIL | 11/23 | ASTM INTERNATIONAL | ASTM | ASTM D7042 | Standard Test Method for Dynamic Viscosity and Density of Liquids by Stabinger Viscometer (and the Calculation of Kinematic Viscosity) | 2020
18394 | 48 06 15 | TURBINE OIL | 11/23 | ASTM INTERNATIONAL | ASTM | ASTM D7155 | Standard Practice for Evaluating Compatibility of Mixtures of Turbine Lubricating Oils | 2011
18395 | 48 06 15 | TURBINE OIL | 11/23 | ASTM INTERNATIONAL | ASTM | ASTM D7647 | Standard Test Method for Automatic Particle Counting of Lubricating and Hydraulic Fluids Using Dilution Techniques to Eliminate the Contribution of Water and Interfering Soft Particles by Light Extinction | 2010; R 2018
18396 | 48 06 15 | TURBINE OIL | 11/23 | INTERNATIONAL ORGANIZATION FOR STANDARDIZATION | ISO | ISO 4406 | Hydraulic Fluid Power - Fluids - Method for Coding the Level of Contamination by Solid Particles | 2021
18397 | 48 06 15 | TURBINE OIL | 11/23 | INTERNATIONAL ORGANIZATION FOR STANDARDIZATION | ISO | ISO 11171 | Hydraulic Fluid Power - Calibration of Automatic Particle Counters for Liquids | 2022
18398 | 48 06 15 | TURBINE OIL | 11/23 | INTERNATIONAL ORGANIZATION FOR STANDARDIZATION | ISO | ISO ISO/IEC 17025 | General Requirements for the Competence of Testing and Calibration Laboratories | 2017
18399 | 48 06 15 | TURBINE OIL | 11/23 | U.S. ARMY CORPS OF ENGINEERS | USACE | EM 385-1-1 | Safety -- Safety and Occupational Health (SOH) Requirements | 2024
18400 | 48 06 15 | TURBINE OIL | 11/23 | U.S. NATIONAL ARCHIVES AND RECORDS ADMINISTRATION | NARA | 29 CFR 1910 | Occupational Safety and Health Standards
18401 | 48 14 00 | SOLAR PHOTOVOLTAIC SYSTEMS | 05/17 | AMERICAN NATIONAL STANDARDS INSTITUTE | ANSI | ANSI C12.1 | Electric Meters - Code for Electricity Metering | 2014; Errata 2016
18402 | 48 14 00 | SOLAR PHOTOVOLTAIC SYSTEMS | 05/17 | AMERICAN SOCIETY OF CIVIL ENGINEERS | ASCE | ASCE 7-10 | Minimum Design Loads for Buildings and Other Structures | 2010; Errata 2011; Supp 1 2013
18403 | 48 14 00 | SOLAR PHOTOVOLTAIC SYSTEMS | 05/17 | ASTM INTERNATIONAL | ASTM | ASTM A240/A240M | Standard Specification for Chromium and Chromium-Nickel Stainless Steel Plate, Sheet, and Strip for Pressure Vessels and for General Applications | 2024
18404 | 48 14 00 | SOLAR PHOTOVOLTAIC SYSTEMS | 05/17 | ASTM INTERNATIONAL | ASTM | ASTM D709 | Standard Specification for Laminated Thermosetting Materials | 2017
18405 | 48 14 00 | SOLAR PHOTOVOLTAIC SYSTEMS | 05/17 | ASTM INTERNATIONAL | ASTM | ASTM E772 | Standard Terminology of Solar Energy Conversion | 2015; R 2021
18406 | 48 14 00 | SOLAR PHOTOVOLTAIC SYSTEMS | 05/17 | ASTM INTERNATIONAL | ASTM | ASTM G173 | Standard Tables for Reference Solar Spectral Irradiances: Direct Normal and Hemispherical on 37 Degree Tilted Surface | 2003; R 2012
18407 | 48 14 00 | SOLAR PHOTOVOLTAIC SYSTEMS | 05/17 | INSTITUTE OF ELECTRICAL AND ELECTRONICS ENGINEERS | IEEE | IEEE 80 | Guide for Safety in AC Substation Grounding | 2013
18408 | 48 14 00 | SOLAR PHOTOVOLTAIC SYSTEMS | 05/17 | INSTITUTE OF ELECTRICAL AND ELECTRONICS ENGINEERS | IEEE | IEEE 142 | Recommended Practice for Grounding of Industrial and Commercial Power Systems - IEEE Green Book | 2007; Errata 2014
18409 | 48 14 00 | SOLAR PHOTOVOLTAIC SYSTEMS | 05/17 | INSTITUTE OF ELECTRICAL AND ELECTRONICS ENGINEERS | IEEE | IEEE 242 | Recommended Practice for Protection and Coordination of Industrial and Commercial Power Systems - Buff Book | 2001; Errata 2003
18410 | 48 14 00 | SOLAR PHOTOVOLTAIC SYSTEMS | 05/17 | INSTITUTE OF ELECTRICAL AND ELECTRONICS ENGINEERS | IEEE | IEEE 1547 | Interconnection and Interoperability of Distributed Energy Resources with Associated Electric Power Systems Interfaces | 2018
18411 | 48 14 00 | SOLAR PHOTOVOLTAIC SYSTEMS | 05/17 | INSTITUTE OF ELECTRICAL AND ELECTRONICS ENGINEERS | IEEE | IEEE 1547.1A | Standard for Conformance Test Procedures for Equipment Interconnecting Distributed Resources with Electric Power Systems -- Amendment 1 | 2015
18412 | 48 14 00 | SOLAR PHOTOVOLTAIC SYSTEMS | 05/17 | INSTITUTE OF ELECTRICAL AND ELECTRONICS ENGINEERS | IEEE | IEEE 1547A | Standard for Interconnecting Distributed Resources with Electric Power Systems - Amendment 1 | 2020
18413 | 48 14 00 | SOLAR PHOTOVOLTAIC SYSTEMS | 05/17 | INSTITUTE OF ELECTRICAL AND ELECTRONICS ENGINEERS | IEEE | IEEE C2 | National Electrical Safety Code | 2023
18414 | 48 14 00 | SOLAR PHOTOVOLTAIC SYSTEMS | 05/17 | INSTITUTE OF ELECTRICAL AND ELECTRONICS ENGINEERS | IEEE | IEEE Stds Dictionary | IEEE Standards Dictionary: Glossary of Terms & Definitions | 2009
18415 | 48 14 00 | SOLAR PHOTOVOLTAIC SYSTEMS | 05/17 | INTERNATIONAL CODE COUNCIL | ICC | ICC IBC | International Building Code | 2024
18416 | 48 14 00 | SOLAR PHOTOVOLTAIC SYSTEMS | 05/17 | INTERNATIONAL ELECTRICAL TESTING ASSOCIATION | NETA | NETA ATS | Standard for Acceptance Testing Specifications for Electrical Power Equipment and Systems | 2021
18417 | 48 14 00 | SOLAR PHOTOVOLTAIC SYSTEMS | 05/17 | INTERNATIONAL ELECTROTECHNICAL COMMISSION | IEC | ANSI IEC 60529 | Degrees of Protection Provided by Enclosures | 2020
18418 | 48 14 00 | SOLAR PHOTOVOLTAIC SYSTEMS | 05/17 | INTERNATIONAL ELECTROTECHNICAL COMMISSION | IEC | IEC 61215 | Crystalline Silicon Terrestrial Photovoltaic (PV) Modules - Design Qualification and Type Approval | 2005; ED 2.0
18419 | 48 14 00 | SOLAR PHOTOVOLTAIC SYSTEMS | 05/17 | INTERNATIONAL ELECTROTECHNICAL COMMISSION | IEC | IEC 61646 | Thin-Film Terrestrial Photovoltaic (PV) Modules – Design Qualification and Type Approval | 2008; ED 2.0
18420 | 48 14 00 | SOLAR PHOTOVOLTAIC SYSTEMS | 05/17 | INTERNATIONAL ELECTROTECHNICAL COMMISSION | IEC | IEC 62446 | Photovoltaic (PV) Systems - Requirements for Testing, Documentation, and Maintenance - Part 1: Grid Connected Systems - Documentation, Commissioning Tests and Inspection | 2018
18421 | 48 14 00 | SOLAR PHOTOVOLTAIC SYSTEMS | 05/17 | NATIONAL ELECTRICAL MANUFACTURERS ASSOCIATION | NEMA | NEMA 250 | Enclosures for Electrical Equipment (1000 Volts Maximum) | 2020
18422 | 48 14 00 | SOLAR PHOTOVOLTAIC SYSTEMS | 05/17 | NATIONAL FIRE PROTECTION ASSOCIATION | NFPA | NFPA 70 | National Electrical Code | 2023
18423 | 48 14 00 | SOLAR PHOTOVOLTAIC SYSTEMS | 05/17 | NATIONAL FIRE PROTECTION ASSOCIATION | NFPA | NFPA 70E | Standard for Electrical Safety in the Workplace | 2024
18424 | 48 14 00 | SOLAR PHOTOVOLTAIC SYSTEMS | 05/17 | U.S. DEPARTMENT OF DEFENSE | DOD | UFC 3-301-01 | Structural Engineering | 2023; with Change 1, 2023
18425 | 48 14 00 | SOLAR PHOTOVOLTAIC SYSTEMS | 05/17 | U.S. DEPARTMENT OF DEFENSE | DOD | UFC 3-501-01 | Electrical Engineering | 2015; with Change 2, 2023
18426 | 48 14 00 | SOLAR PHOTOVOLTAIC SYSTEMS | 05/17 | U.S. NATIONAL ARCHIVES AND RECORDS ADMINISTRATION | NARA | 29 CFR 1910 | Occupational Safety and Health Standards
18427 | 48 14 00 | SOLAR PHOTOVOLTAIC SYSTEMS | 05/17 | UNDERWRITERS LABORATORIES | UL | UL 96 | UL Standard for Safety Lightning Protection Components | 2016; May 2023
18428 | 48 14 00 | SOLAR PHOTOVOLTAIC SYSTEMS | 05/17 | UNDERWRITERS LABORATORIES | UL | UL 467 | UL Standard for Safety Grounding and Bonding Equipment | 2022
18429 | 48 14 00 | SOLAR PHOTOVOLTAIC SYSTEMS | 05/17 | UNDERWRITERS LABORATORIES | UL | UL 1741 | UL Standard for Safety Inverters, Converters, Controllers and Interconnection System Equipment for Use With Distributed Energy Resources | 2010; Reprint Jan 2015
18430 | 48 14 00 | SOLAR PHOTOVOLTAIC SYSTEMS | 05/17 | UNDERWRITERS LABORATORIES | UL | UL 2703 | UL Standard for Safety Mounting Systems, Mounting Devices, Clamping/Retention Devices, And Ground Lugs For Use With Flat-Plate Photovoltaic Modules And Panels | 2015; Reprint Jul 2023
18431 | 48 14 00 | SOLAR PHOTOVOLTAIC SYSTEMS | 05/17 | UNDERWRITERS LABORATORIES | UL | UL Subject 3703 | Outline of Investigation for Solar Trackers | 2011; Edition 2014
18432 | 48 14 13.00 20 | SOLAR LIQUID FLAT PLATE AND EVACUATED TUBE COLLECTORS | 05/15 | AMERICAN SOCIETY OF HEATING, REFRIGERATING AND AIR-CONDITIONING ENGINEERS | ASHRAE | ASHRAE 90.1 - IP | Energy Standard for Buildings Except Low-Rise Residential Buildings | 2019
18433 | 48 14 13.00 20 | SOLAR LIQUID FLAT PLATE AND EVACUATED TUBE COLLECTORS | 05/15 | AMERICAN SOCIETY OF HEATING, REFRIGERATING AND AIR-CONDITIONING ENGINEERS | ASHRAE | ASHRAE 90.1 - SI | Energy Standard for Buildings Except Low-Rise Residential Buildings | 2019
18434 | 48 14 13.00 20 | SOLAR LIQUID FLAT PLATE AND EVACUATED TUBE COLLECTORS | 05/15 | AMERICAN SOCIETY OF HEATING, REFRIGERATING AND AIR-CONDITIONING ENGINEERS | ASHRAE | ASHRAE 93 | Methods of Testing to Determine the Thermal Performance of Solar Collectors | 2010; Errata 2013l Errata 2014
18435 | 48 14 13.00 20 | SOLAR LIQUID FLAT PLATE AND EVACUATED TUBE COLLECTORS | 05/15 | AMERICAN SOCIETY OF HEATING, REFRIGERATING AND AIR-CONDITIONING ENGINEERS | ASHRAE | ASHRAE 96 | Methods of Testing to Determine the Thermal Performance of Unglazed Flat-Plate Liquid-Type Solar Collectors | 1980; R 1989
18436 | 48 14 13.00 20 | SOLAR LIQUID FLAT PLATE AND EVACUATED TUBE COLLECTORS | 05/15 | AMERICAN SOCIETY OF MECHANICAL ENGINEERS | ASME | ASME A13.1 | Scheme for the Identification of Piping Systems | 2023
18437 | 48 14 13.00 20 | SOLAR LIQUID FLAT PLATE AND EVACUATED TUBE COLLECTORS | 05/15 | AMERICAN SOCIETY OF MECHANICAL ENGINEERS | ASME | ASME B16.1 | Gray Iron Pipe Flanges and Flanged Fittings Classes 25, 125, and 250 | 2020
18438 | 48 14 13.00 20 | SOLAR LIQUID FLAT PLATE AND EVACUATED TUBE COLLECTORS | 05/15 | AMERICAN SOCIETY OF MECHANICAL ENGINEERS | ASME | ASME B16.22 | Wrought Copper and Copper Alloy Solder Joint Pressure Fittings | 2021
18439 | 48 14 13.00 20 | SOLAR LIQUID FLAT PLATE AND EVACUATED TUBE COLLECTORS | 05/15 | AMERICAN SOCIETY OF MECHANICAL ENGINEERS | ASME | ASME B16.24 | Cast Copper Alloy Pipe Flanges, Flanged Fittings, and Valves Classes 150, 300, 600, 900, 1500, and 2500 | 2022
18440 | 48 14 13.00 20 | SOLAR LIQUID FLAT PLATE AND EVACUATED TUBE COLLECTORS | 05/15 | AMERICAN SOCIETY OF MECHANICAL ENGINEERS | ASME | ASME B16.39 | Standard for Malleable Iron Threaded Pipe Unions; Classes 150, 250, and 300 | 2020
18441 | 48 14 13.00 20 | SOLAR LIQUID FLAT PLATE AND EVACUATED TUBE COLLECTORS | 05/15 | AMERICAN SOCIETY OF MECHANICAL ENGINEERS | ASME | ASME B31.1 | Power Piping | 2022
18442 | 48 14 13.00 20 | SOLAR LIQUID FLAT PLATE AND EVACUATED TUBE COLLECTORS | 05/15 | AMERICAN SOCIETY OF MECHANICAL ENGINEERS | ASME | ASME B40.100 | Pressure Gauges and Gauge Attachments | 2022
18443 | 48 14 13.00 20 | SOLAR LIQUID FLAT PLATE AND EVACUATED TUBE COLLECTORS | 05/15 | AMERICAN SOCIETY OF MECHANICAL ENGINEERS | ASME | ASME BPVC SEC VIII | Boiler and Pressure Vessel Codes: Section VIII Rules for Construction of Pressure Vessel | 2010
18444 | 48 14 13.00 20 | SOLAR LIQUID FLAT PLATE AND EVACUATED TUBE COLLECTORS | 05/15 | AMERICAN SOCIETY OF SANITARY ENGINEERING | ASSE | ASSE 1003 | Performance Requirements for Water Pressure Reducing Valves for Domestic Water Distribution Systems - (ANSI approved 2010) | 2020
18445 | 48 14 13.00 20 | SOLAR LIQUID FLAT PLATE AND EVACUATED TUBE COLLECTORS | 05/15 | AMERICAN SOCIETY OF SANITARY ENGINEERING | ASSE | ASSE 1017 | Performance Requirements for Temperature Actuated Mixing Valves for Hot Water Distribution Systems - (ANSI approved 2010) | 2023
18446 | 48 14 13.00 20 | SOLAR LIQUID FLAT PLATE AND EVACUATED TUBE COLLECTORS | 05/15 | AMERICAN WELDING SOCIETY | AWS | AWS A5.8/A5.8M | Specification for Filler Metals for Brazing and Braze Welding | 2019
18447 | 48 14 13.00 20 | SOLAR LIQUID FLAT PLATE AND EVACUATED TUBE COLLECTORS | 05/15 | ASTM INTERNATIONAL | ASTM | ASTM A193/A193M | Standard Specification for Alloy-Steel and Stainless Steel Bolting Materials for High-Temperature Service and Other Special Purpose Applications | 2024
18448 | 48 14 13.00 20 | SOLAR LIQUID FLAT PLATE AND EVACUATED TUBE COLLECTORS | 05/15 | ASTM INTERNATIONAL | ASTM | ASTM A194/A194M | Standard Specification for Carbon Steel, Alloy Steel, and Stainless Steel Nuts for Bolts for High-Pressure or High-Temperature Service, or Both | 2024
18449 | 48 14 13.00 20 | SOLAR LIQUID FLAT PLATE AND EVACUATED TUBE COLLECTORS | 05/15 | ASTM INTERNATIONAL | ASTM | ASTM B32 | Standard Specification for Solder Metal | 2020
18450 | 48 14 13.00 20 | SOLAR LIQUID FLAT PLATE AND EVACUATED TUBE COLLECTORS | 05/15 | ASTM INTERNATIONAL | ASTM | ASTM B88 | Standard Specification for Seamless Copper Water Tube | 2022
18451 | 48 14 13.00 20 | SOLAR LIQUID FLAT PLATE AND EVACUATED TUBE COLLECTORS | 05/15 | ASTM INTERNATIONAL | ASTM | ASTM B88M | Standard Specification for Seamless Copper Water Tube (Metric) | 2020
18452 | 48 14 13.00 20 | SOLAR LIQUID FLAT PLATE AND EVACUATED TUBE COLLECTORS | 05/15 | ASTM INTERNATIONAL | ASTM | ASTM B168 | Standard Specification for Nickel-Chromium-Iron Alloys, Nickel-Chromium-Cobalt-Molybdenum Alloy, and Nickel-Iron-Chromium-Tungsten Alloy Plate, Sheet, and Strip | 2019; E 2022
18453 | 48 14 13.00 20 | SOLAR LIQUID FLAT PLATE AND EVACUATED TUBE COLLECTORS | 05/15 | ASTM INTERNATIONAL | ASTM | ASTM B209 | Standard Specification for Aluminum and Aluminum-Alloy Sheet and Plate | 2014
18454 | 48 14 13.00 20 | SOLAR LIQUID FLAT PLATE AND EVACUATED TUBE COLLECTORS | 05/15 | ASTM INTERNATIONAL | ASTM | ASTM B209M | Standard Specification for Aluminum and Aluminum-Alloy Sheet and Plate (Metric) | 2014
18455 | 48 14 13.00 20 | SOLAR LIQUID FLAT PLATE AND EVACUATED TUBE COLLECTORS | 05/15 | ASTM INTERNATIONAL | ASTM | ASTM C1048 | Standard Specification for Heat-Strengthened and Fully Tempered Flat Glass | 2018
18456 | 48 14 13.00 20 | SOLAR LIQUID FLAT PLATE AND EVACUATED TUBE COLLECTORS | 05/15 | ASTM INTERNATIONAL | ASTM | ASTM D3667 | Standard Specification for Rubber Seals Used in Flat-Plate Solar Collectors | 2016
18457 | 48 14 13.00 20 | SOLAR LIQUID FLAT PLATE AND EVACUATED TUBE COLLECTORS | 05/15 | ASTM INTERNATIONAL | ASTM | ASTM D3832 | Standard Specification for Rubber Seals Contacting Liquids in Solar Energy Systems | 1979; R 2011
18458 | 48 14 13.00 20 | SOLAR LIQUID FLAT PLATE AND EVACUATED TUBE COLLECTORS | 05/15 | ASTM INTERNATIONAL | ASTM | ASTM E1 | Standard Specification for ASTM Liquid-in-Glass Thermometers | 2014
18459 | 48 14 13.00 20 | SOLAR LIQUID FLAT PLATE AND EVACUATED TUBE COLLECTORS | 05/15 | ASTM INTERNATIONAL | ASTM | ASTM E822 | Standard Practice for Determining Resistance of Solar Collector Covers to Hail by Impact With Propelled Ice Balls | 1992; R 2009
18460 | 48 14 13.00 20 | SOLAR LIQUID FLAT PLATE AND EVACUATED TUBE COLLECTORS | 05/15 | ASTM INTERNATIONAL | ASTM | ASTM E1160 | Standard Guide for On-Site Inspection and Verification of Operation of Solar Domestic Hot Water Systems | 2013; R 2021
18461 | 48 14 13.00 20 | SOLAR LIQUID FLAT PLATE AND EVACUATED TUBE COLLECTORS | 05/15 | COPPER DEVELOPMENT ASSOCIATION | CDA | CDA A4015 | Copper Tube Handbook | 2016; 14/17
18462 | 48 14 13.00 20 | SOLAR LIQUID FLAT PLATE AND EVACUATED TUBE COLLECTORS | 05/15 | MANUFACTURERS STANDARDIZATION SOCIETY OF THE VALVE AND FITTINGS INDUSTRY | MSS | MSS SP-25 | Standard Marking System for Valves, Fittings, Flanges and Unions | 2018
18463 | 48 14 13.00 20 | SOLAR LIQUID FLAT PLATE AND EVACUATED TUBE COLLECTORS | 05/15 | MANUFACTURERS STANDARDIZATION SOCIETY OF THE VALVE AND FITTINGS INDUSTRY | MSS | MSS SP-58 | Pipe Hangers and Supports - Materials, Design and Manufacture, Selection, Application, and Installation | 2018
18464 | 48 14 13.00 20 | SOLAR LIQUID FLAT PLATE AND EVACUATED TUBE COLLECTORS | 05/15 | MANUFACTURERS STANDARDIZATION SOCIETY OF THE VALVE AND FITTINGS INDUSTRY | MSS | MSS SP-72 | Ball Valves with Flanged or Butt-Welding Ends for General Service | 2010a
18465 | 48 14 13.00 20 | SOLAR LIQUID FLAT PLATE AND EVACUATED TUBE COLLECTORS | 05/15 | MANUFACTURERS STANDARDIZATION SOCIETY OF THE VALVE AND FITTINGS INDUSTRY | MSS | MSS SP-80 | Bronze Gate, Globe, Angle and Check Valves | 2019
18466 | 48 14 13.00 20 | SOLAR LIQUID FLAT PLATE AND EVACUATED TUBE COLLECTORS | 05/15 | MANUFACTURERS STANDARDIZATION SOCIETY OF THE VALVE AND FITTINGS INDUSTRY | MSS | MSS SP-110 | Ball Valves Threaded, Socket-Welding, Solder Joint, Grooved and Flared Ends | 2010
18467 | 48 14 13.00 20 | SOLAR LIQUID FLAT PLATE AND EVACUATED TUBE COLLECTORS | 05/15 | NATIONAL ELECTRICAL MANUFACTURERS ASSOCIATION | NEMA | NEMA 250 | Enclosures for Electrical Equipment (1000 Volts Maximum) | 2020
18468 | 48 14 13.00 20 | SOLAR LIQUID FLAT PLATE AND EVACUATED TUBE COLLECTORS | 05/15 | SHEET METAL AND AIR CONDITIONING CONTRACTORS' NATIONAL ASSOCIATION | SMACNA | SMACNA 1981 | Seismic Restraint Manual Guidelines for Mechanical Systems, 3rd Edition | 2008
18469 | 48 14 13.00 20 | SOLAR LIQUID FLAT PLATE AND EVACUATED TUBE COLLECTORS | 05/15 | SOLAR RATING AND CERTIFICATION CORPORATION | SRCC | SRCC CRIS | Certification Ratings Information Service (CRIS) | ongoing online
18470 | 48 14 13.00 20 | SOLAR LIQUID FLAT PLATE AND EVACUATED TUBE COLLECTORS | 05/15 | SOLAR RATING AND CERTIFICATION CORPORATION | SRCC | SRCC OG-100 | Solar Thermal Collector Certification Program | 2015
18471 | 48 14 13.00 20 | SOLAR LIQUID FLAT PLATE AND EVACUATED TUBE COLLECTORS | 05/15 | SOLAR RATING AND CERTIFICATION CORPORATION | SRCC | SRCC OG-300 | Solar Thermal System Certification Program | 2015
18472 | 48 14 13.00 20 | SOLAR LIQUID FLAT PLATE AND EVACUATED TUBE COLLECTORS | 05/15 | SOLAR RATING AND CERTIFICATION CORPORATION | SRCC | SRCC STD 300 | Solar Thermal System Standard | 2015
18473 | 48 14 13.00 20 | SOLAR LIQUID FLAT PLATE AND EVACUATED TUBE COLLECTORS | 05/15 | U.S. GENERAL SERVICES ADMINISTRATION | GSA | CID A-A-50561 | Pumps, Rotary, Power-Driven, Viscous Liquids | Basic
18474 | 48 14 13.00 20 | SOLAR LIQUID FLAT PLATE AND EVACUATED TUBE COLLECTORS | 05/15 | U.S. GENERAL SERVICES ADMINISTRATION | GSA | CID A-A-50568 | Gages, Liquid Level Measuring, Tank | Basic; Notice 1
18475 | 48 14 13.00 20 | SOLAR LIQUID FLAT PLATE AND EVACUATED TUBE COLLECTORS | 05/15 | U.S. GENERAL SERVICES ADMINISTRATION | GSA | CID A-A-59617 | Unions, Brass or Bronze, Threaded Pipe Connections and Solder-Joint Tube Connections | Basic, Notice 1
18476 | 48 14 13.00 20 | SOLAR LIQUID FLAT PLATE AND EVACUATED TUBE COLLECTORS | 05/15 | U.S. GENERAL SERVICES ADMINISTRATION | GSA | CID A-A-60001 | Traps, Steam | Rev A
18477 | 48 14 13.00 20 | SOLAR LIQUID FLAT PLATE AND EVACUATED TUBE COLLECTORS | 05/15 | U.S. GENERAL SERVICES ADMINISTRATION | GSA | FS F-T-2907 | Tanks, Portable Hot Water Storage | Rev A; Notice 1
18478 | 48 14 13.00 20 | SOLAR LIQUID FLAT PLATE AND EVACUATED TUBE COLLECTORS | 05/15 | UNDERWRITERS LABORATORIES | UL | UL 873 | Standard for Temperature-Indicating and -Regulating Equipment | 2007; Reprint Feb 2015
18479 | 48 15 00 | WIND GENERATOR SYSTEM | 05/17 | AMERICAN CLEAN POWER ASSOCIATION | ACP | AWEA O&M RP | AWEA Operations and Maintenance Recommended Practices, Second Edition | 2017
18480 | 48 15 00 | WIND GENERATOR SYSTEM | 05/17 | AMERICAN INSTITUTE OF STEEL CONSTRUCTION | AISC | AISC 325 | Steel Construction Manual | 2017
18481 | 48 15 00 | WIND GENERATOR SYSTEM | 05/17 | AMERICAN SOCIETY OF CIVIL ENGINEERS | ASCE | ASCE 7-16 | Minimum Design Loads and Associated Criteria for Buildings and Other Structures | 2017; Errata 2018; Supp 1 2018
18482 | 48 15 00 | WIND GENERATOR SYSTEM | 05/17 | AMERICAN SOCIETY OF CIVIL ENGINEERS | ASCE | ASCE/AWEA RP2011 | Recommended Practice for Compliance of Large Land-based Wind Turbine Support Structures | 2011
18483 | 48 15 00 | WIND GENERATOR SYSTEM | 05/17 | AMERICAN SOCIETY OF SAFETY PROFESSIONALS | ASSP | ASSP Z359 | Fall Protection Code | 2013
18484 | 48 15 00 | WIND GENERATOR SYSTEM | 05/17 | INSTITUTE OF ELECTRICAL AND ELECTRONICS ENGINEERS | IEEE | IEEE 80 | Guide for Safety in AC Substation Grounding | 2013
18485 | 48 15 00 | WIND GENERATOR SYSTEM | 05/17 | INSTITUTE OF ELECTRICAL AND ELECTRONICS ENGINEERS | IEEE | IEEE 100 | The Authoritative Dictionary of IEEE Standards Terms | 2000; Archived
18486 | 48 15 00 | WIND GENERATOR SYSTEM | 05/17 | INSTITUTE OF ELECTRICAL AND ELECTRONICS ENGINEERS | IEEE | IEEE 142 | Recommended Practice for Grounding of Industrial and Commercial Power Systems - IEEE Green Book | 2007; Errata 2014
18487 | 48 15 00 | WIND GENERATOR SYSTEM | 05/17 | INSTITUTE OF ELECTRICAL AND ELECTRONICS ENGINEERS | IEEE | IEEE 242 | Recommended Practice for Protection and Coordination of Industrial and Commercial Power Systems - Buff Book | 2001; Errata 2003
18488 | 48 15 00 | WIND GENERATOR SYSTEM | 05/17 | INSTITUTE OF ELECTRICAL AND ELECTRONICS ENGINEERS | IEEE | IEEE 519 | Standard for Harmonic Control in Electrical Power Systems | 2022
18489 | 48 15 00 | WIND GENERATOR SYSTEM | 05/17 | INSTITUTE OF ELECTRICAL AND ELECTRONICS ENGINEERS | IEEE | IEEE 1547 | Interconnection and Interoperability of Distributed Energy Resources with Associated Electric Power Systems Interfaces | 2018
18490 | 48 15 00 | WIND GENERATOR SYSTEM | 05/17 | INSTITUTE OF ELECTRICAL AND ELECTRONICS ENGINEERS | IEEE | IEEE C2 | National Electrical Safety Code | 2023
18491 | 48 15 00 | WIND GENERATOR SYSTEM | 05/17 | INSTITUTE OF ELECTRICAL AND ELECTRONICS ENGINEERS | IEEE | IEEE C62.41 | Recommended Practice on Surge Voltages in Low-Voltage AC Power Circuits | 1991; R 1995
18492 | 48 15 00 | WIND GENERATOR SYSTEM | 05/17 | INTERNATIONAL CODE COUNCIL | ICC | ICC IBC | International Building Code | 2024
18493 | 48 15 00 | WIND GENERATOR SYSTEM | 05/17 | INTERNATIONAL ELECTROTECHNICAL COMMISSION | IEC | IEC 61400-SER | Wind Turbine Generator Systems - ALL PARTS | 2014
18494 | 48 15 00 | WIND GENERATOR SYSTEM | 05/17 | NATIONAL FIRE PROTECTION ASSOCIATION | NFPA | NFPA 70 | National Electrical Code | 2023
18495 | 48 16 00 | LANDFILL GAS SYSTEMS | 05/17 | AMERICAN PETROLEUM INSTITUTE | API | API RP 540 | Electrical Installations in Petroleum Processing Plants | 1999; R 2004
18496 | 48 16 00 | LANDFILL GAS SYSTEMS | 05/17 | AMERICAN PETROLEUM INSTITUTE | API | API RP 2003 | Protection Against Ignitions Arising out of Static, Lightning, and Stray Currents | 2015; 8th Ed
18497 | 48 16 00 | LANDFILL GAS SYSTEMS | 05/17 | AMERICAN PETROLEUM INSTITUTE | API | API STD 610 | Centrifugal Pumps for Petroleum, Petrochemical, and Natural Gas Industries | 2010; Errata 2011
18498 | 48 16 00 | LANDFILL GAS SYSTEMS | 05/17 | AMERICAN SOCIETY OF MECHANICAL ENGINEERS | ASME | ASME B31.3 | Process Piping | 2022; Errata 2023
18499 | 48 16 00 | LANDFILL GAS SYSTEMS | 05/17 | AMERICAN SOCIETY OF MECHANICAL ENGINEERS | ASME | ASME BPVC SEC VIII D1 | BPVC Section VIII-Rules for Construction of Pressure Vessels Division 1 | 2019
18500 | 48 16 00 | LANDFILL GAS SYSTEMS | 05/17 | INSTITUTE OF ELECTRICAL AND ELECTRONICS ENGINEERS | IEEE | IEEE 112 | Standard Test Procedure for Polyphase Induction Motors and Generators | 2017
18501 | 48 16 00 | LANDFILL GAS SYSTEMS | 05/17 | INSTITUTE OF ELECTRICAL AND ELECTRONICS ENGINEERS | IEEE | IEEE 142 | Recommended Practice for Grounding of Industrial and Commercial Power Systems - IEEE Green Book | 2007; Errata 2014
18502 | 48 16 00 | LANDFILL GAS SYSTEMS | 05/17 | INSTITUTE OF ELECTRICAL AND ELECTRONICS ENGINEERS | IEEE | IEEE 1100 | Emerald Book IEEE Recommended Practice for Powering and Grounding Electronic Equipment | 2005
18503 | 48 16 00 | LANDFILL GAS SYSTEMS | 05/17 | NATIONAL ELECTRICAL MANUFACTURERS ASSOCIATION | NEMA | NEMA 250 | Enclosures for Electrical Equipment (1000 Volts Maximum) | 2020
18504 | 48 16 00 | LANDFILL GAS SYSTEMS | 05/17 | NATIONAL ELECTRICAL MANUFACTURERS ASSOCIATION | NEMA | NEMA MG 1 | Motors and Generators | 2021
18505 | 48 16 00 | LANDFILL GAS SYSTEMS | 05/17 | NATIONAL ELECTRICAL MANUFACTURERS ASSOCIATION | NEMA | NEMA MG 11 | Energy Management Guide for Selection and Use of Single Phase Motors | 1977; R 2012
18506 | 48 16 00 | LANDFILL GAS SYSTEMS | 05/17 | NATIONAL FIRE PROTECTION ASSOCIATION | NFPA | NFPA 30 | Flammable and Combustible Liquids Code | 2024
18507 | 48 16 00 | LANDFILL GAS SYSTEMS | 05/17 | NATIONAL FIRE PROTECTION ASSOCIATION | NFPA | NFPA 58 | Liquefied Petroleum Gas Code | 2024; TIA 23-1
18508 | 48 16 00 | LANDFILL GAS SYSTEMS | 05/17 | NATIONAL FIRE PROTECTION ASSOCIATION | NFPA | NFPA 70 | National Electrical Code | 2023
18509 | 48 16 00 | LANDFILL GAS SYSTEMS | 05/17 | NATIONAL FIRE PROTECTION ASSOCIATION | NFPA | NFPA 77 | Recommended Practice on Static Electricity | 2024; ERTA 1 2023
18510 | 48 16 00 | LANDFILL GAS SYSTEMS | 05/17 | NATIONAL FIRE PROTECTION ASSOCIATION | NFPA | NFPA 407 | Standard for Aircraft Fuel Servicing | 2022; TIA 21-1
18511 | 48 16 00 | LANDFILL GAS SYSTEMS | 05/17 | NATIONAL FIRE PROTECTION ASSOCIATION | NFPA | NFPA 780 | Standard for the Installation of Lightning Protection Systems | 2023
18512 | 48 16 00 | LANDFILL GAS SYSTEMS | 05/17 | SOCIETY OF AUTOMOTIVE ENGINEERS INTERNATIONAL | SAE | SAE AMS3275 | Sheet, Acrylonitrile Butadiene (NBR) Rubber and Non-Asbestos Fiber Fuel and Oil Resistant | 2009; Rev C
18513 | 48 16 00 | LANDFILL GAS SYSTEMS | 05/17 | U.S. NATIONAL ARCHIVES AND RECORDS ADMINISTRATION | NARA | 40 CFR 60.18 | General Control Device and Work Practice Requirements
18514 | 48 16 00 | LANDFILL GAS SYSTEMS | 05/17 | U.S. NATIONAL ARCHIVES AND RECORDS ADMINISTRATION | NARA | 40 CFR 60.752 | Standards for Air Emissions from Municipal Solid Waste Landfills
18515 | 48 16 00 | LANDFILL GAS SYSTEMS | 05/17 | UNDERWRITERS LABORATORIES | UL | UL 913 | UL Standard for Safety Intrinsically Safe Apparatus and Associated Apparatus for Use in Class I, II, and III, Division 1, Hazardous (Classified) Locations | 2013; Reprint May 2022